## Instructions
New Orleans Green Infrastructure
Stormwater Calculator
Version 2.0 |  | May 2024
INTRODUCTION
The New Orleans Green Infrastructure Stormwater Calculator was developed to facilitate the evaluation of development projects in accordance with the City's Stormwater Code. The calculator is meant to allow developers and City staff to evaluate development or redevelopment projects on the ability to detain the first 1.25 inches of rainfall on site, not increase the peak flows from the site and track water quality performance of green infrastructure. The calculator is a rapid screening tool, and not intended to replace required hydraulic modeling.
USING THE TOOL
The calculator allows the user to enter basic site information and receive the required storage volume to meet the requirement to detain the first 1.25 inches of rainfall on site. This volume is then compared against planned green infrastructure sizing.
Values to be entered
Suggested values which can be adjusted
Calculated values
SHEET DESCRIPTIONS
Summary
The Summary Tab collects results from the other tabs and presents a summary of the key findings.
Pre-Development - Existing Stormwater Runoff
The Pre-Development sheet collects information to check that the post-development runoff rates to not exceed the pre-development conditions. Required data entry is similar to the post-development tab and includes: -Land cover and soil types. -Time of concentration information. Four drainage areas are included. These areas do not need to exactly align with the drainage areas used on the post-development tab.
Post-Development - Management of Stormwater Runoff
The Post-Development sheet collects information for the planned site conditions. Four separate drainage areas are included in the calculator and each drainage area will have it's own input. Required data entry includes: -Land cover and soil types to predict runoff and the required storage volume as well as water quality loading. -Time of concentration information for the hydrograph calculations. -Sizing of green infrastructure types to meet required storage volume.
Water Quality
This sheet calculates the pollutant loading on an annual basis. No additional input is required and the main outputs are displayed on the Summary tab. These data are to be submitted to the New Orleans Sewerage & Water Board Environmental Affairs separately from Existing Stormwater Runoff and Management of Stormwater Runoff. Data sets have been updated for Removal Efficiencies and Concentrations of Pollutants by Land Use.
Hydrograph Calcs-Pre
This tab is where the hydrograph for the pre-development site is calculated.
Hydrograph Calcs-Post
This tab is where the hydrograph for the post-development site is calculated using NRCS methodology. GI storage other then from detention basins is accounted for by assuming it fills up prior to any runoff leaving the site. While some minimal outflow will occur via the underdrain, the GI feature should store the majority of incoming stormwater until the overflow structures are reached. If a detention basin is used, the routing of flow into the basin and then outflow through orifices is calculated.
Lists
This tab contains the lists utilized for dropdown menus.
Definitions
This tab contains the definition of terms used in the calculator.
Note:
Lists have been updated. Verson 2.0 employs ATLAS 14 rain storm intensities as detailed in the Lists tab. Land use types have been deleted from Land Use categories to reflect how runoff is actually calculated, by actual land cover rather than by generalized land uses. Categories in the Sheet Flow Curves table have been modified to account for land cover in New Orleans. References are listed below each table.
Submitting the Stormwater Calculator Spreadsheet:
To ensure formula and format integrity, use MS Excel for calculations rather than convert to another spreadsheet program.
Submittals to the City of New Orleans Permits Department is to include all tabs except Water Quality, Hydrograph Calcs-Pre, Hydrograph Calcs-Post, and Definitions.
Submittals to the New Orleans Sewerage & Water Board are to include all tabs except Hydrograph Calcs-Pre, Hydrograph Calcs-Post, and Definitions.

## Summary
GENERAL INFORMATION
Site Location
| Name of Developer | [6 empty] | Developer Contact
| Name of Engineer | [6 empty] | Engineer Contact
SUMMARY - STORAGE VOLUME
|  |  | Drainage Area 1 | Drainage Area 2 | Drainage Area 3 | Drainage Area 4 | Drainage Area 5 | Drainage Area 6 | Drainage Area 7 | Drainage Area 8 | Total
|  | Total Area (acres) | 0 | 0 | 0 | 0 | 0 | 0 | 0 | 0 | 0
|  | Required Storage Volume (cf) | 0 | 0 | 0 | 0 | 0 | 0 | 0 | 0 | 0
|  | Provided Storage Volume (cf) | 0 | 0 | 0 | 0 | 0 | 0 | 0 | 0 | 0
|  | Bypass Volume (cf) | 0 | 0 | 0 | 0 | 0 | 0 | 0 | 0 | 0
[6 empty] | Storage Requirement Met |  |  |  |  | YES
[6 empty] | Bypass Volume <=10% |  |  |  |  | #DIV/0!
SUMMARY - RUNOFF
|  | Storm for Analysis | 10-yr |  | Rainfall Depth (in) | 9.84
|  |  | Pre-Development |  | Post-Development |  | Requirement Met
|  | Total Site (acres) | 0 |  | 0 |  | YES
|  | Peak Runoff Rate (cfs) | 0 |  | 0 |  | YES
|  | Total Runoff (MG) | 0 |  | 0 |  | YES
SUMMARY - WATER QUALITY
| Average Annual Rainfall Total (in) |  | 63 | [5 empty] | New Development or Substantial Improvement? | Substantial Improvement
Average Annual Loadings
|  |  | Units | Pre-Development |  | Post-Development w/o GI |  | Post-Development w/ GI |  | Annual Reduction via GI |  | Reduction %
|  | TSS | lbs | #DIV/0! |  | #DIV/0! |  | #DIV/0! |  | #DIV/0! |  | #DIV/0! | TSS Reduction Target Met | #DIV/0! | Provide additional documentation to support higher removals as required.
|  | BOD | lbs | #DIV/0! |  | #DIV/0! |  | #DIV/0! |  | #DIV/0! |  | #DIV/0!
|  | TP | lbs | #DIV/0! |  | #DIV/0! |  | #DIV/0! |  | #DIV/0! |  | #DIV/0!
|  | TN | lbs | #DIV/0! |  | #DIV/0! |  | #DIV/0! |  | #DIV/0! |  | #DIV/0!
|  | Pb | lbs | #DIV/0! |  | #DIV/0! |  | #DIV/0! |  | #DIV/0! |  | #DIV/0!
|  | Zn | lbs | #DIV/0! |  | #DIV/0! |  | #DIV/0! |  | #DIV/0! |  | #DIV/0!
|  | E.Coli | Billion Colonies | #DIV/0! |  | #DIV/0! |  | #DIV/0! |  | #DIV/0! |  | #DIV/0!

## Pre-Development
Guidance | Drainage Area 1 | [7 empty] | Drainage Area 2 | [7 empty] | Drainage Area 3 | [7 empty] | Drainage Area 4 | [7 empty] | Drainage Area 5 | [7 empty] | Drainage Area 6 | [7 empty] | Drainage Area 7 | [7 empty] | Drainage Area 8
Indicate if the drainage area is being utilized in calculations. Drainage areas should all drain to the same site outlet. Pre-Development drainage areas do not need to match up with the post-development areas but the total area should be the same. | Drainage Area Used: | Yes | [6 empty] | Drainage Area Used: | No | [6 empty] | Drainage Area Used: | No | [6 empty] | Drainage Area Used: | No | [6 empty] | Drainage Area Used: | No | [6 empty] | Drainage Area Used: | No | [6 empty] | Drainage Area Used: | No | [6 empty] | Drainage Area Used: | No
| SITE INPUT | [23 empty] | SITE INPUT | [7 empty] | SITE INPUT
| Pre-Development | [7 empty] | Pre-Development | [7 empty] | Pre-Development | [7 empty] | Pre-Development | [7 empty] | Pre-Development | [7 empty] | Pre-Development | [7 empty] | Pre-Development | [7 empty] | Pre-Development
For site input, split the drainage area into its different land covers, designating the land cover type, soil group and area. Most soils in New Orleans will be hydrologic soil group C or D. For impervious areas, designate if the area is disconnected (i.e., it drains into a pervious area before drainage offsite). All green infrastructure installations are given a high CN value since the storage requirement of the GI must include the rain falling directly on the system. | Land Cover/Land Use | Hydrologic Soil Group | % Impervious | CN | Area (sf) | CN*Area | % Area | Impervious Area Disconnected? | Land Cover/Land Use | Hydrologic Soil Group | % Impervious | CN | Area (sf) | CN*Area | % Area | Impervious Area Disconnected? | Land Cover/Land Use | Hydrologic Soil Group | % Impervious | CN | Area (sf) | CN*Area | % Area | Impervious Area Disconnected? | Land Cover/Land Use | Hydrologic Soil Group | % Impervious | CN | Area (sf) | CN*Area | % Area | Impervious Area Disconnected? | Land Cover/Land Use | Hydrologic Soil Group | % Impervious | CN | Area (sf) | CN*Area | % Area | Impervious Area Disconnected? | Land Cover/Land Use | Hydrologic Soil Group | % Impervious | CN | Area (sf) | CN*Area | % Area | Impervious Area Disconnected? | Land Cover/Land Use | Hydrologic Soil Group | % Impervious | CN | Area (sf) | CN*Area | % Area | Impervious Area Disconnected? | Land Cover/Land Use | Hydrologic Soil Group | % Impervious | CN | Area (sf) | CN*Area | % Area | Impervious Area Disconnected?
|  |  | Total (Acres) | 0 |  |  | Any disconnected impervious area? | No |  |  | Total (Acres) | 0 |  |  | Any disconnected impervious area? | No |  |  | Total (Acres) | 0 |  |  | Any disconnected impervious area? | No |  |  | Total (Acres) | 0 |  |  | Any disconnected impervious area? | No |  |  | Total (Acres) | 0 |  |  | Any disconnected impervious area? | No |  |  | Total (Acres) | 0 |  |  | Any disconnected impervious area? | No |  |  | Total (Acres) | 0 |  |  | Any disconnected impervious area? | No |  |  | Total (Acres) | 0 |  |  | Any disconnected impervious area? | No
|  |  | % Impervious | 0% |  |  | Impervious area 30% or less? | Yes |  |  | % Impervious | 0% |  |  | Impervious area 30% or less? | Yes |  |  | % Impervious | 0% |  |  | Impervious area 30% or less? | Yes |  |  | % Impervious | 0% |  |  | Impervious area 30% or less? | Yes |  |  | % Impervious | 0% |  |  | Impervious area 30% or less? | Yes |  |  | % Impervious | 0% |  |  | Impervious area 30% or less? | Yes |  |  | % Impervious | 0% |  |  | Impervious area 30% or less? | Yes |  |  | % Impervious | 0% |  |  | Impervious area 30% or less? | Yes
|  |  | Weighted CN (standard) | 0 |  |  | Use adjusted CN value | No |  |  | Weighted CN (standard) | 0 |  |  | Use adjusted CN value | No |  |  | Weighted CN (standard) | 0 |  |  | Use adjusted CN value | No |  |  | Weighted CN (standard) | 0 |  |  | Use adjusted CN value | No |  |  | Weighted CN (standard) | 0 |  |  | Use adjusted CN value | No |  |  | Weighted CN (standard) | 0 |  |  | Use adjusted CN value | No |  |  | Weighted CN (standard) | 0 |  |  | Use adjusted CN value | No |  |  | Weighted CN (standard) | 0 |  |  | Use adjusted CN value | No
|  |  | Weighted CN (adjusted) |  |  |  | CN pervious | #DIV/0! |  |  | Weighted CN (adjusted) |  |  |  | CN pervious | #DIV/0! |  |  | Weighted CN (adjusted) |  |  |  | CN pervious | #DIV/0! |  |  | Weighted CN (adjusted) |  |  |  | CN pervious | #DIV/0! |  |  | Weighted CN (adjusted) |  |  |  | CN pervious | #DIV/0! |  |  | Weighted CN (adjusted) |  |  |  | CN pervious | #DIV/0! |  |  | Weighted CN (adjusted) |  |  |  | CN pervious | #DIV/0! |  |  | Weighted CN (adjusted) |  |  |  | CN pervious | #DIV/0!
|  |  | CN for Use | 0 |  |  | Ratio of unconnected | #DIV/0! |  |  | CN for Use | 0 |  |  | Ratio of unconnected | #DIV/0! |  |  | CN for Use | 0 |  |  | Ratio of unconnected | #DIV/0! |  |  | CN for Use | 0 |  |  | Ratio of unconnected | #DIV/0! |  |  | CN for Use | 0 |  |  | Ratio of unconnected | #DIV/0! |  |  | CN for Use | 0 |  |  | Ratio of unconnected | #DIV/0! |  |  | CN for Use | 0 |  |  | Ratio of unconnected | #DIV/0! |  |  | CN for Use | 0 |  |  | Ratio of unconnected | #DIV/0!
|  |  | Precipitation for storage volume requirement (in) | 1.25 | [6 empty] | Precipitation for storage volume requirement (in) | 1.25 | [6 empty] | Precipitation for storage volume requirement (in) | 1.25 | [6 empty] | Precipitation for storage volume requirement (in) | 1.25 | [6 empty] | Precipitation for storage volume requirement (in) | 1.25 | [6 empty] | Precipitation for storage volume requirement (in) | 1.25 | [6 empty] | Precipitation for storage volume requirement (in) | 1.25 | [6 empty] | Precipitation for storage volume requirement (in) | 1.25
|  |  | S, max natural retention | 0 | [6 empty] | S, max natural retention | 0 | [6 empty] | S, max natural retention | 0 | [6 empty] | S, max natural retention | 0 | [6 empty] | S, max natural retention | 0 | [6 empty] | S, max natural retention | 0 | [6 empty] | S, max natural retention | 0 | [6 empty] | S, max natural retention | 0
|  |  | Q, runoff (in) | 1.25 | [6 empty] | Q, runoff (in) | 1.25 | [6 empty] | Q, runoff (in) | 1.25 | [6 empty] | Q, runoff (in) | 1.25 | [6 empty] | Q, runoff (in) | 1.25 | [6 empty] | Q, runoff (in) | 1.25 | [6 empty] | Q, runoff (in) | 1.25 | [6 empty] | Q, runoff (in) | 1.25
| TIME OF CONCENTRATION | Time needed for water to flow from the most remote point to the outlet | [22 empty] | TIME OF CONCENTRATION | Time needed for water to flow from the most remote point to the outlet | [6 empty] | TIME OF CONCENTRATION | Time needed for water to flow from the most remote point to the outlet
| Pre-Development | [7 empty] | Pre-Development | [7 empty] | Pre-Development | [7 empty] | Pre-Development | [7 empty] | Pre-Development | [7 empty] | Pre-Development | [7 empty] | Pre-Development | [7 empty] | Pre-Development
Time of concentration is the time needed for water to flow from the most remote point in the drainage area to the outlet. Water typically starts out as sheet flow over flat surfaces. After traveling as sheet flow for a short distance (max 300 feet) water will collect as shallow concentrated flow. Designated channels and/or pipe then typically continue to move water off site. Calculations for flow area should assume the channel or pipe is flowing full (but not under pressure). Manning's n values for different materials should be obtained from typical literature. |  | Length (ft) | Slope (ft/ft) | Surface Cover |  | Manning's n | Travel Time (hr) |  |  | Length (ft) | Slope (ft/ft) | Surface Cover |  | Manning's n | Travel Time (hr) |  |  | Length (ft) | Slope (ft/ft) | Surface Cover |  | Manning's n | Travel Time (hr) |  |  | Length (ft) | Slope (ft/ft) | Surface Cover |  | Manning's n | Travel Time (hr) |  |  | Length (ft) | Slope (ft/ft) | Surface Cover |  | Manning's n | Travel Time (hr) |  |  | Length (ft) | Slope (ft/ft) | Surface Cover |  | Manning's n | Travel Time (hr) |  |  | Length (ft) | Slope (ft/ft) | Surface Cover |  | Manning's n | Travel Time (hr) |  |  | Length (ft) | Slope (ft/ft) | Surface Cover |  | Manning's n | Travel Time (hr)
| Sheet Flow | [7 empty] | Sheet Flow | [7 empty] | Sheet Flow | [7 empty] | Sheet Flow | [7 empty] | Sheet Flow | [7 empty] | Sheet Flow | [7 empty] | Sheet Flow | [7 empty] | Sheet Flow
| Sheet Flow | [7 empty] | Sheet Flow | [7 empty] | Sheet Flow | [7 empty] | Sheet Flow | [7 empty] | Sheet Flow | [7 empty] | Sheet Flow | [7 empty] | Sheet Flow | [7 empty] | Sheet Flow
| Shallow Flow |  |  |  |  | - |  |  | Shallow Flow |  |  |  |  | - |  |  | Shallow Flow |  |  |  |  | - |  |  | Shallow Flow |  |  |  |  | - |  |  | Shallow Flow |  |  |  |  | - |  |  | Shallow Flow |  |  |  |  | - |  |  | Shallow Flow |  |  |  |  | - |  |  | Shallow Flow |  |  |  |  | -
| Shallow Flow |  |  |  |  | - |  |  | Shallow Flow |  |  |  |  | - |  |  | Shallow Flow |  |  |  |  | - |  |  | Shallow Flow |  |  |  |  | - |  |  | Shallow Flow |  |  |  |  | - |  |  | Shallow Flow |  |  |  |  | - |  |  | Shallow Flow |  |  |  |  | - |  |  | Shallow Flow |  |  |  |  | -
|  | Length (ft) | Slope (ft/ft) | n-value | Flow Area (sf) | Wetted Perimeter (ft) | Travel Time (hr) |  |  | Length (ft) | Slope (ft/ft) | n-value | Flow Area (sf) | Wetted Perimeter (ft) | Travel Time (hr) |  |  | Length (ft) | Slope (ft/ft) | n-value | Flow Area (sf) | Wetted Perimeter (ft) | Travel Time (hr) |  |  | Length (ft) | Slope (ft/ft) | n-value | Flow Area (sf) | Wetted Perimeter (ft) | Travel Time (hr) |  |  | Length (ft) | Slope (ft/ft) | n-value | Flow Area (sf) | Wetted Perimeter (ft) | Travel Time (hr) |  |  | Length (ft) | Slope (ft/ft) | n-value | Flow Area (sf) | Wetted Perimeter (ft) | Travel Time (hr) |  |  | Length (ft) | Slope (ft/ft) | n-value | Flow Area (sf) | Wetted Perimeter (ft) | Travel Time (hr) |  |  | Length (ft) | Slope (ft/ft) | n-value | Flow Area (sf) | Wetted Perimeter (ft) | Travel Time (hr)
| Channel/Pipe Flow | [7 empty] | Channel/Pipe Flow | [7 empty] | Channel/Pipe Flow | [7 empty] | Channel/Pipe Flow | [7 empty] | Channel/Pipe Flow | [7 empty] | Channel/Pipe Flow | [7 empty] | Channel/Pipe Flow | [7 empty] | Channel/Pipe Flow
| Channel/Pipe Flow | [7 empty] | Channel/Pipe Flow | [7 empty] | Channel/Pipe Flow | [7 empty] | Channel/Pipe Flow | [7 empty] | Channel/Pipe Flow | [7 empty] | Channel/Pipe Flow | [7 empty] | Channel/Pipe Flow | [7 empty] | Channel/Pipe Flow
[6 empty] | Pre-Development Tc (hr) | 0 | [6 empty] | Pre-Development Tc (hr) | 0 | [6 empty] | Pre-Development Tc (hr) | 0 | [6 empty] | Pre-Development Tc (hr) | 0 | [6 empty] | Pre-Development Tc (hr) | 0 | [6 empty] | Pre-Development Tc (hr) | 0 | [6 empty] | Pre-Development Tc (hr) | 0 | [6 empty] | Pre-Development Tc (hr) | 0
[6 empty] | Pre-Development Tc (min) | 0 | [6 empty] | Pre-Development Tc (min) | 0 | [6 empty] | Pre-Development Tc (min) | 0 | [6 empty] | Pre-Development Tc (min) | 0 | [6 empty] | Pre-Development Tc (min) | 0 | [6 empty] | Pre-Development Tc (min) | 0 | [6 empty] | Pre-Development Tc (min) | 0 | [6 empty] | Pre-Development Tc (min) | 0

## Post-Development
Guidance | Drainage Area 1 | [7 empty] | Drainage Area 2 | [7 empty] | Drainage Area 3 | [7 empty] | Drainage Area 4 | [7 empty] | Drainage Area 5 | [8 empty] | Drainage Area 6 | [7 empty] | Drainage Area 7 | [7 empty] | Drainage Area 8
Indicate if the drainage area is being utilized in calculations. Drainage areas should all drain to the same site outlet. Pre-Development drainage areas do not need to match up with the post-development areas but the total area should be the same. | Drainage Area Used: | Yes | [6 empty] | Drainage Area Used: | Yes | [6 empty] | Drainage Area Used: | Yes | [6 empty] | Drainage Area Used: | Yes | [7 empty] | Drainage Area Used: | Yes | [6 empty] | Drainage Area Used: | Yes | [6 empty] | Drainage Area Used: | Yes | [6 empty] | Drainage Area Used: | Yes
| SITE INPUT | [7 empty] | SITE INPUT | [7 empty] | SITE INPUT | [7 empty] | SITE INPUT | [8 empty] | SITE INPUT | [7 empty] | SITE INPUT | [7 empty] | SITE INPUT | [7 empty] | SITE INPUT
For site input, split the drainage area into its different land covers, designating the land cover type, soil group and area. Most soils in New Orleans will be hydrologic soil group C or D. For impervious areas, designate if the area is disconnected (i.e., it drains into a pervious area before drainage offsite). All green infrastructure installations are given a high CN value since the storage requirement of the GI must include the rain falling directly on the system. | Land Cover/Land Use | Hydrologic Soil Group | % Impervious | CN | Area (sf) | CN*Area | % Area | Impervious Area Disconnected? | Land Cover/Land Use | Hydrologic Soil Group | % Impervious | CN | Area (sf) | CN*Area | % Area | Impervious Area Disconnected? | Land Cover/Land Use | Hydrologic Soil Group | % Impervious | CN | Area (sf) | CN*Area | % Area | Impervious Area Disconnected? | Land Cover/Land Use | Hydrologic Soil Group | % Impervious | CN | Area (sf) | CN*Area | % Area | Impervious Area Disconnected? |  | Land Cover/Land Use | Hydrologic Soil Group | % Impervious | CN | Area (sf) | CN*Area | % Area | Impervious Area Disconnected? | Land Cover/Land Use | Hydrologic Soil Group | % Impervious | CN | Area (sf) | CN*Area | % Area | Impervious Area Disconnected? | Land Cover/Land Use | Hydrologic Soil Group | % Impervious | CN | Area (sf) | CN*Area | % Area | Impervious Area Disconnected? | Land Cover/Land Use | Hydrologic Soil Group | % Impervious | CN | Area (sf) | CN*Area | % Area | Impervious Area Disconnected?
|  |  | Total Area (Acres) | 0 |  |  | Any disconnected impervious area? | No |  |  | Total Area (Acres) | 0 |  |  | Any disconnected impervious area? | No |  |  | Total Area (Acres) | 0 |  |  | Any disconnected impervious area? | No |  |  | Total Area (Acres) | 0 |  |  | Any disconnected impervious area? | No |  |  |  | Total Area (Acres) | 0 |  |  | Any disconnected impervious area? | No |  |  | Total Area (Acres) | 0 |  |  | Any disconnected impervious area? | No |  |  | Total Area (Acres) | 0 |  |  | Any disconnected impervious area? | No |  |  | Total Area (Acres) | 0 |  |  | Any disconnected impervious area? | No
|  |  | % Impervious | 0% |  |  | Impervious area 30% or less? | Yes |  |  | % Impervious | 0% |  |  | Impervious area 30% or less? | Yes |  |  | % Impervious | 0% |  |  | Impervious area 30% or less? | Yes |  |  | % Impervious | 0% |  |  | Impervious area 30% or less? | Yes |  |  |  | % Impervious | 0% |  |  | Impervious area 30% or less? | Yes |  |  | % Impervious | 0% |  |  | Impervious area 30% or less? | Yes |  |  | % Impervious | 0% |  |  | Impervious area 30% or less? | Yes |  |  | % Impervious | 0% |  |  | Impervious area 30% or less? | Yes
|  |  | Weighted CN (standard) | 0 |  |  | Use adjusted CN value | No |  |  | Weighted CN (standard) | 0 |  |  | Use adjusted CN value | No |  |  | Weighted CN (standard) | 0 |  |  | Use adjusted CN value | No |  |  | Weighted CN (standard) | 0 |  |  | Use adjusted CN value | No |  |  |  | Weighted CN (standard) | 0 |  |  | Use adjusted CN value | No |  |  | Weighted CN (standard) | 0 |  |  | Use adjusted CN value | No |  |  | Weighted CN (standard) | 0 |  |  | Use adjusted CN value | No |  |  | Weighted CN (standard) | 0 |  |  | Use adjusted CN value | No
|  |  | Weighted CN (adjusted) |  |  |  | CN pervious | #DIV/0! |  |  | Weighted CN (adjusted) |  |  |  | CN pervious | #DIV/0! |  |  | Weighted CN (adjusted) |  |  |  | CN pervious | #DIV/0! |  |  | Weighted CN (adjusted) |  |  |  | CN pervious | #DIV/0! |  |  |  | Weighted CN (adjusted) |  |  |  | CN pervious | #DIV/0! |  |  | Weighted CN (adjusted) |  |  |  | CN pervious | #DIV/0! |  |  | Weighted CN (adjusted) |  |  |  | CN pervious | #DIV/0! |  |  | Weighted CN (adjusted) |  |  |  | CN pervious | #DIV/0!
|  |  | CN for Use | 0 |  |  | Ratio of unconnected | #DIV/0! |  |  | CN for Use | 0 |  |  | Ratio of unconnected | #DIV/0! |  |  | CN for Use | 0 |  |  | Ratio of unconnected | #DIV/0! |  |  | CN for Use | 0 |  |  | Ratio of unconnected | #DIV/0! |  |  |  | CN for Use | 0 |  |  | Ratio of unconnected | #DIV/0! |  |  | CN for Use | 0 |  |  | Ratio of unconnected | #DIV/0! |  |  | CN for Use | 0 |  |  | Ratio of unconnected | #DIV/0! |  |  | CN for Use | 0 |  |  | Ratio of unconnected | #DIV/0!
|  |  | Precipitation for storage volume requirement (in) | 1.25 |  | GI in Site Input (sf) | 0 |  |  |  | Precipitation for storage volume requirement (in) | 1.25 |  | GI in Site Input (sf) | 0 |  |  |  | Precipitation for storage volume requirement (in) | 1.25 |  | GI in Site Input (sf) | 0 |  |  |  | Precipitation for storage volume requirement (in) | 1.25 |  | GI in Site Input (sf) | 0 |  |  |  |  | Precipitation for storage volume requirement (in) | 1.25 |  | GI in Site Input (sf) | 0 |  |  |  | Precipitation for storage volume requirement (in) | 1.25 |  | GI in Site Input (sf) | 0 |  |  |  | Precipitation for storage volume requirement (in) | 1.25 |  | GI in Site Input (sf) | 0 |  |  |  | Precipitation for storage volume requirement (in) | 1.25 |  | GI in Site Input (sf) | 0
|  |  | S, max natural retention | 0 |  | GI Individual Input (sf) | 0 |  |  |  | S, max natural retention | 0 |  | GI Individual Input (sf) | 0 |  |  |  | S, max natural retention | 0 |  | GI Individual Input (sf) | 0 |  |  |  | S, max natural retention | 0 |  | GI Individual Input (sf) | 0 |  |  |  |  | S, max natural retention | 0 |  | GI Individual Input (sf) | 0 |  |  |  | S, max natural retention | 0 |  | GI Individual Input (sf) | 0 |  |  |  | S, max natural retention | 0 |  | GI Individual Input (sf) | 0 |  |  |  | S, max natural retention | 0 |  | GI Individual Input (sf) | 0
|  |  | Q, runoff (in) | 1.25 |  | Match | YES |  |  |  | Q, runoff (in) | 1.25 |  | Match | YES |  |  |  | Q, runoff (in) | 1.25 |  | Match | YES |  |  |  | Q, runoff (in) | 1.25 |  | Match | YES |  |  |  |  | Q, runoff (in) | 1.25 |  | Match | YES |  |  |  | Q, runoff (in) | 1.25 |  | Match | YES |  |  |  | Q, runoff (in) | 1.25 |  | Match | YES |  |  |  | Q, runoff (in) | 1.25 |  | Match | YES
This line provides the required storage volume for the drainage area |  |  | Require Storage Volume (cf) | 0 | [6 empty] | Require Storage Volume (cf) | 0 | [6 empty] | Require Storage Volume (cf) | 0 | [6 empty] | Require Storage Volume (cf) | 0 | [7 empty] | Require Storage Volume (cf) | 0 | [6 empty] | Require Storage Volume (cf) | 0 | [6 empty] | Require Storage Volume (cf) | 0 | [6 empty] | Require Storage Volume (cf) | 0
| TIME OF CONCENTRATION | [7 empty] | TIME OF CONCENTRATION | [7 empty] | TIME OF CONCENTRATION | [7 empty] | TIME OF CONCENTRATION | [8 empty] | TIME OF CONCENTRATION | [7 empty] | TIME OF CONCENTRATION | [7 empty] | TIME OF CONCENTRATION | [7 empty] | TIME OF CONCENTRATION
Time of concentration is the time needed for water to flow from the most remote point in the drainage area to the outlet. Water typically starts out as sheet flow over flat surfaces. After traveling as sheet flow for a short distance (max 300 feet) water will collect as shallow concentrated flow. Designated channels and/or pipe then typically continue to move water off site. Calculations for flow area should assume the channel or pipe is flowing full (but not under pressure). Manning's n values for different materials should be obtained from typical literature. |  | Length (ft) | Slope (ft/ft) | Surface Cover |  | Manning's n | Travel Time (hr) |  |  | Length (ft) | Slope (ft/ft) | Surface Cover |  | Manning's n | Travel Time (hr) |  |  | Length (ft) | Slope (ft/ft) | Surface Cover |  | Manning's n | Travel Time (hr) |  |  | Length (ft) | Slope (ft/ft) | Surface Cover |  | Manning's n | Travel Time (hr) |  |  |  | Length (ft) | Slope (ft/ft) | Surface Cover |  | Manning's n | Travel Time (hr) |  |  | Length (ft) | Slope (ft/ft) | Surface Cover |  | Manning's n | Travel Time (hr) |  |  | Length (ft) | Slope (ft/ft) | Surface Cover |  | Manning's n | Travel Time (hr) |  |  | Length (ft) | Slope (ft/ft) | Surface Cover |  | Manning's n | Travel Time (hr)
| Sheet Flow | [7 empty] | Sheet Flow | [7 empty] | Sheet Flow | [7 empty] | Sheet Flow | [8 empty] | Sheet Flow |  |  |  |  | 0.011 | #DIV/0! |  | Sheet Flow | [7 empty] | Sheet Flow | [7 empty] | Sheet Flow
| Sheet Flow | [7 empty] | Sheet Flow | [7 empty] | Sheet Flow | [7 empty] | Sheet Flow | [8 empty] | Sheet Flow | [7 empty] | Sheet Flow | [7 empty] | Sheet Flow | [7 empty] | Sheet Flow
| Shallow Flow |  |  |  |  | - |  |  | Shallow Flow |  |  |  |  | - |  |  | Shallow Flow |  |  |  |  | - |  |  | Shallow Flow |  |  |  |  | - |  |  |  | Shallow Flow |  |  |  |  | - |  |  | Shallow Flow |  |  |  |  | - |  |  | Shallow Flow |  |  |  |  | - |  |  | Shallow Flow |  |  |  |  | -
| Shallow Flow |  |  |  |  | - |  |  | Shallow Flow |  |  |  |  | - |  |  | Shallow Flow |  |  |  |  | - |  |  | Shallow Flow |  |  |  |  | - |  |  |  | Shallow Flow |  |  |  |  | - |  |  | Shallow Flow |  |  |  |  | - |  |  | Shallow Flow |  |  |  |  | - |  |  | Shallow Flow |  |  |  |  | -
|  | Length (ft) | Slope (ft/ft) | n-value | Flow Area (sf) | Wetted Perimeter (ft) | Travel Time (hr) |  |  | Length (ft) | Slope (ft/ft) | n-value | Flow Area (sf) | Wetted Perimeter (ft) | Travel Time (hr) |  |  | Length (ft) | Slope (ft/ft) | n-value | Flow Area (sf) | Wetted Perimeter (ft) | Travel Time (hr) |  |  | Length (ft) | Slope (ft/ft) | n-value | Flow Area (sf) | Wetted Perimeter (ft) | Travel Time (hr) |  |  |  | Length (ft) | Slope (ft/ft) | n-value | Flow Area (sf) | Wetted Perimeter (ft) | Travel Time (hr) |  |  | Length (ft) | Slope (ft/ft) | n-value | Flow Area (sf) | Wetted Perimeter (ft) | Travel Time (hr) |  |  | Length (ft) | Slope (ft/ft) | n-value | Flow Area (sf) | Wetted Perimeter (ft) | Travel Time (hr) |  |  | Length (ft) | Slope (ft/ft) | n-value | Flow Area (sf) | Wetted Perimeter (ft) | Travel Time (hr)
| Channel/Pipe Flow | [7 empty] | Channel/Pipe Flow | [7 empty] | Channel/Pipe Flow | [7 empty] | Channel/Pipe Flow | [8 empty] | Channel/Pipe Flow | [7 empty] | Channel/Pipe Flow | [7 empty] | Channel/Pipe Flow | [7 empty] | Channel/Pipe Flow
| Channel/Pipe Flow | [7 empty] | Channel/Pipe Flow | [7 empty] | Channel/Pipe Flow | [7 empty] | Channel/Pipe Flow | [8 empty] | Channel/Pipe Flow | [7 empty] | Channel/Pipe Flow | [7 empty] | Channel/Pipe Flow | [7 empty] | Channel/Pipe Flow
[6 empty] | Post-Development Tc (hr) | 0 | [6 empty] | Post-Development Tc (hr) | 0 | [6 empty] | Post-Development Tc (hr) | 0 | [6 empty] | Post-Development Tc (hr) | 0 | [7 empty] | Post-Development Tc (hr) | #DIV/0! | [6 empty] | Post-Development Tc (hr) | 0 | [6 empty] | Post-Development Tc (hr) | 0 | [6 empty] | Post-Development Tc (hr) | 0
[6 empty] | Post-Development Tc (min) | 0 | [6 empty] | Post-Development Tc (min) | 0 | [6 empty] | Post-Development Tc (min) | 0 | [6 empty] | Post-Development Tc (min) | 0 | [7 empty] | Post-Development Tc (min) | #DIV/0! | [6 empty] | Post-Development Tc (min) | 0 | [6 empty] | Post-Development Tc (min) | 0 | [6 empty] | Post-Development Tc (min) | 0
| GREEN INFRASTRUCTURE INPUT | [7 empty] | GREEN INFRASTRUCTURE INPUT | [7 empty] | GREEN INFRASTRUCTURE INPUT | [7 empty] | GREEN INFRASTRUCTURE INPUT | [8 empty] | GREEN INFRASTRUCTURE INPUT | [7 empty] | GREEN INFRASTRUCTURE INPUT | [7 empty] | GREEN INFRASTRUCTURE INPUT | [7 empty] | GREEN INFRASTRUCTURE INPUT
| Pervious Pavement | PP1A | PP1B | PP1C | PP1D |  |  |  | Pervious Pavement | PP2A | PP2B | PP2C | PP2D |  |  |  | Pervious Pavement | PP3A | PP3B | PP3C | PP3D |  |  |  | Pervious Pavement | PP4A | PP4B | PP4C | PP4D |  |  |  |  | Pervious Pavement | PP5A | PP5B | PP5C | PP5D |  |  |  | Pervious Pavement | PP6A | PP6B | PP6C | PP6D |  |  |  | Pervious Pavement | PP7A | PP7B | PP7C | PP7D |  |  |  | Pervious Pavement | PP8A | PP8B | PP8C | PP8D
Sizing of planned green infrastructure is entered within this section to achieve the required storage volume. Values in dark blue are typical values from the standard details but should be adjusted to match site specific design. Contributing Drainage Area should be entered as the square footage draining into the GI plus the actual GI area. | Area (sf) | [7 empty] | Area (sf) | [7 empty] | Area (sf) | [7 empty] | Area (sf) | [8 empty] | Area (sf) | [7 empty] | Area (sf) | [7 empty] | Area (sf) | [7 empty] | Area (sf)
| Contributing Drainage Area (sf) | [7 empty] | Contributing Drainage Area (sf) | [7 empty] | Contributing Drainage Area (sf) | [7 empty] | Contributing Drainage Area (sf) | [8 empty] | Contributing Drainage Area (sf) | [7 empty] | Contributing Drainage Area (sf) | [7 empty] | Contributing Drainage Area (sf) | [7 empty] | Contributing Drainage Area (sf)
| Pavement Depth (in) | [7 empty] | Pavement Depth (in) | [7 empty] | Pavement Depth (in) | [7 empty] | Pavement Depth (in) | [8 empty] | Pavement Depth (in) | [7 empty] | Pavement Depth (in) | [7 empty] | Pavement Depth (in) | [7 empty] | Pavement Depth (in)
| Pavement Void Space | [7 empty] | Pavement Void Space | [7 empty] | Pavement Void Space | [7 empty] | Pavement Void Space | [8 empty] | Pavement Void Space | [7 empty] | Pavement Void Space | [7 empty] | Pavement Void Space | [7 empty] | Pavement Void Space
| Aggregate Layer Depth (in) | [7 empty] | Aggregate Layer Depth (in) | [7 empty] | Aggregate Layer Depth (in) | [7 empty] | Aggregate Layer Depth (in) | [8 empty] | Aggregate Layer Depth (in) | [7 empty] | Aggregate Layer Depth (in) | [7 empty] | Aggregate Layer Depth (in) | [7 empty] | Aggregate Layer Depth (in)
| Aggregate Layer Void Space | [7 empty] | Aggregate Layer Void Space | [7 empty] | Aggregate Layer Void Space | [7 empty] | Aggregate Layer Void Space | [8 empty] | Aggregate Layer Void Space | [7 empty] | Aggregate Layer Void Space | [7 empty] | Aggregate Layer Void Space | [7 empty] | Aggregate Layer Void Space
| Storage Volume (cf) | [7 empty] | Storage Volume (cf) | [7 empty] | Storage Volume (cf) | [7 empty] | Storage Volume (cf) | [8 empty] | Storage Volume (cf) | [7 empty] | Storage Volume (cf) | [7 empty] | Storage Volume (cf) | [7 empty] | Storage Volume (cf)
| Total PP Storage Volume (cf) | 0 | [6 empty] | Total PP Storage Volume (cf) | 0 | [6 empty] | Total PP Storage Volume (cf) | 0 | [6 empty] | Total PP Storage Volume (cf) | 0 | [7 empty] | Total PP Storage Volume (cf) | 0 | [6 empty] | Total PP Storage Volume (cf) | 0 | [6 empty] | Total PP Storage Volume (cf) | 0 | [6 empty] | Total PP Storage Volume (cf) | 0
| Bioretention/Bioswale/Planter | Bio1A | Bio1B | Bio1C | Bio1D |  |  |  | Bioretention/Bioswale/Planter | Bio2A | Bio2B | Bio2C | Bio2D |  |  |  | Bioretention/Bioswale/Planter | Bio3A | Bio3B | Bio3C | Bio3D |  |  |  | Bioretention/Bioswale/Planter | Bio4A | Bio4B | Bio4C | Bio4D |  |  |  |  | Bioretention/Bioswale/Planter | Bio5A | Bio5B | Bio5C | Bio5D |  |  |  | Bioretention/Bioswale/Planter | Bio6A | Bio6B | Bio6C | Bio6D |  |  |  | Bioretention/Bioswale/Planter | Bio7A | Bio7B | Bio7C | Bio7D |  |  |  | Bioretention/Bioswale/Planter | Bio8A | Bio8B | Bio8C | Bio8D
| Length (ft) | [7 empty] | Length (ft) | [7 empty] | Length (ft) | [7 empty] | Length (ft) | [8 empty] | Length (ft) | [7 empty] | Length (ft) | [7 empty] | Length (ft) | [7 empty] | Length (ft)
| Width (ft) | [7 empty] | Width (ft) | [7 empty] | Width (ft) | [7 empty] | Width (ft) | [8 empty] | Width (ft) | [7 empty] | Width (ft) | [7 empty] | Width (ft) | [7 empty] | Width (ft)
| Side Slope Ratio (X:1) | [7 empty] | Side Slope Ratio (X:1) | [7 empty] | Side Slope Ratio (X:1) | [7 empty] | Side Slope Ratio (X:1) | [8 empty] | Side Slope Ratio (X:1) | [7 empty] | Side Slope Ratio (X:1) | [7 empty] | Side Slope Ratio (X:1) | [7 empty] | Side Slope Ratio (X:1)
| Area (sf) | [7 empty] | Area (sf) | [7 empty] | Area (sf) | [7 empty] | Area (sf) | [8 empty] | Area (sf) | [7 empty] | Area (sf) | [7 empty] | Area (sf) | [7 empty] | Area (sf)
| Contributing Drainage Area (sf) | [7 empty] | Contributing Drainage Area (sf) | [7 empty] | Contributing Drainage Area (sf) | [7 empty] | Contributing Drainage Area (sf) | [8 empty] | Contributing Drainage Area (sf) | [7 empty] | Contributing Drainage Area (sf) | [7 empty] | Contributing Drainage Area (sf) | [7 empty] | Contributing Drainage Area (sf)
| Ponding Depth (in) | [7 empty] | Ponding Depth (in) | [7 empty] | Ponding Depth (in) | [7 empty] | Ponding Depth (in) | [8 empty] | Ponding Depth (in) | [7 empty] | Ponding Depth (in) | [7 empty] | Ponding Depth (in) | [7 empty] | Ponding Depth (in)
| Biorentention Soil Depth (in) | [7 empty] | Biorentention Soil Depth (in) | [7 empty] | Biorentention Soil Depth (in) | [7 empty] | Biorentention Soil Depth (in) | [8 empty] | Biorentention Soil Depth (in) | [7 empty] | Biorentention Soil Depth (in) | [7 empty] | Biorentention Soil Depth (in) | [7 empty] | Biorentention Soil Depth (in)
| Biorentention Soil Void Space | [7 empty] | Biorentention Soil Void Space | [7 empty] | Biorentention Soil Void Space | [7 empty] | Biorentention Soil Void Space | [8 empty] | Biorentention Soil Void Space | [7 empty] | Biorentention Soil Void Space | [7 empty] | Biorentention Soil Void Space | [7 empty] | Biorentention Soil Void Space
| Bridging Stone Layer Depth (in) | [7 empty] | Bridging Stone Layer Depth (in) | [7 empty] | Bridging Stone Layer Depth (in) | [7 empty] | Bridging Stone Layer Depth (in) | [8 empty] | Bridging Stone Layer Depth (in) | [7 empty] | Bridging Stone Layer Depth (in) | [7 empty] | Bridging Stone Layer Depth (in) | [7 empty] | Bridging Stone Layer Depth (in)
| Bridging Stone Void Space | [7 empty] | Bridging Stone Void Space | [7 empty] | Bridging Stone Void Space | [7 empty] | Bridging Stone Void Space | [8 empty] | Bridging Stone Void Space | [7 empty] | Bridging Stone Void Space | [7 empty] | Bridging Stone Void Space | [7 empty] | Bridging Stone Void Space
| Aggregate Layer Depth (in) | [7 empty] | Aggregate Layer Depth (in) | [7 empty] | Aggregate Layer Depth (in) | [7 empty] | Aggregate Layer Depth (in) | [8 empty] | Aggregate Layer Depth (in) | [7 empty] | Aggregate Layer Depth (in) | [7 empty] | Aggregate Layer Depth (in) | [7 empty] | Aggregate Layer Depth (in)
| Aggregate Layer Void Space | [7 empty] | Aggregate Layer Void Space | [7 empty] | Aggregate Layer Void Space | [7 empty] | Aggregate Layer Void Space | [8 empty] | Aggregate Layer Void Space | [7 empty] | Aggregate Layer Void Space | [7 empty] | Aggregate Layer Void Space | [7 empty] | Aggregate Layer Void Space
The subsurface storage volume accounts for layer depths and assumed void spaces. | Subsurface Storage Volume (cf) | [7 empty] | Subsurface Storage Volume (cf) | [7 empty] | Subsurface Storage Volume (cf) | [7 empty] | Subsurface Storage Volume (cf) | [8 empty] | Subsurface Storage Volume (cf) | [7 empty] | Subsurface Storage Volume (cf) | [7 empty] | Subsurface Storage Volume (cf) | [7 empty] | Subsurface Storage Volume (cf)
| Surface Storage Volume (cf) | [7 empty] | Surface Storage Volume (cf) | [7 empty] | Surface Storage Volume (cf) | [7 empty] | Surface Storage Volume (cf) | [8 empty] | Surface Storage Volume (cf) | [7 empty] | Surface Storage Volume (cf) | [7 empty] | Surface Storage Volume (cf) | [7 empty] | Surface Storage Volume (cf)
The surface storage volume assumes a trapezoidal shaped area taking into account the side slopes. While there is storage volume available in the soil portion of the side slopes this is assumed balanced by the space lost to plant material within other portions of the facility. | Total Storage Volume (cf) | [7 empty] | Total Storage Volume (cf) | [7 empty] | Total Storage Volume (cf) | [7 empty] | Total Storage Volume (cf) | [8 empty] | Total Storage Volume (cf) | [7 empty] | Total Storage Volume (cf) | [7 empty] | Total Storage Volume (cf) | [7 empty] | Total Storage Volume (cf)
| Total Bioretention Storage Volume (cf) | 0 | [6 empty] | Total Bioretention Storage Volume (cf) | 0 | [6 empty] | Total Bioretention Storage Volume (cf) | 0 | [6 empty] | Total Bioretention Storage Volume (cf) | 0 | [7 empty] | Total Bioretention Storage Volume (cf) | 0 | [6 empty] | Total Bioretention Storage Volume (cf) | 0 | [6 empty] | Total Bioretention Storage Volume (cf) | 0 | [6 empty] | Total Bioretention Storage Volume (cf) | 0
| Infiltration Trench | IT1A | IT1B | IT1C | IT1D |  |  |  | Infiltration Trench | IT2A | IT2B | IT2C | IT2D |  |  |  | Infiltration Trench | IT3A | IT3B | IT3C | IT3D |  |  |  | Infiltration Trench | IT4A | IT4B | IT4C | IT4D |  |  |  |  | Infiltration Trench | IT5A | IT5B | IT5C | IT5D |  |  |  | Infiltration Trench | IT6A | IT6B | IT6C | IT6D |  |  |  | Infiltration Trench | IT7A | IT7B | IT7C | IT7D |  |  |  | Infiltration Trench | IT8A | IT8B | IT8C | IT8D
| Length (ft) | [7 empty] | Length (ft) | [7 empty] | Length (ft) | [7 empty] | Length (ft) | [8 empty] | Length (ft) | [7 empty] | Length (ft) | [7 empty] | Length (ft) | [7 empty] | Length (ft)
| Width (ft) | [7 empty] | Width (ft) | [7 empty] | Width (ft) | [7 empty] | Width (ft) | [8 empty] | Width (ft) | [7 empty] | Width (ft) | [7 empty] | Width (ft) | [7 empty] | Width (ft)
| Area(sf) | 0 | 0 | 0 | 0 |  |  |  | Area(sf) | 0 | 0 | 0 | 0 |  |  |  | Area(sf) | 0 | 0 | 0 | 0 |  |  |  | Area(sf) | 0 | 0 | 0 | 0 |  |  |  |  | Area(sf) | 0 | 0 | 0 | 0 |  |  |  | Area(sf) | 0 | 0 | 0 | 0 |  |  |  | Area(sf) | 0 | 0 | 0 | 0 |  |  |  | Area(sf) | 0 | 0 | 0 | 0
| Side Slope Ratio (X:1) | [7 empty] | Side Slope Ratio (X:1) | [7 empty] | Side Slope Ratio (X:1) | [7 empty] | Side Slope Ratio (X:1) | [8 empty] | Side Slope Ratio (X:1) | [7 empty] | Side Slope Ratio (X:1) | [7 empty] | Side Slope Ratio (X:1) | [7 empty] | Side Slope Ratio (X:1)
| Contributing Drainage Area (sf) | [7 empty] | Contributing Drainage Area (sf) | [7 empty] | Contributing Drainage Area (sf) | [7 empty] | Contributing Drainage Area (sf) | [8 empty] | Contributing Drainage Area (sf) | [7 empty] | Contributing Drainage Area (sf) | [7 empty] | Contributing Drainage Area (sf) | [7 empty] | Contributing Drainage Area (sf)
| Ponding Depth (in) | [7 empty] | Ponding Depth (in) | [7 empty] | Ponding Depth (in) | [7 empty] | Ponding Depth (in) | [8 empty] | Ponding Depth (in) | [7 empty] | Ponding Depth (in) | [7 empty] | Ponding Depth (in) | [7 empty] | Ponding Depth (in)
| Aggregate Layer Depth (in) | [7 empty] | Aggregate Layer Depth (in) | [7 empty] | Aggregate Layer Depth (in) | [7 empty] | Aggregate Layer Depth (in) | [8 empty] | Aggregate Layer Depth (in) | [7 empty] | Aggregate Layer Depth (in) | [7 empty] | Aggregate Layer Depth (in) | [7 empty] | Aggregate Layer Depth (in)
| Aggregate Layer Void Space | [7 empty] | Aggregate Layer Void Space | [7 empty] | Aggregate Layer Void Space | [7 empty] | Aggregate Layer Void Space | [8 empty] | Aggregate Layer Void Space | [7 empty] | Aggregate Layer Void Space | [7 empty] | Aggregate Layer Void Space | [7 empty] | Aggregate Layer Void Space
| Subsurface Storage Volume (cf) | 0 | 0 | 0 | 0 |  |  |  | Subsurface Storage Volume (cf) | 0 | 0 | 0 | 0 |  |  |  | Subsurface Storage Volume (cf) | 0 | 0 | 0 | 0 |  |  |  | Subsurface Storage Volume (cf) | 0 | 0 | 0 | 0 |  |  |  |  | Subsurface Storage Volume (cf) | 0 | 0 | 0 | 0 |  |  |  | Subsurface Storage Volume (cf) | 0 | 0 | 0 | 0 |  |  |  | Subsurface Storage Volume (cf) | 0 | 0 | 0 | 0 |  |  |  | Subsurface Storage Volume (cf) | 0 | 0 | 0 | 0
| Surface Storage Volume (cf) | 0 | 0 | 0 | 0 |  |  |  | Surface Storage Volume (cf) | 0 | 0 | 0 | 0 |  |  |  | Surface Storage Volume (cf) | 0 | 0 | 0 | 0 |  |  |  | Surface Storage Volume (cf) | 0 | 0 | 0 | 0 |  |  |  |  | Surface Storage Volume (cf) | 0 | 0 | 0 | 0 |  |  |  | Surface Storage Volume (cf) | 0 | 0 | 0 | 0 |  |  |  | Surface Storage Volume (cf) | 0 | 0 | 0 | 0 |  |  |  | Surface Storage Volume (cf) | 0 | 0 | 0 | 0
| Total Storage Volume (cf) | 0 | 0 | 0 | 0 |  |  |  | Total Storage Volume (cf) | 0 | 0 | 0 | 0 |  |  |  | Total Storage Volume (cf) | 0 | 0 | 0 | 0 |  |  |  | Total Storage Volume (cf) | 0 | 0 | 0 | 0 |  |  |  |  | Total Storage Volume (cf) | 0 | 0 | 0 | 0 |  |  |  | Total Storage Volume (cf) | 0 | 0 | 0 | 0 |  |  |  | Total Storage Volume (cf) | 0 | 0 | 0 | 0 |  |  |  | Total Storage Volume (cf) | 0 | 0 | 0 | 0
| Total Trench Storage Volume (cf) | 0 | [6 empty] | Total Trench Storage Volume (cf) | 0 | [6 empty] | Total Trench Storage Volume (cf) | 0 | [6 empty] | Total Trench Storage Volume (cf) | 0 | [7 empty] | Total Trench Storage Volume (cf) | 0 | [6 empty] | Total Trench Storage Volume (cf) | 0 | [6 empty] | Total Trench Storage Volume (cf) | 0 | [6 empty] | Total Trench Storage Volume (cf) | 0
| Tree Cell | TC1A | TC1B | TC1C | TC1D |  |  |  | Tree Cell | TC2A | TC2B | TC2C | TC2D |  |  |  | Tree Cell | TC3A | TC3B | TC3C | TC3D |  |  |  | Tree Cell | TC4A | TC4B | TC4C | TC4D |  |  |  |  | Tree Cell | TC5A | TC5B | TC5C | TC5D |  |  |  | Tree Cell | TC6A | TC6B | TC6C | TC6D |  |  |  | Tree Cell | TC7A | TC7B | TC7C | TC7D |  |  |  | Tree Cell | TC8A | TC8B | TC8C | TC8D
| Length (ft) | [7 empty] | Length (ft) | [7 empty] | Length (ft) | [7 empty] | Length (ft) | [8 empty] | Length (ft) | [7 empty] | Length (ft) | [7 empty] | Length (ft) | [7 empty] | Length (ft)
| Width (ft) | [7 empty] | Width (ft) | [7 empty] | Width (ft) | [7 empty] | Width (ft) | [8 empty] | Width (ft) | [7 empty] | Width (ft) | [7 empty] | Width (ft) | [7 empty] | Width (ft)
| Area(sf) | 0 | 0 | 0 | 0 |  |  |  | Area (sf) | 0 | 0 | 0 | 0 |  |  |  | Area (sf) | 0 | 0 | 0 | 0 |  |  |  | Area (sf) | 0 | 0 | 0 | 0 |  |  |  |  | Area (sf) | 0 | 0 | 0 | 0 |  |  |  | Area (sf) | 0 | 0 | 0 | 0 |  |  |  | Area (sf) | 0 | 0 | 0 | 0 |  |  |  | Area (sf) | 0 | 0 | 0 | 0
| Contributing Drainage Area (sf) | [7 empty] | Contributing Drainage Area (sf) | [7 empty] | Contributing Drainage Area (sf) | [7 empty] | Contributing Drainage Area (sf) | [8 empty] | Contributing Drainage Area (sf) | [7 empty] | Contributing Drainage Area (sf) | [7 empty] | Contributing Drainage Area (sf) | [7 empty] | Contributing Drainage Area (sf)
| Depth of Amended Soil (in) | [7 empty] | Depth of Amended Soil (in) | [7 empty] | Depth of Amended Soil (in) | [7 empty] | Depth of Amended Soil (in) | [8 empty] | Depth of Amended Soil (in) | [7 empty] | Depth of Amended Soil (in) | [7 empty] | Depth of Amended Soil (in) | [7 empty] | Depth of Amended Soil (in)
| Depth of Open Space (if any) (in) | [7 empty] | Depth of Open Space (if any) (in) | [7 empty] | Depth of Open Space (if any) (in) | [7 empty] | Depth of Open Space (if any) (in) | [8 empty] | Depth of Open Space (if any) (in) | [7 empty] | Depth of Open Space (if any) (in) | [7 empty] | Depth of Open Space (if any) (in) | [7 empty] | Depth of Open Space (if any) (in)
| Amended Soil Void Space | [7 empty] | Amended Soil Void Space | [7 empty] | Amended Soil Void Space | [7 empty] | Amended Soil Void Space | [8 empty] | Amended Soil Void Space | [7 empty] | Amended Soil Void Space | [7 empty] | Amended Soil Void Space | 0 | 0 | 0 | 0 |  |  |  | Amended Soil Void Space
| Subsurface Storage (cf) | 0 | 0 | 0 | 0 |  |  |  | Subsurface Storage (cf) | 0 | 0 | 0 | 0 |  |  |  | Subsurface Storage (cf) | 0 | 0 | 0 | 0 |  |  |  | Subsurface Storage (cf) | 0 | 0 | 0 | 0 |  |  |  |  | Subsurface Storage (cf) | 0 | 0 | 0 | 0 |  |  |  | Subsurface Storage (cf) | 0 | 0 | 0 | 0 |  |  |  | Subsurface Storage (cf) | 0 | 0 | 0 | 0 |  |  |  | Subsurface Storage (cf) | 0 | 0 | 0 | 0
| Total Tree Cell Storage Volume (cf) | 0 | [6 empty] | Total Tree Cell Storage Volume (cf) | 0 | [6 empty] | Total Tree Cell Storage Volume (cf) | 0 | [6 empty] | Total Tree Cell Storage Volume (cf) | 0 | [7 empty] | Total Tree Cell Storage Volume (cf) | 0 | [6 empty] | Total Tree Cell Storage Volume (cf) | 0 | [6 empty] | Total Tree Cell Storage Volume (cf) | 0 | [6 empty] | Total Tree Cell Storage Volume (cf) | 0
| Detention/Retention Basins | [7 empty] | Detention/Retention Basins | [7 empty] | Detention/Retention Basins | [7 empty] | Detention/Retention Basins | [8 empty] | Detention/Retention Basins | [7 empty] | Detention/Retention Basins | [7 empty] | Detention/Retention Basins | [7 empty] | Detention/Retention Basins
When utilizing a detention or retention pond, enter information for the available storage in the stage/volume table as well as orifice information for the outlet structure. If a detention basin start the stage information at 0, if a retention basin start at the permanent pool stage and area. Volume information should be as an incremental value between stages, which will then sum to the total planned volume. This will be calculated automatically if the surface areas are entered. For retention basins, only the volume above the permanent pool should be entered. A typical coefficient of discharge for sharp-edged orifices will be 0.62 | Basin Used? | Yes | [6 empty] | Basin Used? | [7 empty] | Basin Used? | [7 empty] | Basin Used? | [8 empty] | Basin Used? | [7 empty] | Basin Used? | [7 empty] | Basin Used? | [7 empty] | Basin Used?
| Detention or Retention? | [7 empty] | Detention or Retention? | [7 empty] | Detention or Retention? | [7 empty] | Detention or Retention? | [8 empty] | Detention or Retention? | [7 empty] | Detention or Retention? | [7 empty] | Detention or Retention? | [7 empty] | Detention or Retention?
| Contributing Drainage Area (sf) | [7 empty] | Contributing Drainage Area (sf) | [7 empty] | Contributing Drainage Area (sf) | [7 empty] | Contributing Drainage Area (sf) | [8 empty] | Contributing Drainage Area (sf) | [7 empty] | Contributing Drainage Area (sf) | [7 empty] | Contributing Drainage Area (sf) | [7 empty] | Contributing Drainage Area (sf)
[6 empty] | Orifice Information | [7 empty] | Orifice Information | [7 empty] | Orifice Information | [7 empty] | Orifice Information | [8 empty] | Orifice Information | [7 empty] | Orifice Information | [7 empty] | Orifice Information | [7 empty] | Orifice Information
|  | Stage (ft) | Surface Area (sf) | Volume (cf) |  | Centerline Depth (ft) | Area (sf) | Coefficient of Discharge |  | Stage (ft) | Surface Area (sf) | Volume (cf) |  | Centerline Depth (ft) | Area (sf) | Coefficient of Discharge |  | Stage (ft) | Surface Area (sf) | Volume (cf) |  | Centerline Depth (ft) | Area (sf) | Coefficient of Discharge |  | Stage (ft) | Surface Area (sf) | Volume (cf) |  | Centerline Depth (ft) | Area (sf) | Coefficient of Discharge |  |  | Stage (ft) | Surface Area (sf) | Volume (cf) |  | Centerline Depth (ft) | Area (sf) | Coefficient of Discharge |  | Stage (ft) | Surface Area (sf) | Volume (cf) |  | Centerline Depth (ft) | Area (sf) | Coefficient of Discharge |  | Stage (ft) | Surface Area (sf) | Volume (cf) |  | Centerline Depth (ft) | Area (sf) | Coefficient of Discharge |  | Stage (ft) | Surface Area (sf) | Volume (cf) |  | Centerline Depth (ft) | Area (sf) | Coefficient of Discharge
| Total Basin Storage Volume (cf) | 0 | [6 empty] | Total Basin Storage Volume (cf) | 0 | [6 empty] | Total Basin Storage Volume (cf) | 0 | [6 empty] | Total Basin Storage Volume (cf) | 0 | [7 empty] | Total Basin Storage Volume (cf) | 0 | [6 empty] | Total Basin Storage Volume (cf) | 0 | [6 empty] | Total Basin Storage Volume (cf) | 0 | [6 empty] | Total Basin Storage Volume (cf) | 0
| Total Surface Area (sf) | 0 | [6 empty] | Total Surface Area (sf) | 0 | [6 empty] | Total Surface Area (sf) | 0 | [6 empty] | Total Surface Area (sf) | 0 | [7 empty] | Total Surface Area (sf) | 0 | [6 empty] | Total Surface Area (sf) | 0 | [6 empty] | Total Surface Area (sf) | 0 | [6 empty] | Total Surface Area (sf) | 0
| Total Provided Storage Non-Detention (cf) | 0 |  |  |  | Total Contributing Area to GI (sf) | 0 |  | Total Provided Storage Non-Detention (cf) | 0 |  |  |  | Total Contributing Area to GI (sf) | 0 |  | Total Provided Storage Non-Detention (cf) | 0 |  |  |  | Total Contributing Area to GI (sf) | 0 |  | Total Provided Storage Non-Detention (cf) | 0 |  |  |  | Total Contributing Area to GI (sf) | 0 |  |  | Total Provided Storage Non-Detention (cf) | 0 |  |  |  | Total Contributing Area to GI (sf) | 0 |  | Total Provided Storage Non-Detention (cf) | 0 |  |  |  | Total Contributing Area to GI (sf) | 0 |  | Total Provided Storage Non-Detention (cf) | 0 |  |  |  | Total Contributing Area to GI (sf) | 0 |  | Total Provided Storage Non-Detention (cf) | 0 |  |  |  | Total Contributing Area to GI (sf) | 0
| Total Provided Storage with Detention (cf) | 0 |  |  |  | Total Drainage Area(sf) | 0 |  | Total Provided Storage with Detention (cf) | 0 |  |  |  | Total Drainage Area(sf) | 0 |  | Total Provided Storage with Detention (cf) | 0 |  |  |  | Total Drainage Area(sf) | 0 |  | Total Provided Storage with Detention (cf) | 0 |  |  |  | Total Drainage Area(sf) | 0 |  |  | Total Provided Storage with Detention (cf) | 0 |  |  |  | Total Drainage Area(sf) | 0 |  | Total Provided Storage with Detention (cf) | 0 |  |  |  | Total Drainage Area(sf) | 0 |  | Total Provided Storage with Detention (cf) | 0 |  |  |  | Total Drainage Area(sf) | 0 |  | Total Provided Storage with Detention (cf) | 0 |  |  |  | Total Drainage Area(sf) | 0
[6 empty] | Contributing Area Equal or Less than Drainage Area | YES | [6 empty] | Contributing Area Equal or Less than Drainage Area | YES | [6 empty] | Contributing Area Equal or Less than Drainage Area | YES | [6 empty] | Contributing Area Equal or Less than Drainage Area | YES | [7 empty] | Contributing Area Equal or Less than Drainage Area | YES | [6 empty] | Contributing Area Equal or Less than Drainage Area | YES | [6 empty] | Contributing Area Equal or Less than Drainage Area | YES | [6 empty] | Contributing Area Equal or Less than Drainage Area | YES
| SubArea Requirement Met | YES | [6 empty] | SubArea Requirement Met | YES | [6 empty] | SubArea Requirement Met | YES | [6 empty] | SubArea Requirement Met | YES | [7 empty] | SubArea Requirement Met | YES | [6 empty] | SubArea Requirement Met | YES | [6 empty] | SubArea Requirement Met | YES | [6 empty] | SubArea Requirement Met | YES

## Water Quality
WATER QUALITY DATA & CALCULATIONS
Removal Efficiencies
| TSS | TDS | BOD | COD | TP | TN | Pb | Zn | E.Coli
Bioretention/Bioswale/Planter/Tree Cell | 75% | 74% | 80% | 80% | 34% | 21% | 91% | 85% | 80%
Infiltration Trench | 70% | 10% | 20% | 20% | 30% | 10% | 60% | 40%
Pervious Pavement | 72% |  |  |  | 43% | 38% | 82% | 79%
Retention Basin | 75% | 30% | 30% | 30% | 45% | 60% | 75% | 45% | 95%
Detention Basin | 65% | 0% | 25% | 25% | 22% | 28% | 48% | 57% | 60%
Based on data collected from the International Stormwater BMP Database: Pollutant Category Statistical Summary Report Solids, Bacteria, Nutrients, and Metals December 2014
Water Environment & Reuse Foundation. 2017. International Stormwater BMP Database. 2016 Summary Statistics.
Event Mean Concentrations of Pollutants by Land Use (mg/L except E.Coli in colonies/mL)
Land Use | TP | TN | TSS | Pb | Cu | Zn | BOD | COD | E.Coli
General Commerical | 0.314 | 0.7 | 119 | 0.0277 | 0.0278 | 0.202 | 6.7 | 87 | 45
General Institutional | 0.198 | 0.7 | 144 | 0.0077 | 0.0109 | 0.102 | 6.7 | 54 | 45
General Industrial | 0.403 | 1.6 | 160 | 0.039 | 0.0317 | 0.229 | 6.4 | 91 | 25
General Residential | 0.441 | 1.6 | 125 | 0.0152 | 0.0252 | 0.126 | 5.3 | 72 | 77.5
Urban Residential | 0.3775 | 1.15 | 122 | 0.02145 | 0.0265 | 0.164 | 6 | 79.5 | 61.25
Open Space: grass cover > 75% | 0.313 | 0.67 | 249 | 0.0066 | 0.0148 | 0.046 | 4.2 | 25 | 31
Open Space: grass cover 50 - 75% | 0.313 | 0.67 | 249 | 0.0066 | 0.0148 | 0.046 | 4.2 | 25 | 31
Open Space: grass cover < 50% | 0.313 | 0.67 | 249 | 0.0066 | 0.0148 | 0.046 | 4.2 | 25 | 31
Heavy Industrial | 0.3 | 1.6 | 124 | 0.29 | 0.148 | 1.6 | 6.4 | 67 | 25
Residential Roof | 0.11 | 1.5 | 19 | 0.021 | 0.02 | 0.312 | 5.3 | 49 | 0.26
Commercial Roof | 0.14 | 2.1 | 9 | 0.017 | 0.007 | 0.256 | 6.7 | 27 | 1.1
Industrial Roof | 0.14 | 2.1 | 17 | 0.043 | 0.062 | 1.39 | 6.4 | 67 | 5.8
Commercial/Residential Parking | 0.15 | 1.9 | 122 | 0.028 | 0.051 | 0.139 | 6 | 79.5 | 1.8
Industrial Parking | 0.15 | 1.9 | 228 | 0.085 | 0.034 | 0.224 | 6.4 | 67 | 2.7
Gravel Roadway | 0.56 | 2.1 | 173 | 0.028 | 0.017 | 0.107 | 5.3 | 49 | 17
Residential Street | 0.55 | 1.4 | 172 | 0.051 | 0.025 | 0.173 | 5.3 | 49 | 37
Rooftops & Impervious Paving | 0.55 | 1.4 | 468 | 0.17 | 0.073 | 0.45 | 6.7 | 27 | 12
Rural Highway | 0.32 | 22 | 51 | 0.08 | 0.022 | 0.08 | 4.2 | 21 | 31
Urban Highway | 0.394 | 3 | 140 | 0.0636 | 0.0437 | 0.22 | 6.7 | 102 | 31
Lawns | 2.1 | 9.1 | 602 | 0.017 | 0.017 | 0.05 | 4.2 | 21 | 24
Landscaping | 2.1 | 9.1 | 37 | 0.029 | 0.094 | 0.263 | 4.2 | 21 | 94
Other Impervious | 0.31733 | 2 | 105.8333 | 0.034767 | 0.027283 | 0.20117 | 5.8833 | 59.25 | 14.6933
Green Infrastructure (all types) | 0.313 | 0.67 | 249 | 0.0066 | 0.0148 | 0.046 | 4.2 | 25 | 31
Pitt R., et al., 2018, National Stormwater Quality Database (NSQD), Version 4.02.
Frederick, C.P., 2011, Water-quality characteristics of urban storm runoff at selected sites in East Baton Rouge Parish, Louisisana, February 2006 through November 2009: U.S. Geological Survey Scientific Investigation Report 2011-5199, 17 p. Revised December 2011.
Shaver, Earl, et al., 2007, Fundamental of Urban Runoff Management: Technical and Institutional Issues, North American Lake Management Society (NALMS) and U.S. Environmental Protection Agency. 2nd edition.
New York State Stormwater Management Design Manual, Appendix A. "The Simple Method to Calculate Urban Stormwater Loads"
Annual Rainfall (in) | TP: 63
Fraction events that produce runoff | TP: 0.9
Pre-Development | Pb: Post-Development w/ GI
Rv | TP: #DIV/0!; Pb: Rv; Cu: #DIV/0!
Runoff (inches) | TP: #DIV/0!; Pb: Runoff (inches); Cu: #DIV/0!
| Concentraion (mg/L) | Load (lbs) |  | Concentraion (mg/L) | Load (lbs) |  | Reduction (%) | Concentration (mg/L) | Load (lbs) |  | GI Type | % Area Contributing
TSS | #DIV/0! | #DIV/0! |  | #DIV/0! | #DIV/0! |  | #DIV/0! |  | #DIV/0! |  | Bioretention/Bioswale/Planter/Tree Cell | #DIV/0!
BOD | #DIV/0! | #DIV/0! |  | #DIV/0! | #DIV/0! |  | #DIV/0! |  | #DIV/0! |  | Infiltration Trench | #DIV/0!
TP | #DIV/0! | #DIV/0! |  | #DIV/0! | #DIV/0! |  | #DIV/0! |  | #DIV/0! |  | Pervious Pavement | #DIV/0!
TN | #DIV/0! | #DIV/0! |  | #DIV/0! | #DIV/0! |  | #DIV/0! |  | #DIV/0! |  | Retention Basin | #DIV/0!
Pb | #DIV/0! | #DIV/0! |  | #DIV/0! | #DIV/0! |  | #DIV/0! |  | #DIV/0! |  | Detention Basin | #DIV/0!
Zn | #DIV/0! | #DIV/0! |  | #DIV/0! | #DIV/0! |  | #DIV/0! |  | #DIV/0!
E.Coli | #DIV/0! | #DIV/0! |  | #DIV/0! | #DIV/0! |  | #DIV/0! |  | #DIV/0!
Drainage Areas Active?
| Drainage Area 1 | Drainage Area 2 | Drainage Area 3 | Drainage Area 4 | Drainage Area 5 | Drainage Area 6 | Drainage Area 7 | Drainage Area 8
Pre-Development Active? | 1 | 0 | 0 | 0 | 0 | 0 | 0 | 0
Post-Development Active? | 1 | 1 | 1 | 1 | 0 | 0 | 0 | 0
Pre-Development Acre | 0 | 0 | 0 | 0 | 0 | 0 | 0 | 0
Post-Development Acre | 0 | 0 | 0 | 0 | 0 | 0 | 0 | 0
Pre-Development 1 | [9 empty] | Post-Development 1
Land Cover/Land Use | % | TSS | BOD | TP | TN | Pb | Zn | E.Coli |  | Land Cover/Land Use | % | TSS | BOD | TP | TN | Pb | Zn | E.Coli
Total | 0 | 0 | 0 | 0 | 0 | 0 | 0 | 0 |  | Total | 0 | 0 | 0 | 0 | 0 | 0 | 0 | 0
Pre-Development 2 | [9 empty] | Post-Development 2
Land Cover/Land Use | % | TSS | BOD | TP | TN | Pb | Zn | E.Coli |  | Land Cover/Land Use | % | TSS | BOD | TP | TN | Pb | Zn | E.Coli
Total | 0 | 0 | 0 | 0 | 0 | 0 | 0 | 0 |  | Total | 0 | 0 | 0 | 0 | 0 | 0 | 0 | 0
Pre-Development 3 | [9 empty] | Post-Development 3
Land Cover/Land Use | % | TSS | BOD | TP | TN | Pb | Zn | E.Coli |  | Land Cover/Land Use | % | TSS | BOD | TP | TN | Pb | Zn | E.Coli
Total | 0 | 0 | 0 | 0 | 0 | 0 | 0 | 0 |  | Total | 0 | 0 | 0 | 0 | 0 | 0 | 0 | 0
Pre-Development 4 | [9 empty] | Post-Development 4
Land Cover/Land Use | % | TSS | BOD | TP | TN | Pb | Zn | E.Coli |  | Land Cover/Land Use | % | TSS | BOD | TP | TN | Pb | Zn | E.Coli
Total | 0 | 0 | 0 | 0 | 0 | 0 | 0 | 0 |  | Total | 0 | 0 | 0 | 0 | 0 | 0 | 0 | 0
Pre-Development 5 | [9 empty] | Post-Development 5
Land Cover/Land Use | % | TSS | BOD | TP | TN | Pb | Zn | E.Coli |  | Land Cover/Land Use | % | TSS | BOD | TP | TN | Pb | Zn | E.Coli
Total | Surface Cover | 0 | 0 | 0 | 0 | 0 | 0 | 0 |  | Total | 0 | 0 | 0 | 0 | 0 | 0 | 0 | 0
Pre-Development 6 | [9 empty] | Post-Development 6
Land Cover/Land Use | % | TSS | BOD | TP | TN | Pb | Zn | E.Coli |  | Land Cover/Land Use | % | TSS | BOD | TP | TN | Pb | Zn | E.Coli
Total | 0 | 0 | 0 | 0 | 0 | 0 | 0 | 0 |  | Total | 0 | 0 | 0 | 0 | 0 | 0 | 0 | 0
Pre-Development 7 | [9 empty] | Post-Development 7
Land Cover/Land Use | % | TSS | BOD | TP | TN | Pb | Zn | E.Coli |  | Land Cover/Land Use | % | TSS | BOD | TP | TN | Pb | Zn | E.Coli
Total | 0 | 0 | 0 | 0 | 0 | 0 | 0 | 0 |  | Total | 0 | 0 | 0 | 0 | 0 | 0 | 0 | 0
Pre-Development 8 | [9 empty] | Post-Development 8
Land Cover/Land Use | % | TSS | BOD | TP | TN | Pb | Zn | E.Coli |  | Land Cover/Land Use | % | TSS | BOD | TP | TN | Pb | Zn | E.Coli
Total | 0 | 0 | 0 | 0 | 0 | 0 | 0 | 0 |  | Total | 0 | 0 | 0 | 0 | 0 | 0 | 0 | 0
Note on B53: Bywater, Jenny: Minimum of 10% Impervious assumed independent of land use due to bad soils

## Hydrograph Calcs-Pre
PRE-DEVELOPMENT: Drainage Area 1 | [16 empty] | PRE-DEVELOPMENT: Drainage Area 2 | [16 empty] | PRE-DEVELOPMENT: Drainage Area 3 | [16 empty] | PRE-DEVELOPMENT: Drainage Area 4 | [16 empty] | PRE-DEVELOPMENT: Drainage Area 5 | [16 empty] | PRE-DEVELOPMENT: Drainage Area 6 | [16 empty] | PRE-DEVELOPMENT: Drainage Area 7 | [16 empty] | PRE-DEVELOPMENT: Drainage Area 8
|  | Drainage Used | Yes | [15 empty] | Drainage Used | No | [15 empty] | Drainage Used | No | [15 empty] | Drainage Used | No | [15 empty] | Drainage Used | No | [15 empty] | Drainage Used | No | [15 empty] | Drainage Used | No | [15 empty] | Drainage Used | No
|  | Drainage Area (ac) | 0 | [15 empty] | Drainage Area (ac) | 0 | [15 empty] | Drainage Area (ac) | 0 | [15 empty] | Drainage Area (ac) | 0 | [15 empty] | Drainage Area (ac) | 0 | [15 empty] | Drainage Area (ac) | 0 | [15 empty] | Drainage Area (ac) | 0 | [15 empty] | Drainage Area (ac) | 0
|  | Rainfall for Analysis (in) | 9.84 | [15 empty] | Rainfall for Analysis (in) | [16 empty] | Rainfall for Analysis (in) | [16 empty] | Rainfall for Analysis (in) | [16 empty] | Rainfall for Analysis (in) | [16 empty] | Rainfall for Analysis (in) | [16 empty] | Rainfall for Analysis (in) | [16 empty] | Rainfall for Analysis (in)
|  | Potential Max Retention, S (in) | 0 | [15 empty] | Potential Max Retention, S (in) | [16 empty] | Potential Max Retention, S (in) | [16 empty] | Potential Max Retention, S (in) | [16 empty] | Potential Max Retention, S (in) | [16 empty] | Potential Max Retention, S (in) | [16 empty] | Potential Max Retention, S (in) | [16 empty] | Potential Max Retention, S (in) | [15 empty] | Drainage1 | Drainage2 | Drainage3 | Drainage4 | Drainage5 | Drainage6 | Drainage7 | Drainage8 | To Use
|  | Q, runoff (in) | 9.84 | [15 empty] | Q, runoff (in) | [16 empty] | Q, runoff (in) | [16 empty] | Q, runoff (in) | [16 empty] | Q, runoff (in) | [16 empty] | Q, runoff (in) | [16 empty] | Q, runoff (in) | [16 empty] | Q, runoff (in) | [14 empty] | ΔD (hours) | 0 | [7 empty] | 0
|  | Retention Volume (cf) | 0 | [15 empty] | Retention Volume (cf) | 0 | [15 empty] | Retention Volume (cf) | 0 | [15 empty] | Retention Volume (cf) | 0 | [15 empty] | Retention Volume (cf) | 0 | [15 empty] | Retention Volume (cf) | 0 | [15 empty] | Retention Volume (cf) | 0 | [15 empty] | Retention Volume (cf) | 0 | [13 empty] | Time Reference Column | E | Y | AS | BM | CG | DA | DU | EO | E
|  | Retention Volume (in) | 0 | [15 empty] | Retention Volume (in) | 0 | [15 empty] | Retention Volume (in) | 0 | [15 empty] | Retention Volume (in) | 0 | [15 empty] | Retention Volume (in) | 0 | [15 empty] | Retention Volume (in) | 0 | [15 empty] | Retention Volume (in) | 0 | [15 empty] | Retention Volume (in) | 0
|  | Pre-Development Tc (hr) | 0 | [15 empty] | Pre-Development Tc (hr) | [16 empty] | Pre-Development Tc (hr) | [16 empty] | Pre-Development Tc (hr) | [16 empty] | Pre-Development Tc (hr) | [16 empty] | Pre-Development Tc (hr) | [16 empty] | Pre-Development Tc (hr) | [16 empty] | Pre-Development Tc (hr)
|  | ΔD (hours) | 0 | [15 empty] | ΔD (hours) | [16 empty] | ΔD (hours) | [16 empty] | ΔD (hours) | [16 empty] | ΔD (hours) | [16 empty] | ΔD (hours) | [16 empty] | ΔD (hours) | [16 empty] | ΔD (hours)
|  | Tp (hours) | 0 | [15 empty] | Tp (hours) | [16 empty] | Tp (hours) | [16 empty] | Tp (hours) | [16 empty] | Tp (hours) | [16 empty] | Tp (hours) | [16 empty] | Tp (hours) | [16 empty] | Tp (hours)
|  | qp (cfs) for 1" | [16 empty] | qp (cfs) for 1" | [16 empty] | qp (cfs) for 1" | [16 empty] | qp (cfs) for 1" | [16 empty] | qp (cfs) for 1" | [16 empty] | qp (cfs) for 1" | [16 empty] | qp (cfs) for 1" | [16 empty] | qp (cfs) for 1"
[15 empty] | Peak Runoff (cfs) | 0 | [120 empty] | 0 Y: Peak Runoff (cfs); 0 DA: Peak Runoff (cfs); 0 E: 0
[15 empty] | Total Runoff (cf) | 0 | [15 empty] | Total Runoff (cf) | #VALUE! | [15 empty] | Total Runoff (cf) | #VALUE! | [15 empty] | Total Runoff (cf) | #VALUE! | [15 empty] | Total Runoff (cf) | #VALUE! | [15 empty] | Total Runoff (cf) | #VALUE! | [15 empty] | Total Runoff (cf) | #VALUE! | [15 empty] | Total Runoff (cf) | #VALUE! |  | 0 Y: Total Runoff (cf); 0 DA: Total Runoff (cf); 0 E: 0
[5 empty] | Sum | 0 | [8 empty] | Total Runoff (in) | #DIV/0! | [5 empty] | Sum | #VALUE! | [8 empty] | Total Runoff (in) | #VALUE! | [5 empty] | Sum | #VALUE! | [8 empty] | Total Runoff (in) | #VALUE! | [5 empty] | Sum | #VALUE! | [8 empty] | Total Runoff (in) | #VALUE! | [5 empty] | Sum | #VALUE! | [8 empty] | Total Runoff (in) | #VALUE! | [5 empty] | Sum | #VALUE! | [8 empty] | Total Runoff (in) | #VALUE! | [5 empty] | Sum | #VALUE! | [8 empty] | Total Runoff (in) | #VALUE! | [5 empty] | Sum | #VALUE! | [8 empty] | Total Runoff (in) | #VALUE! |  | 0 Y: Total Runoff (in); 0 DA: Total Runoff (in); 0 E: #DIV/0!
[15 empty] | Total Runoff (MG) | 0 | [15 empty] | Total Runoff (MG) | #VALUE! | [15 empty] | Total Runoff (MG) | #VALUE! | [15 empty] | Total Runoff (MG) | #VALUE! | [15 empty] | Total Runoff (MG) | #VALUE! | [15 empty] | Total Runoff (MG) | #VALUE! | [15 empty] | Total Runoff (MG) | #VALUE! | [15 empty] | Total Runoff (MG) | #VALUE! |  | 0 Y: Total Runoff (MG); 0 DA: Total Runoff (MG); 0 E: 0
Unit Hydrograph | [6 empty] | Rainfall Distribution (SCS Type III) | [9 empty] | Unit Hydrograph | [6 empty] | Rainfall Distribution (SCS Type III) | [9 empty] | Unit Hydrograph | [6 empty] | Rainfall Distribution (SCS Type III) | [9 empty] | Unit Hydrograph | [6 empty] | Rainfall Distribution (SCS Type III) | [9 empty] | Unit Hydrograph | [6 empty] | Rainfall Distribution (SCS Type III) | [9 empty] | Unit Hydrograph | [6 empty] | Rainfall Distribution (SCS Type III) | [9 empty] | Unit Hydrograph | [6 empty] | Rainfall Distribution (SCS Type III) | [9 empty] | Unit Hydrograph | [6 empty] | Rainfall Distribution (SCS Type III) | [9 empty] | Total Pre-Development
Time Ratio (t/Tp) | Discharge Ratio (q/qp) | Time (hr) | Discharge (cfs) | T Storm (hr) | Index Row | Discharge storm (cfs) | Time (hr) | Cumul. Fraction | Index Row | Cumul. Fraction Storm (in) | Incr P (in) | Cumul. P (in) | Cumul. P - Ia (in) | Cumul. Q-R | Incr. Q-R | Runoff Hydrograph (cfs) | Time Ratio (t/Tp) | Discharge Ratio (q/qp) | Time (hr) | Discharge (cfs) | T Storm (hr) | Index Row | Discharge storm (cfs) | Time (hr) | Cumul. Fraction | Index Row | Cumul. Fraction Storm (in) | Incr P (in) | Cumul. P (in) | Cumul. P - Ia (in) | Cumul. Q-R | Incr. Q-R | Final Runoff Hydrograph (cfs) | Time Ratio (t/Tp) | Discharge Ratio (q/qp) | Time (hr) | Discharge (cfs) | T Storm (hr) | Index Row | Discharge storm (cfs) | Time (hr) | Cumul. Fraction | Index Row | Cumul. Fraction Storm (in) | Incr P (in) | Cumul. P (in) | Cumul. P - Ia (in) | Cumul. Q-R | Incr. Q-R | Final Runoff Hydrograph (cfs) | Time Ratio (t/Tp) | Discharge Ratio (q/qp) | Time (hr) | Discharge (cfs) | T Storm (hr) | Index Row | Discharge storm (cfs) | Time (hr) | Cumul. Fraction | Index Row | Cumul. Fraction Storm (in) | Incr P (in) | Cumul. P (in) | Cumul. P - Ia (in) | Cumul. Q-R | Incr. Q-R | Final Runoff Hydrograph (cfs) | Time Ratio (t/Tp) | Discharge Ratio (q/qp) | Time (hr) | Discharge (cfs) | T Storm (hr) | Index Row | Discharge storm (cfs) | Time (hr) | Cumul. Fraction | Index Row | Cumul. Fraction Storm (in) | Incr P (in) | Cumul. P (in) | Cumul. P - Ia (in) | Cumul. Q-R | Incr. Q-R | Final Runoff Hydrograph (cfs) | Time Ratio (t/Tp) | Discharge Ratio (q/qp) | Time (hr) | Discharge (cfs) | T Storm (hr) | Index Row | Discharge storm (cfs) | Time (hr) | Cumul. Fraction | Index Row | Cumul. Fraction Storm (in) | Incr P (in) | Cumul. P (in) | Cumul. P - Ia (in) | Cumul. Q-R | Incr. Q-R | Final Runoff Hydrograph (cfs) | Time Ratio (t/Tp) | Discharge Ratio (q/qp) | Time (hr) | Discharge (cfs) | T Storm (hr) | Index Row | Discharge storm (cfs) | Time (hr) | Cumul. Fraction | Index Row | Cumul. Fraction Storm (in) | Incr P (in) | Cumul. P (in) | Cumul. P - Ia (in) | Cumul. Q-R | Incr. Q-R | Final Runoff Hydrograph (cfs) | Time Ratio (t/Tp) | Discharge Ratio (q/qp) | Time (hr) | Discharge (cfs) | T Storm (hr) | Index Row | Discharge storm (cfs) | Time (hr) | Cumul. Fraction | Index Row | Cumul. Fraction Storm (in) | Incr P (in) | Cumul. P (in) | Cumul. P - Ia (in) | Cumul. Q-R | Incr. Q-R | Final Runoff Hydrograph (cfs) | Time (hr) | Runoff SubArea1 (cfs) | Runoff SubArea2 (cfs) | Runoff SubArea3 (cfs) | Runoff SubArea4 (cfs) | Runoff SubArea5 (cfs) | Runoff SubArea6 (cfs) | Runoff SubArea7 (cfs) | Runoff SubArea8 (cfs) | Total Runoff (cfs)
0 | 0 | 0 | #VALUE! | 0 |  | 0 | 0 | 0 |  | 0 | 0 | 0 | 0 | 0 | 0 | 0 | 0 | 0 | #VALUE! | #VALUE! | 0 |  | 0 | 0 | 0 |  | 0 | 0 | #VALUE! | 0 | 0 | 0 | #VALUE! | 0 | 0 | #VALUE! | #VALUE! | 0 |  | 0 | 0 | 0 |  | 0 | 0 | #VALUE! | 0 | 0 | 0 | #VALUE! | 0 | 0 | #VALUE! | #VALUE! | 0 |  | 0 | 0 | 0 |  | 0 | 0 | #VALUE! | 0 | 0 | 0 | #VALUE! | 0 | 0 | #VALUE! | #VALUE! | 0 |  | 0 | 0 | 0 |  | 0 | 0 | #VALUE! | 0 | 0 | 0 | #VALUE! | 0 | 0 | #VALUE! | #VALUE! | 0 |  | 0 | 0 | 0 |  | 0 | 0 | #VALUE! | 0 | 0 | 0 | #VALUE! | 0 | 0 | #VALUE! | #VALUE! | 0 |  | 0 | 0 | 0 |  | 0 | 0 | #VALUE! | 0 | 0 | 0 | #VALUE! | 0 | 0 | #VALUE! | #VALUE! | 0 |  | 0 | 0 | 0 |  | 0 | 0 | #VALUE! | 0 | 0 | 0 | #VALUE! | 0 | #REF! | #VALUE! | #VALUE! | #VALUE! | #VALUE! | #VALUE! | #VALUE! | #VALUE! | 0
0.1 | 0.03 | 0 | #VALUE! | 0 | 51 | 0 | 0.1 | 0.001 | 1 | 1.0842e-19 | 1.0669e-18 | 1.0669e-18 | 1.0669e-18 | 1.0669e-18 | 1.0669e-18 | 0 | 0.1 | 0.03 | #VALUE! | #VALUE! | #VALUE! | #VALUE! | #VALUE! | 0.1 | 0.001 | #VALUE! | #VALUE! | #VALUE! | #VALUE! | #VALUE! | #VALUE! | #VALUE! | #VALUE! | 0.1 | 0.03 | #VALUE! | #VALUE! | #VALUE! | #VALUE! | #VALUE! | 0.1 | 0.001 | #VALUE! | #VALUE! | #VALUE! | #VALUE! | #VALUE! | #VALUE! | #VALUE! | #VALUE! | 0.1 | 0.03 | #VALUE! | #VALUE! | #VALUE! | #VALUE! | #VALUE! | 0.1 | 0.001 | #VALUE! | #VALUE! | #VALUE! | #VALUE! | #VALUE! | #VALUE! | #VALUE! | #VALUE! | 0.1 | 0.03 | #VALUE! | #VALUE! | #VALUE! | #VALUE! | #VALUE! | 0.1 | 0.001 | #VALUE! | #VALUE! | #VALUE! | #VALUE! | #VALUE! | #VALUE! | #VALUE! | #VALUE! | 0.1 | 0.03 | #VALUE! | #VALUE! | #VALUE! | #VALUE! | #VALUE! | 0.1 | 0.001 | #VALUE! | #VALUE! | #VALUE! | #VALUE! | #VALUE! | #VALUE! | #VALUE! | #VALUE! | 0.1 | 0.03 | #VALUE! | #VALUE! | #VALUE! | #VALUE! | #VALUE! | 0.1 | 0.001 | #VALUE! | #VALUE! | #VALUE! | #VALUE! | #VALUE! | #VALUE! | #VALUE! | #VALUE! | 0.1 | 0.03 | #VALUE! | #VALUE! | #VALUE! | #VALUE! | #VALUE! | 0.1 | 0.001 | #VALUE! | #VALUE! | #VALUE! | #VALUE! | #VALUE! | #VALUE! | #VALUE! | #VALUE! | 0 | #REF! | #VALUE! | #VALUE! | #VALUE! | #VALUE! | #VALUE! | #VALUE! | #VALUE! | 0
0.2 | 0.1 | 0 | #VALUE! | 0 | 51 | 0 | 0.2 | 0.002 | 1 | 1.0842e-19 | 0 | 1.0669e-18 | 1.0669e-18 | 1.0669e-18 | 0 | 0 | 0.2 | 0.1 | #VALUE! | #VALUE! | #VALUE! | #VALUE! | #VALUE! | 0.2 | 0.002 | #VALUE! | #VALUE! | #VALUE! | #VALUE! | #VALUE! | #VALUE! | #VALUE! | #VALUE! | 0.2 | 0.1 | #VALUE! | #VALUE! | #VALUE! | #VALUE! | #VALUE! | 0.2 | 0.002 | #VALUE! | #VALUE! | #VALUE! | #VALUE! | #VALUE! | #VALUE! | #VALUE! | #VALUE! | 0.2 | 0.1 | #VALUE! | #VALUE! | #VALUE! | #VALUE! | #VALUE! | 0.2 | 0.002 | #VALUE! | #VALUE! | #VALUE! | #VALUE! | #VALUE! | #VALUE! | #VALUE! | #VALUE! | 0.2 | 0.1 | #VALUE! | #VALUE! | #VALUE! | #VALUE! | #VALUE! | 0.2 | 0.002 | #VALUE! | #VALUE! | #VALUE! | #VALUE! | #VALUE! | #VALUE! | #VALUE! | #VALUE! | 0.2 | 0.1 | #VALUE! | #VALUE! | #VALUE! | #VALUE! | #VALUE! | 0.2 | 0.002 | #VALUE! | #VALUE! | #VALUE! | #VALUE! | #VALUE! | #VALUE! | #VALUE! | #VALUE! | 0.2 | 0.1 | #VALUE! | #VALUE! | #VALUE! | #VALUE! | #VALUE! | 0.2 | 0.002 | #VALUE! | #VALUE! | #VALUE! | #VALUE! | #VALUE! | #VALUE! | #VALUE! | #VALUE! | 0.2 | 0.1 | #VALUE! | #VALUE! | #VALUE! | #VALUE! | #VALUE! | 0.2 | 0.002 | #VALUE! | #VALUE! | #VALUE! | #VALUE! | #VALUE! | #VALUE! | #VALUE! | #VALUE! | 0 | #REF! | #VALUE! | #VALUE! | #VALUE! | #VALUE! | #VALUE! | #VALUE! | #VALUE! | 0
0.3 | 0.19 | 0 | #VALUE! | 0 | 51 | 0 | 0.3 | 0.003 | 1 | 1.0842e-19 | 0 | 1.0669e-18 | 1.0669e-18 | 1.0669e-18 | 0 | 0 | 0.3 | 0.19 | #VALUE! | #VALUE! | #VALUE! | #VALUE! | #VALUE! | 0.3 | 0.003 | #VALUE! | #VALUE! | #VALUE! | #VALUE! | #VALUE! | #VALUE! | #VALUE! | #VALUE! | 0.3 | 0.19 | #VALUE! | #VALUE! | #VALUE! | #VALUE! | #VALUE! | 0.3 | 0.003 | #VALUE! | #VALUE! | #VALUE! | #VALUE! | #VALUE! | #VALUE! | #VALUE! | #VALUE! | 0.3 | 0.19 | #VALUE! | #VALUE! | #VALUE! | #VALUE! | #VALUE! | 0.3 | 0.003 | #VALUE! | #VALUE! | #VALUE! | #VALUE! | #VALUE! | #VALUE! | #VALUE! | #VALUE! | 0.3 | 0.19 | #VALUE! | #VALUE! | #VALUE! | #VALUE! | #VALUE! | 0.3 | 0.003 | #VALUE! | #VALUE! | #VALUE! | #VALUE! | #VALUE! | #VALUE! | #VALUE! | #VALUE! | 0.3 | 0.19 | #VALUE! | #VALUE! | #VALUE! | #VALUE! | #VALUE! | 0.3 | 0.003 | #VALUE! | #VALUE! | #VALUE! | #VALUE! | #VALUE! | #VALUE! | #VALUE! | #VALUE! | 0.3 | 0.19 | #VALUE! | #VALUE! | #VALUE! | #VALUE! | #VALUE! | 0.3 | 0.003 | #VALUE! | #VALUE! | #VALUE! | #VALUE! | #VALUE! | #VALUE! | #VALUE! | #VALUE! | 0.3 | 0.19 | #VALUE! | #VALUE! | #VALUE! | #VALUE! | #VALUE! | 0.3 | 0.003 | #VALUE! | #VALUE! | #VALUE! | #VALUE! | #VALUE! | #VALUE! | #VALUE! | #VALUE! | 0 | #REF! | #VALUE! | #VALUE! | #VALUE! | #VALUE! | #VALUE! | #VALUE! | #VALUE! | 0
0.4 | 0.31 | 0 | #VALUE! | 0 | 51 | 0 | 0.4 | 0.004 | 1 | 1.0842e-19 | 0 | 1.0669e-18 | 1.0669e-18 | 1.0669e-18 | 0 | 0 | 0.4 | 0.31 | #VALUE! | #VALUE! | #VALUE! | #VALUE! | #VALUE! | 0.4 | 0.004 | #VALUE! | #VALUE! | #VALUE! | #VALUE! | #VALUE! | #VALUE! | #VALUE! | #VALUE! | 0.4 | 0.31 | #VALUE! | #VALUE! | #VALUE! | #VALUE! | #VALUE! | 0.4 | 0.004 | #VALUE! | #VALUE! | #VALUE! | #VALUE! | #VALUE! | #VALUE! | #VALUE! | #VALUE! | 0.4 | 0.31 | #VALUE! | #VALUE! | #VALUE! | #VALUE! | #VALUE! | 0.4 | 0.004 | #VALUE! | #VALUE! | #VALUE! | #VALUE! | #VALUE! | #VALUE! | #VALUE! | #VALUE! | 0.4 | 0.31 | #VALUE! | #VALUE! | #VALUE! | #VALUE! | #VALUE! | 0.4 | 0.004 | #VALUE! | #VALUE! | #VALUE! | #VALUE! | #VALUE! | #VALUE! | #VALUE! | #VALUE! | 0.4 | 0.31 | #VALUE! | #VALUE! | #VALUE! | #VALUE! | #VALUE! | 0.4 | 0.004 | #VALUE! | #VALUE! | #VALUE! | #VALUE! | #VALUE! | #VALUE! | #VALUE! | #VALUE! | 0.4 | 0.31 | #VALUE! | #VALUE! | #VALUE! | #VALUE! | #VALUE! | 0.4 | 0.004 | #VALUE! | #VALUE! | #VALUE! | #VALUE! | #VALUE! | #VALUE! | #VALUE! | #VALUE! | 0.4 | 0.31 | #VALUE! | #VALUE! | #VALUE! | #VALUE! | #VALUE! | 0.4 | 0.004 | #VALUE! | #VALUE! | #VALUE! | #VALUE! | #VALUE! | #VALUE! | #VALUE! | #VALUE! | 0 | #REF! | #VALUE! | #VALUE! | #VALUE! | #VALUE! | #VALUE! | #VALUE! | #VALUE! | 0
0.5 | 0.47 | 0 | #VALUE! | 0 | 51 | 0 | 0.5 | 0.005 | 1 | 1.0842e-19 | 0 | 1.0669e-18 | 1.0669e-18 | 1.0669e-18 | 0 | 0 | 0.5 | 0.47 | #VALUE! | #VALUE! | #VALUE! | #VALUE! | #VALUE! | 0.5 | 0.005 | #VALUE! | #VALUE! | #VALUE! | #VALUE! | #VALUE! | #VALUE! | #VALUE! | #VALUE! | 0.5 | 0.47 | #VALUE! | #VALUE! | #VALUE! | #VALUE! | #VALUE! | 0.5 | 0.005 | #VALUE! | #VALUE! | #VALUE! | #VALUE! | #VALUE! | #VALUE! | #VALUE! | #VALUE! | 0.5 | 0.47 | #VALUE! | #VALUE! | #VALUE! | #VALUE! | #VALUE! | 0.5 | 0.005 | #VALUE! | #VALUE! | #VALUE! | #VALUE! | #VALUE! | #VALUE! | #VALUE! | #VALUE! | 0.5 | 0.47 | #VALUE! | #VALUE! | #VALUE! | #VALUE! | #VALUE! | 0.5 | 0.005 | #VALUE! | #VALUE! | #VALUE! | #VALUE! | #VALUE! | #VALUE! | #VALUE! | #VALUE! | 0.5 | 0.47 | #VALUE! | #VALUE! | #VALUE! | #VALUE! | #VALUE! | 0.5 | 0.005 | #VALUE! | #VALUE! | #VALUE! | #VALUE! | #VALUE! | #VALUE! | #VALUE! | #VALUE! | 0.5 | 0.47 | #VALUE! | #VALUE! | #VALUE! | #VALUE! | #VALUE! | 0.5 | 0.005 | #VALUE! | #VALUE! | #VALUE! | #VALUE! | #VALUE! | #VALUE! | #VALUE! | #VALUE! | 0.5 | 0.47 | #VALUE! | #VALUE! | #VALUE! | #VALUE! | #VALUE! | 0.5 | 0.005 | #VALUE! | #VALUE! | #VALUE! | #VALUE! | #VALUE! | #VALUE! | #VALUE! | #VALUE! | 0 | #REF! | #VALUE! | #VALUE! | #VALUE! | #VALUE! | #VALUE! | #VALUE! | #VALUE! | 0
0.6 | 0.66 | 0 | #VALUE! | 0 | 51 | 0 | 0.6 | 0.006 | 1 | 1.0842e-19 | 0 | 1.0669e-18 | 1.0669e-18 | 1.0669e-18 | 0 | 0 | 0.6 | 0.66 | #VALUE! | #VALUE! | #VALUE! | #VALUE! | #VALUE! | 0.6 | 0.006 | #VALUE! | #VALUE! | #VALUE! | #VALUE! | #VALUE! | #VALUE! | #VALUE! | #VALUE! | 0.6 | 0.66 | #VALUE! | #VALUE! | #VALUE! | #VALUE! | #VALUE! | 0.6 | 0.006 | #VALUE! | #VALUE! | #VALUE! | #VALUE! | #VALUE! | #VALUE! | #VALUE! | #VALUE! | 0.6 | 0.66 | #VALUE! | #VALUE! | #VALUE! | #VALUE! | #VALUE! | 0.6 | 0.006 | #VALUE! | #VALUE! | #VALUE! | #VALUE! | #VALUE! | #VALUE! | #VALUE! | #VALUE! | 0.6 | 0.66 | #VALUE! | #VALUE! | #VALUE! | #VALUE! | #VALUE! | 0.6 | 0.006 | #VALUE! | #VALUE! | #VALUE! | #VALUE! | #VALUE! | #VALUE! | #VALUE! | #VALUE! | 0.6 | 0.66 | #VALUE! | #VALUE! | #VALUE! | #VALUE! | #VALUE! | 0.6 | 0.006 | #VALUE! | #VALUE! | #VALUE! | #VALUE! | #VALUE! | #VALUE! | #VALUE! | #VALUE! | 0.6 | 0.66 | #VALUE! | #VALUE! | #VALUE! | #VALUE! | #VALUE! | 0.6 | 0.006 | #VALUE! | #VALUE! | #VALUE! | #VALUE! | #VALUE! | #VALUE! | #VALUE! | #VALUE! | 0.6 | 0.66 | #VALUE! | #VALUE! | #VALUE! | #VALUE! | #VALUE! | 0.6 | 0.006 | #VALUE! | #VALUE! | #VALUE! | #VALUE! | #VALUE! | #VALUE! | #VALUE! | #VALUE! | 0 | #REF! | #VALUE! | #VALUE! | #VALUE! | #VALUE! | #VALUE! | #VALUE! | #VALUE! | 0
0.7 | 0.82 | 0 | #VALUE! | 0 | 51 | 0 | 0.7 | 0.007 | 1 | 1.0842e-19 | 0 | 1.0669e-18 | 1.0669e-18 | 1.0669e-18 | 0 | 0 | 0.7 | 0.82 | #VALUE! | #VALUE! | #VALUE! | #VALUE! | #VALUE! | 0.7 | 0.007 | #VALUE! | #VALUE! | #VALUE! | #VALUE! | #VALUE! | #VALUE! | #VALUE! | #VALUE! | 0.7 | 0.82 | #VALUE! | #VALUE! | #VALUE! | #VALUE! | #VALUE! | 0.7 | 0.007 | #VALUE! | #VALUE! | #VALUE! | #VALUE! | #VALUE! | #VALUE! | #VALUE! | #VALUE! | 0.7 | 0.82 | #VALUE! | #VALUE! | #VALUE! | #VALUE! | #VALUE! | 0.7 | 0.007 | #VALUE! | #VALUE! | #VALUE! | #VALUE! | #VALUE! | #VALUE! | #VALUE! | #VALUE! | 0.7 | 0.82 | #VALUE! | #VALUE! | #VALUE! | #VALUE! | #VALUE! | 0.7 | 0.007 | #VALUE! | #VALUE! | #VALUE! | #VALUE! | #VALUE! | #VALUE! | #VALUE! | #VALUE! | 0.7 | 0.82 | #VALUE! | #VALUE! | #VALUE! | #VALUE! | #VALUE! | 0.7 | 0.007 | #VALUE! | #VALUE! | #VALUE! | #VALUE! | #VALUE! | #VALUE! | #VALUE! | #VALUE! | 0.7 | 0.82 | #VALUE! | #VALUE! | #VALUE! | #VALUE! | #VALUE! | 0.7 | 0.007 | #VALUE! | #VALUE! | #VALUE! | #VALUE! | #VALUE! | #VALUE! | #VALUE! | #VALUE! | 0.7 | 0.82 | #VALUE! | #VALUE! | #VALUE! | #VALUE! | #VALUE! | 0.7 | 0.007 | #VALUE! | #VALUE! | #VALUE! | #VALUE! | #VALUE! | #VALUE! | #VALUE! | #VALUE! | 0 | #REF! | #VALUE! | #VALUE! | #VALUE! | #VALUE! | #VALUE! | #VALUE! | #VALUE! | 0
0.8 | 0.93 | 0 | #VALUE! | 0 | 51 | 0 | 0.8 | 0.008 | 1 | 1.0842e-19 | 0 | 1.0669e-18 | 1.0669e-18 | 1.0669e-18 | 0 | 0 | 0.8 | 0.93 | #VALUE! | #VALUE! | #VALUE! | #VALUE! | #VALUE! | 0.8 | 0.008 | #VALUE! | #VALUE! | #VALUE! | #VALUE! | #VALUE! | #VALUE! | #VALUE! | #VALUE! | 0.8 | 0.93 | #VALUE! | #VALUE! | #VALUE! | #VALUE! | #VALUE! | 0.8 | 0.008 | #VALUE! | #VALUE! | #VALUE! | #VALUE! | #VALUE! | #VALUE! | #VALUE! | #VALUE! | 0.8 | 0.93 | #VALUE! | #VALUE! | #VALUE! | #VALUE! | #VALUE! | 0.8 | 0.008 | #VALUE! | #VALUE! | #VALUE! | #VALUE! | #VALUE! | #VALUE! | #VALUE! | #VALUE! | 0.8 | 0.93 | #VALUE! | #VALUE! | #VALUE! | #VALUE! | #VALUE! | 0.8 | 0.008 | #VALUE! | #VALUE! | #VALUE! | #VALUE! | #VALUE! | #VALUE! | #VALUE! | #VALUE! | 0.8 | 0.93 | #VALUE! | #VALUE! | #VALUE! | #VALUE! | #VALUE! | 0.8 | 0.008 | #VALUE! | #VALUE! | #VALUE! | #VALUE! | #VALUE! | #VALUE! | #VALUE! | #VALUE! | 0.8 | 0.93 | #VALUE! | #VALUE! | #VALUE! | #VALUE! | #VALUE! | 0.8 | 0.008 | #VALUE! | #VALUE! | #VALUE! | #VALUE! | #VALUE! | #VALUE! | #VALUE! | #VALUE! | 0.8 | 0.93 | #VALUE! | #VALUE! | #VALUE! | #VALUE! | #VALUE! | 0.8 | 0.008 | #VALUE! | #VALUE! | #VALUE! | #VALUE! | #VALUE! | #VALUE! | #VALUE! | #VALUE! | 0 | #REF! | #VALUE! | #VALUE! | #VALUE! | #VALUE! | #VALUE! | #VALUE! | #VALUE! | 0
0.9 | 0.99 | 0 | #VALUE! | 0 | 51 | 0 | 0.9 | 0.009 | 1 | 1.0842e-19 | 0 | 1.0669e-18 | 1.0669e-18 | 1.0669e-18 | 0 | 0 | 0.9 | 0.99 | #VALUE! | #VALUE! | #VALUE! | #VALUE! | #VALUE! | 0.9 | 0.009 | #VALUE! | #VALUE! | #VALUE! | #VALUE! | #VALUE! | #VALUE! | #VALUE! | #VALUE! | 0.9 | 0.99 | #VALUE! | #VALUE! | #VALUE! | #VALUE! | #VALUE! | 0.9 | 0.009 | #VALUE! | #VALUE! | #VALUE! | #VALUE! | #VALUE! | #VALUE! | #VALUE! | #VALUE! | 0.9 | 0.99 | #VALUE! | #VALUE! | #VALUE! | #VALUE! | #VALUE! | 0.9 | 0.009 | #VALUE! | #VALUE! | #VALUE! | #VALUE! | #VALUE! | #VALUE! | #VALUE! | #VALUE! | 0.9 | 0.99 | #VALUE! | #VALUE! | #VALUE! | #VALUE! | #VALUE! | 0.9 | 0.009 | #VALUE! | #VALUE! | #VALUE! | #VALUE! | #VALUE! | #VALUE! | #VALUE! | #VALUE! | 0.9 | 0.99 | #VALUE! | #VALUE! | #VALUE! | #VALUE! | #VALUE! | 0.9 | 0.009 | #VALUE! | #VALUE! | #VALUE! | #VALUE! | #VALUE! | #VALUE! | #VALUE! | #VALUE! | 0.9 | 0.99 | #VALUE! | #VALUE! | #VALUE! | #VALUE! | #VALUE! | 0.9 | 0.009 | #VALUE! | #VALUE! | #VALUE! | #VALUE! | #VALUE! | #VALUE! | #VALUE! | #VALUE! | 0.9 | 0.99 | #VALUE! | #VALUE! | #VALUE! | #VALUE! | #VALUE! | 0.9 | 0.009 | #VALUE! | #VALUE! | #VALUE! | #VALUE! | #VALUE! | #VALUE! | #VALUE! | #VALUE! | 0 | #REF! | #VALUE! | #VALUE! | #VALUE! | #VALUE! | #VALUE! | #VALUE! | #VALUE! | 0
1 | 1 | 0 | #VALUE! | 0 | 51 | 0 | 1 | 0.01 | 1 | 1.0842e-19 | 0 | 1.0669e-18 | 1.0669e-18 | 1.0669e-18 | 0 | 0 | 1 | 1 | #VALUE! | #VALUE! | #VALUE! | #VALUE! | #VALUE! | 1 | 0.01 | #VALUE! | #VALUE! | #VALUE! | #VALUE! | #VALUE! | #VALUE! | #VALUE! | #VALUE! | 1 | 1 | #VALUE! | #VALUE! | #VALUE! | #VALUE! | #VALUE! | 1 | 0.01 | #VALUE! | #VALUE! | #VALUE! | #VALUE! | #VALUE! | #VALUE! | #VALUE! | #VALUE! | 1 | 1 | #VALUE! | #VALUE! | #VALUE! | #VALUE! | #VALUE! | 1 | 0.01 | #VALUE! | #VALUE! | #VALUE! | #VALUE! | #VALUE! | #VALUE! | #VALUE! | #VALUE! | 1 | 1 | #VALUE! | #VALUE! | #VALUE! | #VALUE! | #VALUE! | 1 | 0.01 | #VALUE! | #VALUE! | #VALUE! | #VALUE! | #VALUE! | #VALUE! | #VALUE! | #VALUE! | 1 | 1 | #VALUE! | #VALUE! | #VALUE! | #VALUE! | #VALUE! | 1 | 0.01 | #VALUE! | #VALUE! | #VALUE! | #VALUE! | #VALUE! | #VALUE! | #VALUE! | #VALUE! | 1 | 1 | #VALUE! | #VALUE! | #VALUE! | #VALUE! | #VALUE! | 1 | 0.01 | #VALUE! | #VALUE! | #VALUE! | #VALUE! | #VALUE! | #VALUE! | #VALUE! | #VALUE! | 1 | 1 | #VALUE! | #VALUE! | #VALUE! | #VALUE! | #VALUE! | 1 | 0.01 | #VALUE! | #VALUE! | #VALUE! | #VALUE! | #VALUE! | #VALUE! | #VALUE! | #VALUE! | 0 | #REF! | #VALUE! | #VALUE! | #VALUE! | #VALUE! | #VALUE! | #VALUE! | #VALUE! | 0
1.1 | 0.99 | 0 | #VALUE! | 0 | 51 | 0 | 1.1 | 0.011 | 1 | 1.0842e-19 | 0 | 1.0669e-18 | 1.0669e-18 | 1.0669e-18 | 0 | 0 | 1.1 | 0.99 | #VALUE! | #VALUE! | #VALUE! | #VALUE! | #VALUE! | 1.1 | 0.011 | #VALUE! | #VALUE! | #VALUE! | #VALUE! | #VALUE! | #VALUE! | #VALUE! | #VALUE! | 1.1 | 0.99 | #VALUE! | #VALUE! | #VALUE! | #VALUE! | #VALUE! | 1.1 | 0.011 | #VALUE! | #VALUE! | #VALUE! | #VALUE! | #VALUE! | #VALUE! | #VALUE! | #VALUE! | 1.1 | 0.99 | #VALUE! | #VALUE! | #VALUE! | #VALUE! | #VALUE! | 1.1 | 0.011 | #VALUE! | #VALUE! | #VALUE! | #VALUE! | #VALUE! | #VALUE! | #VALUE! | #VALUE! | 1.1 | 0.99 | #VALUE! | #VALUE! | #VALUE! | #VALUE! | #VALUE! | 1.1 | 0.011 | #VALUE! | #VALUE! | #VALUE! | #VALUE! | #VALUE! | #VALUE! | #VALUE! | #VALUE! | 1.1 | 0.99 | #VALUE! | #VALUE! | #VALUE! | #VALUE! | #VALUE! | 1.1 | 0.011 | #VALUE! | #VALUE! | #VALUE! | #VALUE! | #VALUE! | #VALUE! | #VALUE! | #VALUE! | 1.1 | 0.99 | #VALUE! | #VALUE! | #VALUE! | #VALUE! | #VALUE! | 1.1 | 0.011 | #VALUE! | #VALUE! | #VALUE! | #VALUE! | #VALUE! | #VALUE! | #VALUE! | #VALUE! | 1.1 | 0.99 | #VALUE! | #VALUE! | #VALUE! | #VALUE! | #VALUE! | 1.1 | 0.011 | #VALUE! | #VALUE! | #VALUE! | #VALUE! | #VALUE! | #VALUE! | #VALUE! | #VALUE! | 0 | #REF! | #VALUE! | #VALUE! | #VALUE! | #VALUE! | #VALUE! | #VALUE! | #VALUE! | 0
1.2 | 0.93 | 0 | #VALUE! | 0 | 51 | 0 | 1.2 | 0.012 | 1 | 1.0842e-19 | 0 | 1.0669e-18 | 1.0669e-18 | 1.0669e-18 | 0 | 0 | 1.2 | 0.93 | #VALUE! | #VALUE! | #VALUE! | #VALUE! | #VALUE! | 1.2 | 0.012 | #VALUE! | #VALUE! | #VALUE! | #VALUE! | #VALUE! | #VALUE! | #VALUE! | #VALUE! | 1.2 | 0.93 | #VALUE! | #VALUE! | #VALUE! | #VALUE! | #VALUE! | 1.2 | 0.012 | #VALUE! | #VALUE! | #VALUE! | #VALUE! | #VALUE! | #VALUE! | #VALUE! | #VALUE! | 1.2 | 0.93 | #VALUE! | #VALUE! | #VALUE! | #VALUE! | #VALUE! | 1.2 | 0.012 | #VALUE! | #VALUE! | #VALUE! | #VALUE! | #VALUE! | #VALUE! | #VALUE! | #VALUE! | 1.2 | 0.93 | #VALUE! | #VALUE! | #VALUE! | #VALUE! | #VALUE! | 1.2 | 0.012 | #VALUE! | #VALUE! | #VALUE! | #VALUE! | #VALUE! | #VALUE! | #VALUE! | #VALUE! | 1.2 | 0.93 | #VALUE! | #VALUE! | #VALUE! | #VALUE! | #VALUE! | 1.2 | 0.012 | #VALUE! | #VALUE! | #VALUE! | #VALUE! | #VALUE! | #VALUE! | #VALUE! | #VALUE! | 1.2 | 0.93 | #VALUE! | #VALUE! | #VALUE! | #VALUE! | #VALUE! | 1.2 | 0.012 | #VALUE! | #VALUE! | #VALUE! | #VALUE! | #VALUE! | #VALUE! | #VALUE! | #VALUE! | 1.2 | 0.93 | #VALUE! | #VALUE! | #VALUE! | #VALUE! | #VALUE! | 1.2 | 0.012 | #VALUE! | #VALUE! | #VALUE! | #VALUE! | #VALUE! | #VALUE! | #VALUE! | #VALUE! | 0 | #REF! | #VALUE! | #VALUE! | #VALUE! | #VALUE! | #VALUE! | #VALUE! | #VALUE! | 0
1.3 | 0.86 | 0 | #VALUE! | 0 | 51 | 0 | 1.3 | 0.013 | 1 | 1.0842e-19 | 0 | 1.0669e-18 | 1.0669e-18 | 1.0669e-18 | 0 | 0 | 1.3 | 0.86 | #VALUE! | #VALUE! | #VALUE! | #VALUE! | #VALUE! | 1.3 | 0.013 | #VALUE! | #VALUE! | #VALUE! | #VALUE! | #VALUE! | #VALUE! | #VALUE! | #VALUE! | 1.3 | 0.86 | #VALUE! | #VALUE! | #VALUE! | #VALUE! | #VALUE! | 1.3 | 0.013 | #VALUE! | #VALUE! | #VALUE! | #VALUE! | #VALUE! | #VALUE! | #VALUE! | #VALUE! | 1.3 | 0.86 | #VALUE! | #VALUE! | #VALUE! | #VALUE! | #VALUE! | 1.3 | 0.013 | #VALUE! | #VALUE! | #VALUE! | #VALUE! | #VALUE! | #VALUE! | #VALUE! | #VALUE! | 1.3 | 0.86 | #VALUE! | #VALUE! | #VALUE! | #VALUE! | #VALUE! | 1.3 | 0.013 | #VALUE! | #VALUE! | #VALUE! | #VALUE! | #VALUE! | #VALUE! | #VALUE! | #VALUE! | 1.3 | 0.86 | #VALUE! | #VALUE! | #VALUE! | #VALUE! | #VALUE! | 1.3 | 0.013 | #VALUE! | #VALUE! | #VALUE! | #VALUE! | #VALUE! | #VALUE! | #VALUE! | #VALUE! | 1.3 | 0.86 | #VALUE! | #VALUE! | #VALUE! | #VALUE! | #VALUE! | 1.3 | 0.013 | #VALUE! | #VALUE! | #VALUE! | #VALUE! | #VALUE! | #VALUE! | #VALUE! | #VALUE! | 1.3 | 0.86 | #VALUE! | #VALUE! | #VALUE! | #VALUE! | #VALUE! | 1.3 | 0.013 | #VALUE! | #VALUE! | #VALUE! | #VALUE! | #VALUE! | #VALUE! | #VALUE! | #VALUE! | 0 | #REF! | #VALUE! | #VALUE! | #VALUE! | #VALUE! | #VALUE! | #VALUE! | #VALUE! | 0
1.4 | 0.78 | 0 | #VALUE! | 0 | 51 | 0 | 1.4 | 0.014 | 1 | 1.0842e-19 | 0 | 1.0669e-18 | 1.0669e-18 | 1.0669e-18 | 0 | 0 | 1.4 | 0.78 | #VALUE! | #VALUE! | #VALUE! | #VALUE! | #VALUE! | 1.4 | 0.014 | #VALUE! | #VALUE! | #VALUE! | #VALUE! | #VALUE! | #VALUE! | #VALUE! | #VALUE! | 1.4 | 0.78 | #VALUE! | #VALUE! | #VALUE! | #VALUE! | #VALUE! | 1.4 | 0.014 | #VALUE! | #VALUE! | #VALUE! | #VALUE! | #VALUE! | #VALUE! | #VALUE! | #VALUE! | 1.4 | 0.78 | #VALUE! | #VALUE! | #VALUE! | #VALUE! | #VALUE! | 1.4 | 0.014 | #VALUE! | #VALUE! | #VALUE! | #VALUE! | #VALUE! | #VALUE! | #VALUE! | #VALUE! | 1.4 | 0.78 | #VALUE! | #VALUE! | #VALUE! | #VALUE! | #VALUE! | 1.4 | 0.014 | #VALUE! | #VALUE! | #VALUE! | #VALUE! | #VALUE! | #VALUE! | #VALUE! | #VALUE! | 1.4 | 0.78 | #VALUE! | #VALUE! | #VALUE! | #VALUE! | #VALUE! | 1.4 | 0.014 | #VALUE! | #VALUE! | #VALUE! | #VALUE! | #VALUE! | #VALUE! | #VALUE! | #VALUE! | 1.4 | 0.78 | #VALUE! | #VALUE! | #VALUE! | #VALUE! | #VALUE! | 1.4 | 0.014 | #VALUE! | #VALUE! | #VALUE! | #VALUE! | #VALUE! | #VALUE! | #VALUE! | #VALUE! | 1.4 | 0.78 | #VALUE! | #VALUE! | #VALUE! | #VALUE! | #VALUE! | 1.4 | 0.014 | #VALUE! | #VALUE! | #VALUE! | #VALUE! | #VALUE! | #VALUE! | #VALUE! | #VALUE! | 0 | #REF! | #VALUE! | #VALUE! | #VALUE! | #VALUE! | #VALUE! | #VALUE! | #VALUE! | 0
1.5 | 0.68 | 0 | #VALUE! | 0 | 51 | 0 | 1.5 | 0.015 | 1 | 1.0842e-19 | 0 | 1.0669e-18 | 1.0669e-18 | 1.0669e-18 | 0 | 0 | 1.5 | 0.68 | #VALUE! | #VALUE! | #VALUE! | #VALUE! | #VALUE! | 1.5 | 0.015 | #VALUE! | #VALUE! | #VALUE! | #VALUE! | #VALUE! | #VALUE! | #VALUE! | #VALUE! | 1.5 | 0.68 | #VALUE! | #VALUE! | #VALUE! | #VALUE! | #VALUE! | 1.5 | 0.015 | #VALUE! | #VALUE! | #VALUE! | #VALUE! | #VALUE! | #VALUE! | #VALUE! | #VALUE! | 1.5 | 0.68 | #VALUE! | #VALUE! | #VALUE! | #VALUE! | #VALUE! | 1.5 | 0.015 | #VALUE! | #VALUE! | #VALUE! | #VALUE! | #VALUE! | #VALUE! | #VALUE! | #VALUE! | 1.5 | 0.68 | #VALUE! | #VALUE! | #VALUE! | #VALUE! | #VALUE! | 1.5 | 0.015 | #VALUE! | #VALUE! | #VALUE! | #VALUE! | #VALUE! | #VALUE! | #VALUE! | #VALUE! | 1.5 | 0.68 | #VALUE! | #VALUE! | #VALUE! | #VALUE! | #VALUE! | 1.5 | 0.015 | #VALUE! | #VALUE! | #VALUE! | #VALUE! | #VALUE! | #VALUE! | #VALUE! | #VALUE! | 1.5 | 0.68 | #VALUE! | #VALUE! | #VALUE! | #VALUE! | #VALUE! | 1.5 | 0.015 | #VALUE! | #VALUE! | #VALUE! | #VALUE! | #VALUE! | #VALUE! | #VALUE! | #VALUE! | 1.5 | 0.68 | #VALUE! | #VALUE! | #VALUE! | #VALUE! | #VALUE! | 1.5 | 0.015 | #VALUE! | #VALUE! | #VALUE! | #VALUE! | #VALUE! | #VALUE! | #VALUE! | #VALUE! | 0 | #REF! | #VALUE! | #VALUE! | #VALUE! | #VALUE! | #VALUE! | #VALUE! | #VALUE! | 0
1.6 | 0.56 | 0 | #VALUE! | 0 | 51 | 0 | 1.6 | 0.016 | 1 | 1.0842e-19 | 0 | 1.0669e-18 | 1.0669e-18 | 1.0669e-18 | 0 | 0 | 1.6 | 0.56 | #VALUE! | #VALUE! | #VALUE! | #VALUE! | #VALUE! | 1.6 | 0.016 | #VALUE! | #VALUE! | #VALUE! | #VALUE! | #VALUE! | #VALUE! | #VALUE! | #VALUE! | 1.6 | 0.56 | #VALUE! | #VALUE! | #VALUE! | #VALUE! | #VALUE! | 1.6 | 0.016 | #VALUE! | #VALUE! | #VALUE! | #VALUE! | #VALUE! | #VALUE! | #VALUE! | #VALUE! | 1.6 | 0.56 | #VALUE! | #VALUE! | #VALUE! | #VALUE! | #VALUE! | 1.6 | 0.016 | #VALUE! | #VALUE! | #VALUE! | #VALUE! | #VALUE! | #VALUE! | #VALUE! | #VALUE! | 1.6 | 0.56 | #VALUE! | #VALUE! | #VALUE! | #VALUE! | #VALUE! | 1.6 | 0.016 | #VALUE! | #VALUE! | #VALUE! | #VALUE! | #VALUE! | #VALUE! | #VALUE! | #VALUE! | 1.6 | 0.56 | #VALUE! | #VALUE! | #VALUE! | #VALUE! | #VALUE! | 1.6 | 0.016 | #VALUE! | #VALUE! | #VALUE! | #VALUE! | #VALUE! | #VALUE! | #VALUE! | #VALUE! | 1.6 | 0.56 | #VALUE! | #VALUE! | #VALUE! | #VALUE! | #VALUE! | 1.6 | 0.016 | #VALUE! | #VALUE! | #VALUE! | #VALUE! | #VALUE! | #VALUE! | #VALUE! | #VALUE! | 1.6 | 0.56 | #VALUE! | #VALUE! | #VALUE! | #VALUE! | #VALUE! | 1.6 | 0.016 | #VALUE! | #VALUE! | #VALUE! | #VALUE! | #VALUE! | #VALUE! | #VALUE! | #VALUE! | 0 | #REF! | #VALUE! | #VALUE! | #VALUE! | #VALUE! | #VALUE! | #VALUE! | #VALUE! | 0
1.7 | 0.46 | 0 | #VALUE! | 0 | 51 | 0 | 1.7 | 0.017 | 1 | 1.0842e-19 | 0 | 1.0669e-18 | 1.0669e-18 | 1.0669e-18 | 0 | 0 | 1.7 | 0.46 | #VALUE! | #VALUE! | #VALUE! | #VALUE! | #VALUE! | 1.7 | 0.017 | #VALUE! | #VALUE! | #VALUE! | #VALUE! | #VALUE! | #VALUE! | #VALUE! | #VALUE! | 1.7 | 0.46 | #VALUE! | #VALUE! | #VALUE! | #VALUE! | #VALUE! | 1.7 | 0.017 | #VALUE! | #VALUE! | #VALUE! | #VALUE! | #VALUE! | #VALUE! | #VALUE! | #VALUE! | 1.7 | 0.46 | #VALUE! | #VALUE! | #VALUE! | #VALUE! | #VALUE! | 1.7 | 0.017 | #VALUE! | #VALUE! | #VALUE! | #VALUE! | #VALUE! | #VALUE! | #VALUE! | #VALUE! | 1.7 | 0.46 | #VALUE! | #VALUE! | #VALUE! | #VALUE! | #VALUE! | 1.7 | 0.017 | #VALUE! | #VALUE! | #VALUE! | #VALUE! | #VALUE! | #VALUE! | #VALUE! | #VALUE! | 1.7 | 0.46 | #VALUE! | #VALUE! | #VALUE! | #VALUE! | #VALUE! | 1.7 | 0.017 | #VALUE! | #VALUE! | #VALUE! | #VALUE! | #VALUE! | #VALUE! | #VALUE! | #VALUE! | 1.7 | 0.46 | #VALUE! | #VALUE! | #VALUE! | #VALUE! | #VALUE! | 1.7 | 0.017 | #VALUE! | #VALUE! | #VALUE! | #VALUE! | #VALUE! | #VALUE! | #VALUE! | #VALUE! | 1.7 | 0.46 | #VALUE! | #VALUE! | #VALUE! | #VALUE! | #VALUE! | 1.7 | 0.017 | #VALUE! | #VALUE! | #VALUE! | #VALUE! | #VALUE! | #VALUE! | #VALUE! | #VALUE! | 0 | #REF! | #VALUE! | #VALUE! | #VALUE! | #VALUE! | #VALUE! | #VALUE! | #VALUE! | 0
1.8 | 0.39 | 0 | #VALUE! | 0 | 51 | 0 | 1.8 | 0.018 | 1 | 1.0842e-19 | 0 | 1.0669e-18 | 1.0669e-18 | 1.0669e-18 | 0 | 0 | 1.8 | 0.39 | #VALUE! | #VALUE! | #VALUE! | #VALUE! | #VALUE! | 1.8 | 0.018 | #VALUE! | #VALUE! | #VALUE! | #VALUE! | #VALUE! | #VALUE! | #VALUE! | #VALUE! | 1.8 | 0.39 | #VALUE! | #VALUE! | #VALUE! | #VALUE! | #VALUE! | 1.8 | 0.018 | #VALUE! | #VALUE! | #VALUE! | #VALUE! | #VALUE! | #VALUE! | #VALUE! | #VALUE! | 1.8 | 0.39 | #VALUE! | #VALUE! | #VALUE! | #VALUE! | #VALUE! | 1.8 | 0.018 | #VALUE! | #VALUE! | #VALUE! | #VALUE! | #VALUE! | #VALUE! | #VALUE! | #VALUE! | 1.8 | 0.39 | #VALUE! | #VALUE! | #VALUE! | #VALUE! | #VALUE! | 1.8 | 0.018 | #VALUE! | #VALUE! | #VALUE! | #VALUE! | #VALUE! | #VALUE! | #VALUE! | #VALUE! | 1.8 | 0.39 | #VALUE! | #VALUE! | #VALUE! | #VALUE! | #VALUE! | 1.8 | 0.018 | #VALUE! | #VALUE! | #VALUE! | #VALUE! | #VALUE! | #VALUE! | #VALUE! | #VALUE! | 1.8 | 0.39 | #VALUE! | #VALUE! | #VALUE! | #VALUE! | #VALUE! | 1.8 | 0.018 | #VALUE! | #VALUE! | #VALUE! | #VALUE! | #VALUE! | #VALUE! | #VALUE! | #VALUE! | 1.8 | 0.39 | #VALUE! | #VALUE! | #VALUE! | #VALUE! | #VALUE! | 1.8 | 0.018 | #VALUE! | #VALUE! | #VALUE! | #VALUE! | #VALUE! | #VALUE! | #VALUE! | #VALUE! | 0 | #REF! | #VALUE! | #VALUE! | #VALUE! | #VALUE! | #VALUE! | #VALUE! | #VALUE! | 0
1.9 | 0.33 | 0 | #VALUE! | 0 | 51 | 0 | 1.9 | 0.019 | 1 | 1.0842e-19 | 0 | 1.0669e-18 | 1.0669e-18 | 1.0669e-18 | 0 | 0 | 1.9 | 0.33 | #VALUE! | #VALUE! | #VALUE! | #VALUE! | #VALUE! | 1.9 | 0.019 | #VALUE! | #VALUE! | #VALUE! | #VALUE! | #VALUE! | #VALUE! | #VALUE! | #VALUE! | 1.9 | 0.33 | #VALUE! | #VALUE! | #VALUE! | #VALUE! | #VALUE! | 1.9 | 0.019 | #VALUE! | #VALUE! | #VALUE! | #VALUE! | #VALUE! | #VALUE! | #VALUE! | #VALUE! | 1.9 | 0.33 | #VALUE! | #VALUE! | #VALUE! | #VALUE! | #VALUE! | 1.9 | 0.019 | #VALUE! | #VALUE! | #VALUE! | #VALUE! | #VALUE! | #VALUE! | #VALUE! | #VALUE! | 1.9 | 0.33 | #VALUE! | #VALUE! | #VALUE! | #VALUE! | #VALUE! | 1.9 | 0.019 | #VALUE! | #VALUE! | #VALUE! | #VALUE! | #VALUE! | #VALUE! | #VALUE! | #VALUE! | 1.9 | 0.33 | #VALUE! | #VALUE! | #VALUE! | #VALUE! | #VALUE! | 1.9 | 0.019 | #VALUE! | #VALUE! | #VALUE! | #VALUE! | #VALUE! | #VALUE! | #VALUE! | #VALUE! | 1.9 | 0.33 | #VALUE! | #VALUE! | #VALUE! | #VALUE! | #VALUE! | 1.9 | 0.019 | #VALUE! | #VALUE! | #VALUE! | #VALUE! | #VALUE! | #VALUE! | #VALUE! | #VALUE! | 1.9 | 0.33 | #VALUE! | #VALUE! | #VALUE! | #VALUE! | #VALUE! | 1.9 | 0.019 | #VALUE! | #VALUE! | #VALUE! | #VALUE! | #VALUE! | #VALUE! | #VALUE! | #VALUE! | 0 | #REF! | #VALUE! | #VALUE! | #VALUE! | #VALUE! | #VALUE! | #VALUE! | #VALUE! | 0
2 | 0.28 | 0 | #VALUE! | 0 | 51 | 0 | 2 | 0.02 | 1 | 1.0842e-19 | 0 | 1.0669e-18 | 1.0669e-18 | 1.0669e-18 | 0 | 0 | 2 | 0.28 | #VALUE! | #VALUE! | #VALUE! | #VALUE! | #VALUE! | 2 | 0.02 | #VALUE! | #VALUE! | #VALUE! | #VALUE! | #VALUE! | #VALUE! | #VALUE! | #VALUE! | 2 | 0.28 | #VALUE! | #VALUE! | #VALUE! | #VALUE! | #VALUE! | 2 | 0.02 | #VALUE! | #VALUE! | #VALUE! | #VALUE! | #VALUE! | #VALUE! | #VALUE! | #VALUE! | 2 | 0.28 | #VALUE! | #VALUE! | #VALUE! | #VALUE! | #VALUE! | 2 | 0.02 | #VALUE! | #VALUE! | #VALUE! | #VALUE! | #VALUE! | #VALUE! | #VALUE! | #VALUE! | 2 | 0.28 | #VALUE! | #VALUE! | #VALUE! | #VALUE! | #VALUE! | 2 | 0.02 | #VALUE! | #VALUE! | #VALUE! | #VALUE! | #VALUE! | #VALUE! | #VALUE! | #VALUE! | 2 | 0.28 | #VALUE! | #VALUE! | #VALUE! | #VALUE! | #VALUE! | 2 | 0.02 | #VALUE! | #VALUE! | #VALUE! | #VALUE! | #VALUE! | #VALUE! | #VALUE! | #VALUE! | 2 | 0.28 | #VALUE! | #VALUE! | #VALUE! | #VALUE! | #VALUE! | 2 | 0.02 | #VALUE! | #VALUE! | #VALUE! | #VALUE! | #VALUE! | #VALUE! | #VALUE! | #VALUE! | 2 | 0.28 | #VALUE! | #VALUE! | #VALUE! | #VALUE! | #VALUE! | 2 | 0.02 | #VALUE! | #VALUE! | #VALUE! | #VALUE! | #VALUE! | #VALUE! | #VALUE! | #VALUE! | 0 | #REF! | #VALUE! | #VALUE! | #VALUE! | #VALUE! | #VALUE! | #VALUE! | #VALUE! | 0
2.1 | 0.2435 | 0 | #VALUE! | 0 | 51 | 0 | 2.1 | 0.02101 | 1 | 1.0842e-19 | 0 | 1.0669e-18 | 1.0669e-18 | 1.0669e-18 | 0 | 0 | 2.1 | 0.2435 | #VALUE! | #VALUE! | #VALUE! | #VALUE! | #VALUE! | 2.1 | 0.02101 | #VALUE! | #VALUE! | #VALUE! | #VALUE! | #VALUE! | #VALUE! | #VALUE! | #VALUE! | 2.1 | 0.2435 | #VALUE! | #VALUE! | #VALUE! | #VALUE! | #VALUE! | 2.1 | 0.02101 | #VALUE! | #VALUE! | #VALUE! | #VALUE! | #VALUE! | #VALUE! | #VALUE! | #VALUE! | 2.1 | 0.2435 | #VALUE! | #VALUE! | #VALUE! | #VALUE! | #VALUE! | 2.1 | 0.02101 | #VALUE! | #VALUE! | #VALUE! | #VALUE! | #VALUE! | #VALUE! | #VALUE! | #VALUE! | 2.1 | 0.2435 | #VALUE! | #VALUE! | #VALUE! | #VALUE! | #VALUE! | 2.1 | 0.02101 | #VALUE! | #VALUE! | #VALUE! | #VALUE! | #VALUE! | #VALUE! | #VALUE! | #VALUE! | 2.1 | 0.2435 | #VALUE! | #VALUE! | #VALUE! | #VALUE! | #VALUE! | 2.1 | 0.02101 | #VALUE! | #VALUE! | #VALUE! | #VALUE! | #VALUE! | #VALUE! | #VALUE! | #VALUE! | 2.1 | 0.2435 | #VALUE! | #VALUE! | #VALUE! | #VALUE! | #VALUE! | 2.1 | 0.02101 | #VALUE! | #VALUE! | #VALUE! | #VALUE! | #VALUE! | #VALUE! | #VALUE! | #VALUE! | 2.1 | 0.2435 | #VALUE! | #VALUE! | #VALUE! | #VALUE! | #VALUE! | 2.1 | 0.02101 | #VALUE! | #VALUE! | #VALUE! | #VALUE! | #VALUE! | #VALUE! | #VALUE! | #VALUE! | 0 | #REF! | #VALUE! | #VALUE! | #VALUE! | #VALUE! | #VALUE! | #VALUE! | #VALUE! | 0
2.2 | 0.207 | 0 | #VALUE! | 0 | 51 | 0 | 2.2 | 0.02203 | 1 | 1.0842e-19 | 0 | 1.0669e-18 | 1.0669e-18 | 1.0669e-18 | 0 | 0 | 2.2 | 0.207 | #VALUE! | #VALUE! | #VALUE! | #VALUE! | #VALUE! | 2.2 | 0.02203 | #VALUE! | #VALUE! | #VALUE! | #VALUE! | #VALUE! | #VALUE! | #VALUE! | #VALUE! | 2.2 | 0.207 | #VALUE! | #VALUE! | #VALUE! | #VALUE! | #VALUE! | 2.2 | 0.02203 | #VALUE! | #VALUE! | #VALUE! | #VALUE! | #VALUE! | #VALUE! | #VALUE! | #VALUE! | 2.2 | 0.207 | #VALUE! | #VALUE! | #VALUE! | #VALUE! | #VALUE! | 2.2 | 0.02203 | #VALUE! | #VALUE! | #VALUE! | #VALUE! | #VALUE! | #VALUE! | #VALUE! | #VALUE! | 2.2 | 0.207 | #VALUE! | #VALUE! | #VALUE! | #VALUE! | #VALUE! | 2.2 | 0.02203 | #VALUE! | #VALUE! | #VALUE! | #VALUE! | #VALUE! | #VALUE! | #VALUE! | #VALUE! | 2.2 | 0.207 | #VALUE! | #VALUE! | #VALUE! | #VALUE! | #VALUE! | 2.2 | 0.02203 | #VALUE! | #VALUE! | #VALUE! | #VALUE! | #VALUE! | #VALUE! | #VALUE! | #VALUE! | 2.2 | 0.207 | #VALUE! | #VALUE! | #VALUE! | #VALUE! | #VALUE! | 2.2 | 0.02203 | #VALUE! | #VALUE! | #VALUE! | #VALUE! | #VALUE! | #VALUE! | #VALUE! | #VALUE! | 2.2 | 0.207 | #VALUE! | #VALUE! | #VALUE! | #VALUE! | #VALUE! | 2.2 | 0.02203 | #VALUE! | #VALUE! | #VALUE! | #VALUE! | #VALUE! | #VALUE! | #VALUE! | #VALUE! | 0 | #REF! | #VALUE! | #VALUE! | #VALUE! | #VALUE! | #VALUE! | #VALUE! | #VALUE! | 0
2.3 | 0.177 | 0 | #VALUE! | 0 | 51 | 0 | 2.3 | 0.02307 | 1 | 1.0842e-19 | 0 | 1.0669e-18 | 1.0669e-18 | 1.0669e-18 | 0 | 0 | 2.3 | 0.177 | #VALUE! | #VALUE! | #VALUE! | #VALUE! | #VALUE! | 2.3 | 0.02307 | #VALUE! | #VALUE! | #VALUE! | #VALUE! | #VALUE! | #VALUE! | #VALUE! | #VALUE! | 2.3 | 0.177 | #VALUE! | #VALUE! | #VALUE! | #VALUE! | #VALUE! | 2.3 | 0.02307 | #VALUE! | #VALUE! | #VALUE! | #VALUE! | #VALUE! | #VALUE! | #VALUE! | #VALUE! | 2.3 | 0.177 | #VALUE! | #VALUE! | #VALUE! | #VALUE! | #VALUE! | 2.3 | 0.02307 | #VALUE! | #VALUE! | #VALUE! | #VALUE! | #VALUE! | #VALUE! | #VALUE! | #VALUE! | 2.3 | 0.177 | #VALUE! | #VALUE! | #VALUE! | #VALUE! | #VALUE! | 2.3 | 0.02307 | #VALUE! | #VALUE! | #VALUE! | #VALUE! | #VALUE! | #VALUE! | #VALUE! | #VALUE! | 2.3 | 0.177 | #VALUE! | #VALUE! | #VALUE! | #VALUE! | #VALUE! | 2.3 | 0.02307 | #VALUE! | #VALUE! | #VALUE! | #VALUE! | #VALUE! | #VALUE! | #VALUE! | #VALUE! | 2.3 | 0.177 | #VALUE! | #VALUE! | #VALUE! | #VALUE! | #VALUE! | 2.3 | 0.02307 | #VALUE! | #VALUE! | #VALUE! | #VALUE! | #VALUE! | #VALUE! | #VALUE! | #VALUE! | 2.3 | 0.177 | #VALUE! | #VALUE! | #VALUE! | #VALUE! | #VALUE! | 2.3 | 0.02307 | #VALUE! | #VALUE! | #VALUE! | #VALUE! | #VALUE! | #VALUE! | #VALUE! | #VALUE! | 0 | #REF! | #VALUE! | #VALUE! | #VALUE! | #VALUE! | #VALUE! | #VALUE! | #VALUE! | 0
2.4 | 0.147 | 0 | #VALUE! | 0 | 51 | 0 | 2.4 | 0.02412 | 1 | 1.0842e-19 | 0 | 1.0669e-18 | 1.0669e-18 | 1.0669e-18 | 0 | 0 | 2.4 | 0.147 | #VALUE! | #VALUE! | #VALUE! | #VALUE! | #VALUE! | 2.4 | 0.02412 | #VALUE! | #VALUE! | #VALUE! | #VALUE! | #VALUE! | #VALUE! | #VALUE! | #VALUE! | 2.4 | 0.147 | #VALUE! | #VALUE! | #VALUE! | #VALUE! | #VALUE! | 2.4 | 0.02412 | #VALUE! | #VALUE! | #VALUE! | #VALUE! | #VALUE! | #VALUE! | #VALUE! | #VALUE! | 2.4 | 0.147 | #VALUE! | #VALUE! | #VALUE! | #VALUE! | #VALUE! | 2.4 | 0.02412 | #VALUE! | #VALUE! | #VALUE! | #VALUE! | #VALUE! | #VALUE! | #VALUE! | #VALUE! | 2.4 | 0.147 | #VALUE! | #VALUE! | #VALUE! | #VALUE! | #VALUE! | 2.4 | 0.02412 | #VALUE! | #VALUE! | #VALUE! | #VALUE! | #VALUE! | #VALUE! | #VALUE! | #VALUE! | 2.4 | 0.147 | #VALUE! | #VALUE! | #VALUE! | #VALUE! | #VALUE! | 2.4 | 0.02412 | #VALUE! | #VALUE! | #VALUE! | #VALUE! | #VALUE! | #VALUE! | #VALUE! | #VALUE! | 2.4 | 0.147 | #VALUE! | #VALUE! | #VALUE! | #VALUE! | #VALUE! | 2.4 | 0.02412 | #VALUE! | #VALUE! | #VALUE! | #VALUE! | #VALUE! | #VALUE! | #VALUE! | #VALUE! | 2.4 | 0.147 | #VALUE! | #VALUE! | #VALUE! | #VALUE! | #VALUE! | 2.4 | 0.02412 | #VALUE! | #VALUE! | #VALUE! | #VALUE! | #VALUE! | #VALUE! | #VALUE! | #VALUE! | 0 | #REF! | #VALUE! | #VALUE! | #VALUE! | #VALUE! | #VALUE! | #VALUE! | #VALUE! | 0
2.5 | 0.127 | 0 | #VALUE! | 0 | 51 | 0 | 2.5 | 0.02519 | 1 | 1.0842e-19 | 0 | 1.0669e-18 | 1.0669e-18 | 1.0669e-18 | 0 | 0 | 2.5 | 0.127 | #VALUE! | #VALUE! | #VALUE! | #VALUE! | #VALUE! | 2.5 | 0.02519 | #VALUE! | #VALUE! | #VALUE! | #VALUE! | #VALUE! | #VALUE! | #VALUE! | #VALUE! | 2.5 | 0.127 | #VALUE! | #VALUE! | #VALUE! | #VALUE! | #VALUE! | 2.5 | 0.02519 | #VALUE! | #VALUE! | #VALUE! | #VALUE! | #VALUE! | #VALUE! | #VALUE! | #VALUE! | 2.5 | 0.127 | #VALUE! | #VALUE! | #VALUE! | #VALUE! | #VALUE! | 2.5 | 0.02519 | #VALUE! | #VALUE! | #VALUE! | #VALUE! | #VALUE! | #VALUE! | #VALUE! | #VALUE! | 2.5 | 0.127 | #VALUE! | #VALUE! | #VALUE! | #VALUE! | #VALUE! | 2.5 | 0.02519 | #VALUE! | #VALUE! | #VALUE! | #VALUE! | #VALUE! | #VALUE! | #VALUE! | #VALUE! | 2.5 | 0.127 | #VALUE! | #VALUE! | #VALUE! | #VALUE! | #VALUE! | 2.5 | 0.02519 | #VALUE! | #VALUE! | #VALUE! | #VALUE! | #VALUE! | #VALUE! | #VALUE! | #VALUE! | 2.5 | 0.127 | #VALUE! | #VALUE! | #VALUE! | #VALUE! | #VALUE! | 2.5 | 0.02519 | #VALUE! | #VALUE! | #VALUE! | #VALUE! | #VALUE! | #VALUE! | #VALUE! | #VALUE! | 2.5 | 0.127 | #VALUE! | #VALUE! | #VALUE! | #VALUE! | #VALUE! | 2.5 | 0.02519 | #VALUE! | #VALUE! | #VALUE! | #VALUE! | #VALUE! | #VALUE! | #VALUE! | #VALUE! | 0 | #REF! | #VALUE! | #VALUE! | #VALUE! | #VALUE! | #VALUE! | #VALUE! | #VALUE! | 0
2.6 | 0.107 | 0 | #VALUE! | 0 | 51 | 0 | 2.6 | 0.02627 | 1 | 1.0842e-19 | 0 | 1.0669e-18 | 1.0669e-18 | 1.0669e-18 | 0 | 0 | 2.6 | 0.107 | #VALUE! | #VALUE! | #VALUE! | #VALUE! | #VALUE! | 2.6 | 0.02627 | #VALUE! | #VALUE! | #VALUE! | #VALUE! | #VALUE! | #VALUE! | #VALUE! | #VALUE! | 2.6 | 0.107 | #VALUE! | #VALUE! | #VALUE! | #VALUE! | #VALUE! | 2.6 | 0.02627 | #VALUE! | #VALUE! | #VALUE! | #VALUE! | #VALUE! | #VALUE! | #VALUE! | #VALUE! | 2.6 | 0.107 | #VALUE! | #VALUE! | #VALUE! | #VALUE! | #VALUE! | 2.6 | 0.02627 | #VALUE! | #VALUE! | #VALUE! | #VALUE! | #VALUE! | #VALUE! | #VALUE! | #VALUE! | 2.6 | 0.107 | #VALUE! | #VALUE! | #VALUE! | #VALUE! | #VALUE! | 2.6 | 0.02627 | #VALUE! | #VALUE! | #VALUE! | #VALUE! | #VALUE! | #VALUE! | #VALUE! | #VALUE! | 2.6 | 0.107 | #VALUE! | #VALUE! | #VALUE! | #VALUE! | #VALUE! | 2.6 | 0.02627 | #VALUE! | #VALUE! | #VALUE! | #VALUE! | #VALUE! | #VALUE! | #VALUE! | #VALUE! | 2.6 | 0.107 | #VALUE! | #VALUE! | #VALUE! | #VALUE! | #VALUE! | 2.6 | 0.02627 | #VALUE! | #VALUE! | #VALUE! | #VALUE! | #VALUE! | #VALUE! | #VALUE! | #VALUE! | 2.6 | 0.107 | #VALUE! | #VALUE! | #VALUE! | #VALUE! | #VALUE! | 2.6 | 0.02627 | #VALUE! | #VALUE! | #VALUE! | #VALUE! | #VALUE! | #VALUE! | #VALUE! | #VALUE! | 0 | #REF! | #VALUE! | #VALUE! | #VALUE! | #VALUE! | #VALUE! | #VALUE! | #VALUE! | 0
2.7 | 0.092 | 0 | #VALUE! | 0 | 51 | 0 | 2.7 | 0.02737 | 1 | 1.0842e-19 | 0 | 1.0669e-18 | 1.0669e-18 | 1.0669e-18 | 0 | 0 | 2.7 | 0.092 | #VALUE! | #VALUE! | #VALUE! | #VALUE! | #VALUE! | 2.7 | 0.02737 | #VALUE! | #VALUE! | #VALUE! | #VALUE! | #VALUE! | #VALUE! | #VALUE! | #VALUE! | 2.7 | 0.092 | #VALUE! | #VALUE! | #VALUE! | #VALUE! | #VALUE! | 2.7 | 0.02737 | #VALUE! | #VALUE! | #VALUE! | #VALUE! | #VALUE! | #VALUE! | #VALUE! | #VALUE! | 2.7 | 0.092 | #VALUE! | #VALUE! | #VALUE! | #VALUE! | #VALUE! | 2.7 | 0.02737 | #VALUE! | #VALUE! | #VALUE! | #VALUE! | #VALUE! | #VALUE! | #VALUE! | #VALUE! | 2.7 | 0.092 | #VALUE! | #VALUE! | #VALUE! | #VALUE! | #VALUE! | 2.7 | 0.02737 | #VALUE! | #VALUE! | #VALUE! | #VALUE! | #VALUE! | #VALUE! | #VALUE! | #VALUE! | 2.7 | 0.092 | #VALUE! | #VALUE! | #VALUE! | #VALUE! | #VALUE! | 2.7 | 0.02737 | #VALUE! | #VALUE! | #VALUE! | #VALUE! | #VALUE! | #VALUE! | #VALUE! | #VALUE! | 2.7 | 0.092 | #VALUE! | #VALUE! | #VALUE! | #VALUE! | #VALUE! | 2.7 | 0.02737 | #VALUE! | #VALUE! | #VALUE! | #VALUE! | #VALUE! | #VALUE! | #VALUE! | #VALUE! | 2.7 | 0.092 | #VALUE! | #VALUE! | #VALUE! | #VALUE! | #VALUE! | 2.7 | 0.02737 | #VALUE! | #VALUE! | #VALUE! | #VALUE! | #VALUE! | #VALUE! | #VALUE! | #VALUE! | 0 | #REF! | #VALUE! | #VALUE! | #VALUE! | #VALUE! | #VALUE! | #VALUE! | #VALUE! | 0
2.8 | 0.077 | 0 | #VALUE! | 0 | 51 | 0 | 2.8 | 0.02848 | 1 | 1.0842e-19 | 0 | 1.0669e-18 | 1.0669e-18 | 1.0669e-18 | 0 | 0 | 2.8 | 0.077 | #VALUE! | #VALUE! | #VALUE! | #VALUE! | #VALUE! | 2.8 | 0.02848 | #VALUE! | #VALUE! | #VALUE! | #VALUE! | #VALUE! | #VALUE! | #VALUE! | #VALUE! | 2.8 | 0.077 | #VALUE! | #VALUE! | #VALUE! | #VALUE! | #VALUE! | 2.8 | 0.02848 | #VALUE! | #VALUE! | #VALUE! | #VALUE! | #VALUE! | #VALUE! | #VALUE! | #VALUE! | 2.8 | 0.077 | #VALUE! | #VALUE! | #VALUE! | #VALUE! | #VALUE! | 2.8 | 0.02848 | #VALUE! | #VALUE! | #VALUE! | #VALUE! | #VALUE! | #VALUE! | #VALUE! | #VALUE! | 2.8 | 0.077 | #VALUE! | #VALUE! | #VALUE! | #VALUE! | #VALUE! | 2.8 | 0.02848 | #VALUE! | #VALUE! | #VALUE! | #VALUE! | #VALUE! | #VALUE! | #VALUE! | #VALUE! | 2.8 | 0.077 | #VALUE! | #VALUE! | #VALUE! | #VALUE! | #VALUE! | 2.8 | 0.02848 | #VALUE! | #VALUE! | #VALUE! | #VALUE! | #VALUE! | #VALUE! | #VALUE! | #VALUE! | 2.8 | 0.077 | #VALUE! | #VALUE! | #VALUE! | #VALUE! | #VALUE! | 2.8 | 0.02848 | #VALUE! | #VALUE! | #VALUE! | #VALUE! | #VALUE! | #VALUE! | #VALUE! | #VALUE! | 2.8 | 0.077 | #VALUE! | #VALUE! | #VALUE! | #VALUE! | #VALUE! | 2.8 | 0.02848 | #VALUE! | #VALUE! | #VALUE! | #VALUE! | #VALUE! | #VALUE! | #VALUE! | #VALUE! | 0 | #REF! | #VALUE! | #VALUE! | #VALUE! | #VALUE! | #VALUE! | #VALUE! | #VALUE! | 0
2.9 | 0.066 | 0 | #VALUE! | 0 | 51 | 0 | 2.9 | 0.02961 | 1 | 1.0842e-19 | 0 | 1.0669e-18 | 1.0669e-18 | 1.0669e-18 | 0 | 0 | 2.9 | 0.066 | #VALUE! | #VALUE! | #VALUE! | #VALUE! | #VALUE! | 2.9 | 0.02961 | #VALUE! | #VALUE! | #VALUE! | #VALUE! | #VALUE! | #VALUE! | #VALUE! | #VALUE! | 2.9 | 0.066 | #VALUE! | #VALUE! | #VALUE! | #VALUE! | #VALUE! | 2.9 | 0.02961 | #VALUE! | #VALUE! | #VALUE! | #VALUE! | #VALUE! | #VALUE! | #VALUE! | #VALUE! | 2.9 | 0.066 | #VALUE! | #VALUE! | #VALUE! | #VALUE! | #VALUE! | 2.9 | 0.02961 | #VALUE! | #VALUE! | #VALUE! | #VALUE! | #VALUE! | #VALUE! | #VALUE! | #VALUE! | 2.9 | 0.066 | #VALUE! | #VALUE! | #VALUE! | #VALUE! | #VALUE! | 2.9 | 0.02961 | #VALUE! | #VALUE! | #VALUE! | #VALUE! | #VALUE! | #VALUE! | #VALUE! | #VALUE! | 2.9 | 0.066 | #VALUE! | #VALUE! | #VALUE! | #VALUE! | #VALUE! | 2.9 | 0.02961 | #VALUE! | #VALUE! | #VALUE! | #VALUE! | #VALUE! | #VALUE! | #VALUE! | #VALUE! | 2.9 | 0.066 | #VALUE! | #VALUE! | #VALUE! | #VALUE! | #VALUE! | 2.9 | 0.02961 | #VALUE! | #VALUE! | #VALUE! | #VALUE! | #VALUE! | #VALUE! | #VALUE! | #VALUE! | 2.9 | 0.066 | #VALUE! | #VALUE! | #VALUE! | #VALUE! | #VALUE! | 2.9 | 0.02961 | #VALUE! | #VALUE! | #VALUE! | #VALUE! | #VALUE! | #VALUE! | #VALUE! | #VALUE! | 0 | #REF! | #VALUE! | #VALUE! | #VALUE! | #VALUE! | #VALUE! | #VALUE! | #VALUE! | 0
3 | 0.055 | 0 | #VALUE! | 0 | 51 | 0 | 3 | 0.03075 | 1 | 1.0842e-19 | 0 | 1.0669e-18 | 1.0669e-18 | 1.0669e-18 | 0 | 0 | 3 | 0.055 | #VALUE! | #VALUE! | #VALUE! | #VALUE! | #VALUE! | 3 | 0.03075 | #VALUE! | #VALUE! | #VALUE! | #VALUE! | #VALUE! | #VALUE! | #VALUE! | #VALUE! | 3 | 0.055 | #VALUE! | #VALUE! | #VALUE! | #VALUE! | #VALUE! | 3 | 0.03075 | #VALUE! | #VALUE! | #VALUE! | #VALUE! | #VALUE! | #VALUE! | #VALUE! | #VALUE! | 3 | 0.055 | #VALUE! | #VALUE! | #VALUE! | #VALUE! | #VALUE! | 3 | 0.03075 | #VALUE! | #VALUE! | #VALUE! | #VALUE! | #VALUE! | #VALUE! | #VALUE! | #VALUE! | 3 | 0.055 | #VALUE! | #VALUE! | #VALUE! | #VALUE! | #VALUE! | 3 | 0.03075 | #VALUE! | #VALUE! | #VALUE! | #VALUE! | #VALUE! | #VALUE! | #VALUE! | #VALUE! | 3 | 0.055 | #VALUE! | #VALUE! | #VALUE! | #VALUE! | #VALUE! | 3 | 0.03075 | #VALUE! | #VALUE! | #VALUE! | #VALUE! | #VALUE! | #VALUE! | #VALUE! | #VALUE! | 3 | 0.055 | #VALUE! | #VALUE! | #VALUE! | #VALUE! | #VALUE! | 3 | 0.03075 | #VALUE! | #VALUE! | #VALUE! | #VALUE! | #VALUE! | #VALUE! | #VALUE! | #VALUE! | 3 | 0.055 | #VALUE! | #VALUE! | #VALUE! | #VALUE! | #VALUE! | 3 | 0.03075 | #VALUE! | #VALUE! | #VALUE! | #VALUE! | #VALUE! | #VALUE! | #VALUE! | #VALUE! | 0 | #REF! | #VALUE! | #VALUE! | #VALUE! | #VALUE! | #VALUE! | #VALUE! | #VALUE! | 0
3.1 | 0.0475 | 0 | #VALUE! | 0 | 51 | 0 | 3.1 | 0.03191 | 1 | 1.0842e-19 | 0 | 1.0669e-18 | 1.0669e-18 | 1.0669e-18 | 0 | 0 | 3.1 | 0.0475 | #VALUE! | #VALUE! | #VALUE! | #VALUE! | #VALUE! | 3.1 | 0.03191 | #VALUE! | #VALUE! | #VALUE! | #VALUE! | #VALUE! | #VALUE! | #VALUE! | #VALUE! | 3.1 | 0.0475 | #VALUE! | #VALUE! | #VALUE! | #VALUE! | #VALUE! | 3.1 | 0.03191 | #VALUE! | #VALUE! | #VALUE! | #VALUE! | #VALUE! | #VALUE! | #VALUE! | #VALUE! | 3.1 | 0.0475 | #VALUE! | #VALUE! | #VALUE! | #VALUE! | #VALUE! | 3.1 | 0.03191 | #VALUE! | #VALUE! | #VALUE! | #VALUE! | #VALUE! | #VALUE! | #VALUE! | #VALUE! | 3.1 | 0.0475 | #VALUE! | #VALUE! | #VALUE! | #VALUE! | #VALUE! | 3.1 | 0.03191 | #VALUE! | #VALUE! | #VALUE! | #VALUE! | #VALUE! | #VALUE! | #VALUE! | #VALUE! | 3.1 | 0.0475 | #VALUE! | #VALUE! | #VALUE! | #VALUE! | #VALUE! | 3.1 | 0.03191 | #VALUE! | #VALUE! | #VALUE! | #VALUE! | #VALUE! | #VALUE! | #VALUE! | #VALUE! | 3.1 | 0.0475 | #VALUE! | #VALUE! | #VALUE! | #VALUE! | #VALUE! | 3.1 | 0.03191 | #VALUE! | #VALUE! | #VALUE! | #VALUE! | #VALUE! | #VALUE! | #VALUE! | #VALUE! | 3.1 | 0.0475 | #VALUE! | #VALUE! | #VALUE! | #VALUE! | #VALUE! | 3.1 | 0.03191 | #VALUE! | #VALUE! | #VALUE! | #VALUE! | #VALUE! | #VALUE! | #VALUE! | #VALUE! | 0 | #REF! | #VALUE! | #VALUE! | #VALUE! | #VALUE! | #VALUE! | #VALUE! | #VALUE! | 0
3.2 | 0.04 | 0 | #VALUE! | 0 | 51 | 0 | 3.2 | 0.03308 | 1 | 1.0842e-19 | 0 | 1.0669e-18 | 1.0669e-18 | 1.0669e-18 | 0 | 0 | 3.2 | 0.04 | #VALUE! | #VALUE! | #VALUE! | #VALUE! | #VALUE! | 3.2 | 0.03308 | #VALUE! | #VALUE! | #VALUE! | #VALUE! | #VALUE! | #VALUE! | #VALUE! | #VALUE! | 3.2 | 0.04 | #VALUE! | #VALUE! | #VALUE! | #VALUE! | #VALUE! | 3.2 | 0.03308 | #VALUE! | #VALUE! | #VALUE! | #VALUE! | #VALUE! | #VALUE! | #VALUE! | #VALUE! | 3.2 | 0.04 | #VALUE! | #VALUE! | #VALUE! | #VALUE! | #VALUE! | 3.2 | 0.03308 | #VALUE! | #VALUE! | #VALUE! | #VALUE! | #VALUE! | #VALUE! | #VALUE! | #VALUE! | 3.2 | 0.04 | #VALUE! | #VALUE! | #VALUE! | #VALUE! | #VALUE! | 3.2 | 0.03308 | #VALUE! | #VALUE! | #VALUE! | #VALUE! | #VALUE! | #VALUE! | #VALUE! | #VALUE! | 3.2 | 0.04 | #VALUE! | #VALUE! | #VALUE! | #VALUE! | #VALUE! | 3.2 | 0.03308 | #VALUE! | #VALUE! | #VALUE! | #VALUE! | #VALUE! | #VALUE! | #VALUE! | #VALUE! | 3.2 | 0.04 | #VALUE! | #VALUE! | #VALUE! | #VALUE! | #VALUE! | 3.2 | 0.03308 | #VALUE! | #VALUE! | #VALUE! | #VALUE! | #VALUE! | #VALUE! | #VALUE! | #VALUE! | 3.2 | 0.04 | #VALUE! | #VALUE! | #VALUE! | #VALUE! | #VALUE! | 3.2 | 0.03308 | #VALUE! | #VALUE! | #VALUE! | #VALUE! | #VALUE! | #VALUE! | #VALUE! | #VALUE! | 0 | #REF! | #VALUE! | #VALUE! | #VALUE! | #VALUE! | #VALUE! | #VALUE! | #VALUE! | 0
3.3 | 0.0345 | 0 | #VALUE! | 0 | 51 | 0 | 3.3 | 0.03427 | 1 | 1.0842e-19 | 0 | 1.0669e-18 | 1.0669e-18 | 1.0669e-18 | 0 | 0 | 3.3 | 0.0345 | #VALUE! | #VALUE! | #VALUE! | #VALUE! | #VALUE! | 3.3 | 0.03427 | #VALUE! | #VALUE! | #VALUE! | #VALUE! | #VALUE! | #VALUE! | #VALUE! | #VALUE! | 3.3 | 0.0345 | #VALUE! | #VALUE! | #VALUE! | #VALUE! | #VALUE! | 3.3 | 0.03427 | #VALUE! | #VALUE! | #VALUE! | #VALUE! | #VALUE! | #VALUE! | #VALUE! | #VALUE! | 3.3 | 0.0345 | #VALUE! | #VALUE! | #VALUE! | #VALUE! | #VALUE! | 3.3 | 0.03427 | #VALUE! | #VALUE! | #VALUE! | #VALUE! | #VALUE! | #VALUE! | #VALUE! | #VALUE! | 3.3 | 0.0345 | #VALUE! | #VALUE! | #VALUE! | #VALUE! | #VALUE! | 3.3 | 0.03427 | #VALUE! | #VALUE! | #VALUE! | #VALUE! | #VALUE! | #VALUE! | #VALUE! | #VALUE! | 3.3 | 0.0345 | #VALUE! | #VALUE! | #VALUE! | #VALUE! | #VALUE! | 3.3 | 0.03427 | #VALUE! | #VALUE! | #VALUE! | #VALUE! | #VALUE! | #VALUE! | #VALUE! | #VALUE! | 3.3 | 0.0345 | #VALUE! | #VALUE! | #VALUE! | #VALUE! | #VALUE! | 3.3 | 0.03427 | #VALUE! | #VALUE! | #VALUE! | #VALUE! | #VALUE! | #VALUE! | #VALUE! | #VALUE! | 3.3 | 0.0345 | #VALUE! | #VALUE! | #VALUE! | #VALUE! | #VALUE! | 3.3 | 0.03427 | #VALUE! | #VALUE! | #VALUE! | #VALUE! | #VALUE! | #VALUE! | #VALUE! | #VALUE! | 0 | #REF! | #VALUE! | #VALUE! | #VALUE! | #VALUE! | #VALUE! | #VALUE! | #VALUE! | 0
3.4 | 0.029 | 0 | #VALUE! | 0 | 51 | 0 | 3.4 | 0.03547 | 1 | 1.0842e-19 | 0 | 1.0669e-18 | 1.0669e-18 | 1.0669e-18 | 0 | 0 | 3.4 | 0.029 | #VALUE! | #VALUE! | #VALUE! | #VALUE! | #VALUE! | 3.4 | 0.03547 | #VALUE! | #VALUE! | #VALUE! | #VALUE! | #VALUE! | #VALUE! | #VALUE! | #VALUE! | 3.4 | 0.029 | #VALUE! | #VALUE! | #VALUE! | #VALUE! | #VALUE! | 3.4 | 0.03547 | #VALUE! | #VALUE! | #VALUE! | #VALUE! | #VALUE! | #VALUE! | #VALUE! | #VALUE! | 3.4 | 0.029 | #VALUE! | #VALUE! | #VALUE! | #VALUE! | #VALUE! | 3.4 | 0.03547 | #VALUE! | #VALUE! | #VALUE! | #VALUE! | #VALUE! | #VALUE! | #VALUE! | #VALUE! | 3.4 | 0.029 | #VALUE! | #VALUE! | #VALUE! | #VALUE! | #VALUE! | 3.4 | 0.03547 | #VALUE! | #VALUE! | #VALUE! | #VALUE! | #VALUE! | #VALUE! | #VALUE! | #VALUE! | 3.4 | 0.029 | #VALUE! | #VALUE! | #VALUE! | #VALUE! | #VALUE! | 3.4 | 0.03547 | #VALUE! | #VALUE! | #VALUE! | #VALUE! | #VALUE! | #VALUE! | #VALUE! | #VALUE! | 3.4 | 0.029 | #VALUE! | #VALUE! | #VALUE! | #VALUE! | #VALUE! | 3.4 | 0.03547 | #VALUE! | #VALUE! | #VALUE! | #VALUE! | #VALUE! | #VALUE! | #VALUE! | #VALUE! | 3.4 | 0.029 | #VALUE! | #VALUE! | #VALUE! | #VALUE! | #VALUE! | 3.4 | 0.03547 | #VALUE! | #VALUE! | #VALUE! | #VALUE! | #VALUE! | #VALUE! | #VALUE! | #VALUE! | 0 | #REF! | #VALUE! | #VALUE! | #VALUE! | #VALUE! | #VALUE! | #VALUE! | #VALUE! | 0
3.5 | 0.025 | 0 | #VALUE! | 0 | 51 | 0 | 3.5 | 0.03669 | 1 | 1.0842e-19 | 0 | 1.0669e-18 | 1.0669e-18 | 1.0669e-18 | 0 | 0 | 3.5 | 0.025 | #VALUE! | #VALUE! | #VALUE! | #VALUE! | #VALUE! | 3.5 | 0.03669 | #VALUE! | #VALUE! | #VALUE! | #VALUE! | #VALUE! | #VALUE! | #VALUE! | #VALUE! | 3.5 | 0.025 | #VALUE! | #VALUE! | #VALUE! | #VALUE! | #VALUE! | 3.5 | 0.03669 | #VALUE! | #VALUE! | #VALUE! | #VALUE! | #VALUE! | #VALUE! | #VALUE! | #VALUE! | 3.5 | 0.025 | #VALUE! | #VALUE! | #VALUE! | #VALUE! | #VALUE! | 3.5 | 0.03669 | #VALUE! | #VALUE! | #VALUE! | #VALUE! | #VALUE! | #VALUE! | #VALUE! | #VALUE! | 3.5 | 0.025 | #VALUE! | #VALUE! | #VALUE! | #VALUE! | #VALUE! | 3.5 | 0.03669 | #VALUE! | #VALUE! | #VALUE! | #VALUE! | #VALUE! | #VALUE! | #VALUE! | #VALUE! | 3.5 | 0.025 | #VALUE! | #VALUE! | #VALUE! | #VALUE! | #VALUE! | 3.5 | 0.03669 | #VALUE! | #VALUE! | #VALUE! | #VALUE! | #VALUE! | #VALUE! | #VALUE! | #VALUE! | 3.5 | 0.025 | #VALUE! | #VALUE! | #VALUE! | #VALUE! | #VALUE! | 3.5 | 0.03669 | #VALUE! | #VALUE! | #VALUE! | #VALUE! | #VALUE! | #VALUE! | #VALUE! | #VALUE! | 3.5 | 0.025 | #VALUE! | #VALUE! | #VALUE! | #VALUE! | #VALUE! | 3.5 | 0.03669 | #VALUE! | #VALUE! | #VALUE! | #VALUE! | #VALUE! | #VALUE! | #VALUE! | #VALUE! | 0 | #REF! | #VALUE! | #VALUE! | #VALUE! | #VALUE! | #VALUE! | #VALUE! | #VALUE! | 0
3.6 | 0.021 | 0 | #VALUE! | 0 | 51 | 0 | 3.6 | 0.03792 | 1 | 1.0842e-19 | 0 | 1.0669e-18 | 1.0669e-18 | 1.0669e-18 | 0 | 0 | 3.6 | 0.021 | #VALUE! | #VALUE! | #VALUE! | #VALUE! | #VALUE! | 3.6 | 0.03792 | #VALUE! | #VALUE! | #VALUE! | #VALUE! | #VALUE! | #VALUE! | #VALUE! | #VALUE! | 3.6 | 0.021 | #VALUE! | #VALUE! | #VALUE! | #VALUE! | #VALUE! | 3.6 | 0.03792 | #VALUE! | #VALUE! | #VALUE! | #VALUE! | #VALUE! | #VALUE! | #VALUE! | #VALUE! | 3.6 | 0.021 | #VALUE! | #VALUE! | #VALUE! | #VALUE! | #VALUE! | 3.6 | 0.03792 | #VALUE! | #VALUE! | #VALUE! | #VALUE! | #VALUE! | #VALUE! | #VALUE! | #VALUE! | 3.6 | 0.021 | #VALUE! | #VALUE! | #VALUE! | #VALUE! | #VALUE! | 3.6 | 0.03792 | #VALUE! | #VALUE! | #VALUE! | #VALUE! | #VALUE! | #VALUE! | #VALUE! | #VALUE! | 3.6 | 0.021 | #VALUE! | #VALUE! | #VALUE! | #VALUE! | #VALUE! | 3.6 | 0.03792 | #VALUE! | #VALUE! | #VALUE! | #VALUE! | #VALUE! | #VALUE! | #VALUE! | #VALUE! | 3.6 | 0.021 | #VALUE! | #VALUE! | #VALUE! | #VALUE! | #VALUE! | 3.6 | 0.03792 | #VALUE! | #VALUE! | #VALUE! | #VALUE! | #VALUE! | #VALUE! | #VALUE! | #VALUE! | 3.6 | 0.021 | #VALUE! | #VALUE! | #VALUE! | #VALUE! | #VALUE! | 3.6 | 0.03792 | #VALUE! | #VALUE! | #VALUE! | #VALUE! | #VALUE! | #VALUE! | #VALUE! | #VALUE! | 0 | #REF! | #VALUE! | #VALUE! | #VALUE! | #VALUE! | #VALUE! | #VALUE! | #VALUE! | 0
3.7 | 0.018 | 0 | #VALUE! | 0 | 51 | 0 | 3.7 | 0.03917 | 1 | 1.0842e-19 | 0 | 1.0669e-18 | 1.0669e-18 | 1.0669e-18 | 0 | 0 | 3.7 | 0.018 | #VALUE! | #VALUE! | #VALUE! | #VALUE! | #VALUE! | 3.7 | 0.03917 | #VALUE! | #VALUE! | #VALUE! | #VALUE! | #VALUE! | #VALUE! | #VALUE! | #VALUE! | 3.7 | 0.018 | #VALUE! | #VALUE! | #VALUE! | #VALUE! | #VALUE! | 3.7 | 0.03917 | #VALUE! | #VALUE! | #VALUE! | #VALUE! | #VALUE! | #VALUE! | #VALUE! | #VALUE! | 3.7 | 0.018 | #VALUE! | #VALUE! | #VALUE! | #VALUE! | #VALUE! | 3.7 | 0.03917 | #VALUE! | #VALUE! | #VALUE! | #VALUE! | #VALUE! | #VALUE! | #VALUE! | #VALUE! | 3.7 | 0.018 | #VALUE! | #VALUE! | #VALUE! | #VALUE! | #VALUE! | 3.7 | 0.03917 | #VALUE! | #VALUE! | #VALUE! | #VALUE! | #VALUE! | #VALUE! | #VALUE! | #VALUE! | 3.7 | 0.018 | #VALUE! | #VALUE! | #VALUE! | #VALUE! | #VALUE! | 3.7 | 0.03917 | #VALUE! | #VALUE! | #VALUE! | #VALUE! | #VALUE! | #VALUE! | #VALUE! | #VALUE! | 3.7 | 0.018 | #VALUE! | #VALUE! | #VALUE! | #VALUE! | #VALUE! | 3.7 | 0.03917 | #VALUE! | #VALUE! | #VALUE! | #VALUE! | #VALUE! | #VALUE! | #VALUE! | #VALUE! | 3.7 | 0.018 | #VALUE! | #VALUE! | #VALUE! | #VALUE! | #VALUE! | 3.7 | 0.03917 | #VALUE! | #VALUE! | #VALUE! | #VALUE! | #VALUE! | #VALUE! | #VALUE! | #VALUE! | 0 | #REF! | #VALUE! | #VALUE! | #VALUE! | #VALUE! | #VALUE! | #VALUE! | #VALUE! | 0
3.8 | 0.015 | 0 | #VALUE! | 0 | 51 | 0 | 3.8 | 0.04043 | 1 | 1.0842e-19 | 0 | 1.0669e-18 | 1.0669e-18 | 1.0669e-18 | 0 | 0 | 3.8 | 0.015 | #VALUE! | #VALUE! | #VALUE! | #VALUE! | #VALUE! | 3.8 | 0.04043 | #VALUE! | #VALUE! | #VALUE! | #VALUE! | #VALUE! | #VALUE! | #VALUE! | #VALUE! | 3.8 | 0.015 | #VALUE! | #VALUE! | #VALUE! | #VALUE! | #VALUE! | 3.8 | 0.04043 | #VALUE! | #VALUE! | #VALUE! | #VALUE! | #VALUE! | #VALUE! | #VALUE! | #VALUE! | 3.8 | 0.015 | #VALUE! | #VALUE! | #VALUE! | #VALUE! | #VALUE! | 3.8 | 0.04043 | #VALUE! | #VALUE! | #VALUE! | #VALUE! | #VALUE! | #VALUE! | #VALUE! | #VALUE! | 3.8 | 0.015 | #VALUE! | #VALUE! | #VALUE! | #VALUE! | #VALUE! | 3.8 | 0.04043 | #VALUE! | #VALUE! | #VALUE! | #VALUE! | #VALUE! | #VALUE! | #VALUE! | #VALUE! | 3.8 | 0.015 | #VALUE! | #VALUE! | #VALUE! | #VALUE! | #VALUE! | 3.8 | 0.04043 | #VALUE! | #VALUE! | #VALUE! | #VALUE! | #VALUE! | #VALUE! | #VALUE! | #VALUE! | 3.8 | 0.015 | #VALUE! | #VALUE! | #VALUE! | #VALUE! | #VALUE! | 3.8 | 0.04043 | #VALUE! | #VALUE! | #VALUE! | #VALUE! | #VALUE! | #VALUE! | #VALUE! | #VALUE! | 3.8 | 0.015 | #VALUE! | #VALUE! | #VALUE! | #VALUE! | #VALUE! | 3.8 | 0.04043 | #VALUE! | #VALUE! | #VALUE! | #VALUE! | #VALUE! | #VALUE! | #VALUE! | #VALUE! | 0 | #REF! | #VALUE! | #VALUE! | #VALUE! | #VALUE! | #VALUE! | #VALUE! | #VALUE! | 0
3.9 | 0.013 | 0 | #VALUE! | 0 | 51 | 0 | 3.9 | 0.04171 | 1 | 1.0842e-19 | 0 | 1.0669e-18 | 1.0669e-18 | 1.0669e-18 | 0 | 0 | 3.9 | 0.013 | #VALUE! | #VALUE! | #VALUE! | #VALUE! | #VALUE! | 3.9 | 0.04171 | #VALUE! | #VALUE! | #VALUE! | #VALUE! | #VALUE! | #VALUE! | #VALUE! | #VALUE! | 3.9 | 0.013 | #VALUE! | #VALUE! | #VALUE! | #VALUE! | #VALUE! | 3.9 | 0.04171 | #VALUE! | #VALUE! | #VALUE! | #VALUE! | #VALUE! | #VALUE! | #VALUE! | #VALUE! | 3.9 | 0.013 | #VALUE! | #VALUE! | #VALUE! | #VALUE! | #VALUE! | 3.9 | 0.04171 | #VALUE! | #VALUE! | #VALUE! | #VALUE! | #VALUE! | #VALUE! | #VALUE! | #VALUE! | 3.9 | 0.013 | #VALUE! | #VALUE! | #VALUE! | #VALUE! | #VALUE! | 3.9 | 0.04171 | #VALUE! | #VALUE! | #VALUE! | #VALUE! | #VALUE! | #VALUE! | #VALUE! | #VALUE! | 3.9 | 0.013 | #VALUE! | #VALUE! | #VALUE! | #VALUE! | #VALUE! | 3.9 | 0.04171 | #VALUE! | #VALUE! | #VALUE! | #VALUE! | #VALUE! | #VALUE! | #VALUE! | #VALUE! | 3.9 | 0.013 | #VALUE! | #VALUE! | #VALUE! | #VALUE! | #VALUE! | 3.9 | 0.04171 | #VALUE! | #VALUE! | #VALUE! | #VALUE! | #VALUE! | #VALUE! | #VALUE! | #VALUE! | 3.9 | 0.013 | #VALUE! | #VALUE! | #VALUE! | #VALUE! | #VALUE! | 3.9 | 0.04171 | #VALUE! | #VALUE! | #VALUE! | #VALUE! | #VALUE! | #VALUE! | #VALUE! | #VALUE! | 0 | #REF! | #VALUE! | #VALUE! | #VALUE! | #VALUE! | #VALUE! | #VALUE! | #VALUE! | 0
4 | 0.011 | 0 | #VALUE! | 0 | 51 | 0 | 4 | 0.043 | 1 | 1.0842e-19 | 0 | 1.0669e-18 | 1.0669e-18 | 1.0669e-18 | 0 | 0 | 4 | 0.011 | #VALUE! | #VALUE! | #VALUE! | #VALUE! | #VALUE! | 4 | 0.043 | #VALUE! | #VALUE! | #VALUE! | #VALUE! | #VALUE! | #VALUE! | #VALUE! | #VALUE! | 4 | 0.011 | #VALUE! | #VALUE! | #VALUE! | #VALUE! | #VALUE! | 4 | 0.043 | #VALUE! | #VALUE! | #VALUE! | #VALUE! | #VALUE! | #VALUE! | #VALUE! | #VALUE! | 4 | 0.011 | #VALUE! | #VALUE! | #VALUE! | #VALUE! | #VALUE! | 4 | 0.043 | #VALUE! | #VALUE! | #VALUE! | #VALUE! | #VALUE! | #VALUE! | #VALUE! | #VALUE! | 4 | 0.011 | #VALUE! | #VALUE! | #VALUE! | #VALUE! | #VALUE! | 4 | 0.043 | #VALUE! | #VALUE! | #VALUE! | #VALUE! | #VALUE! | #VALUE! | #VALUE! | #VALUE! | 4 | 0.011 | #VALUE! | #VALUE! | #VALUE! | #VALUE! | #VALUE! | 4 | 0.043 | #VALUE! | #VALUE! | #VALUE! | #VALUE! | #VALUE! | #VALUE! | #VALUE! | #VALUE! | 4 | 0.011 | #VALUE! | #VALUE! | #VALUE! | #VALUE! | #VALUE! | 4 | 0.043 | #VALUE! | #VALUE! | #VALUE! | #VALUE! | #VALUE! | #VALUE! | #VALUE! | #VALUE! | 4 | 0.011 | #VALUE! | #VALUE! | #VALUE! | #VALUE! | #VALUE! | 4 | 0.043 | #VALUE! | #VALUE! | #VALUE! | #VALUE! | #VALUE! | #VALUE! | #VALUE! | #VALUE! | 0 | #REF! | #VALUE! | #VALUE! | #VALUE! | #VALUE! | #VALUE! | #VALUE! | #VALUE! | 0
4.1 | 0.0098 | 0 | #VALUE! | 0 | 51 | 0 | 4.1 | 0.04431 | 1 | 1.0842e-19 | 0 | 1.0669e-18 | 1.0669e-18 | 1.0669e-18 | 0 | 0 | 4.1 | 0.0098 | #VALUE! | #VALUE! | #VALUE! | #VALUE! | #VALUE! | 4.1 | 0.04431 | #VALUE! | #VALUE! | #VALUE! | #VALUE! | #VALUE! | #VALUE! | #VALUE! | #VALUE! | 4.1 | 0.0098 | #VALUE! | #VALUE! | #VALUE! | #VALUE! | #VALUE! | 4.1 | 0.04431 | #VALUE! | #VALUE! | #VALUE! | #VALUE! | #VALUE! | #VALUE! | #VALUE! | #VALUE! | 4.1 | 0.0098 | #VALUE! | #VALUE! | #VALUE! | #VALUE! | #VALUE! | 4.1 | 0.04431 | #VALUE! | #VALUE! | #VALUE! | #VALUE! | #VALUE! | #VALUE! | #VALUE! | #VALUE! | 4.1 | 0.0098 | #VALUE! | #VALUE! | #VALUE! | #VALUE! | #VALUE! | 4.1 | 0.04431 | #VALUE! | #VALUE! | #VALUE! | #VALUE! | #VALUE! | #VALUE! | #VALUE! | #VALUE! | 4.1 | 0.0098 | #VALUE! | #VALUE! | #VALUE! | #VALUE! | #VALUE! | 4.1 | 0.04431 | #VALUE! | #VALUE! | #VALUE! | #VALUE! | #VALUE! | #VALUE! | #VALUE! | #VALUE! | 4.1 | 0.0098 | #VALUE! | #VALUE! | #VALUE! | #VALUE! | #VALUE! | 4.1 | 0.04431 | #VALUE! | #VALUE! | #VALUE! | #VALUE! | #VALUE! | #VALUE! | #VALUE! | #VALUE! | 4.1 | 0.0098 | #VALUE! | #VALUE! | #VALUE! | #VALUE! | #VALUE! | 4.1 | 0.04431 | #VALUE! | #VALUE! | #VALUE! | #VALUE! | #VALUE! | #VALUE! | #VALUE! | #VALUE! | 0 | #REF! | #VALUE! | #VALUE! | #VALUE! | #VALUE! | #VALUE! | #VALUE! | #VALUE! | 0
4.2 | 0.0086 | 0 | #VALUE! | 0 | 51 | 0 | 4.2 | 0.04563 | 1 | 1.0842e-19 | 0 | 1.0669e-18 | 1.0669e-18 | 1.0669e-18 | 0 | 0 | 4.2 | 0.0086 | #VALUE! | #VALUE! | #VALUE! | #VALUE! | #VALUE! | 4.2 | 0.04563 | #VALUE! | #VALUE! | #VALUE! | #VALUE! | #VALUE! | #VALUE! | #VALUE! | #VALUE! | 4.2 | 0.0086 | #VALUE! | #VALUE! | #VALUE! | #VALUE! | #VALUE! | 4.2 | 0.04563 | #VALUE! | #VALUE! | #VALUE! | #VALUE! | #VALUE! | #VALUE! | #VALUE! | #VALUE! | 4.2 | 0.0086 | #VALUE! | #VALUE! | #VALUE! | #VALUE! | #VALUE! | 4.2 | 0.04563 | #VALUE! | #VALUE! | #VALUE! | #VALUE! | #VALUE! | #VALUE! | #VALUE! | #VALUE! | 4.2 | 0.0086 | #VALUE! | #VALUE! | #VALUE! | #VALUE! | #VALUE! | 4.2 | 0.04563 | #VALUE! | #VALUE! | #VALUE! | #VALUE! | #VALUE! | #VALUE! | #VALUE! | #VALUE! | 4.2 | 0.0086 | #VALUE! | #VALUE! | #VALUE! | #VALUE! | #VALUE! | 4.2 | 0.04563 | #VALUE! | #VALUE! | #VALUE! | #VALUE! | #VALUE! | #VALUE! | #VALUE! | #VALUE! | 4.2 | 0.0086 | #VALUE! | #VALUE! | #VALUE! | #VALUE! | #VALUE! | 4.2 | 0.04563 | #VALUE! | #VALUE! | #VALUE! | #VALUE! | #VALUE! | #VALUE! | #VALUE! | #VALUE! | 4.2 | 0.0086 | #VALUE! | #VALUE! | #VALUE! | #VALUE! | #VALUE! | 4.2 | 0.04563 | #VALUE! | #VALUE! | #VALUE! | #VALUE! | #VALUE! | #VALUE! | #VALUE! | #VALUE! | 0 | #REF! | #VALUE! | #VALUE! | #VALUE! | #VALUE! | #VALUE! | #VALUE! | #VALUE! | 0
4.3 | 0.0074 | 0 | #VALUE! | 0 | 51 | 0 | 4.3 | 0.04697 | 1 | 1.0842e-19 | 0 | 1.0669e-18 | 1.0669e-18 | 1.0669e-18 | 0 | 0 | 4.3 | 0.0074 | #VALUE! | #VALUE! | #VALUE! | #VALUE! | #VALUE! | 4.3 | 0.04697 | #VALUE! | #VALUE! | #VALUE! | #VALUE! | #VALUE! | #VALUE! | #VALUE! | #VALUE! | 4.3 | 0.0074 | #VALUE! | #VALUE! | #VALUE! | #VALUE! | #VALUE! | 4.3 | 0.04697 | #VALUE! | #VALUE! | #VALUE! | #VALUE! | #VALUE! | #VALUE! | #VALUE! | #VALUE! | 4.3 | 0.0074 | #VALUE! | #VALUE! | #VALUE! | #VALUE! | #VALUE! | 4.3 | 0.04697 | #VALUE! | #VALUE! | #VALUE! | #VALUE! | #VALUE! | #VALUE! | #VALUE! | #VALUE! | 4.3 | 0.0074 | #VALUE! | #VALUE! | #VALUE! | #VALUE! | #VALUE! | 4.3 | 0.04697 | #VALUE! | #VALUE! | #VALUE! | #VALUE! | #VALUE! | #VALUE! | #VALUE! | #VALUE! | 4.3 | 0.0074 | #VALUE! | #VALUE! | #VALUE! | #VALUE! | #VALUE! | 4.3 | 0.04697 | #VALUE! | #VALUE! | #VALUE! | #VALUE! | #VALUE! | #VALUE! | #VALUE! | #VALUE! | 4.3 | 0.0074 | #VALUE! | #VALUE! | #VALUE! | #VALUE! | #VALUE! | 4.3 | 0.04697 | #VALUE! | #VALUE! | #VALUE! | #VALUE! | #VALUE! | #VALUE! | #VALUE! | #VALUE! | 4.3 | 0.0074 | #VALUE! | #VALUE! | #VALUE! | #VALUE! | #VALUE! | 4.3 | 0.04697 | #VALUE! | #VALUE! | #VALUE! | #VALUE! | #VALUE! | #VALUE! | #VALUE! | #VALUE! | 0 | #REF! | #VALUE! | #VALUE! | #VALUE! | #VALUE! | #VALUE! | #VALUE! | #VALUE! | 0
4.4 | 0.0062 | 0 | #VALUE! | 0 | 51 | 0 | 4.4 | 0.04832 | 1 | 1.0842e-19 | 0 | 1.0669e-18 | 1.0669e-18 | 1.0669e-18 | 0 | 0 | 4.4 | 0.0062 | #VALUE! | #VALUE! | #VALUE! | #VALUE! | #VALUE! | 4.4 | 0.04832 | #VALUE! | #VALUE! | #VALUE! | #VALUE! | #VALUE! | #VALUE! | #VALUE! | #VALUE! | 4.4 | 0.0062 | #VALUE! | #VALUE! | #VALUE! | #VALUE! | #VALUE! | 4.4 | 0.04832 | #VALUE! | #VALUE! | #VALUE! | #VALUE! | #VALUE! | #VALUE! | #VALUE! | #VALUE! | 4.4 | 0.0062 | #VALUE! | #VALUE! | #VALUE! | #VALUE! | #VALUE! | 4.4 | 0.04832 | #VALUE! | #VALUE! | #VALUE! | #VALUE! | #VALUE! | #VALUE! | #VALUE! | #VALUE! | 4.4 | 0.0062 | #VALUE! | #VALUE! | #VALUE! | #VALUE! | #VALUE! | 4.4 | 0.04832 | #VALUE! | #VALUE! | #VALUE! | #VALUE! | #VALUE! | #VALUE! | #VALUE! | #VALUE! | 4.4 | 0.0062 | #VALUE! | #VALUE! | #VALUE! | #VALUE! | #VALUE! | 4.4 | 0.04832 | #VALUE! | #VALUE! | #VALUE! | #VALUE! | #VALUE! | #VALUE! | #VALUE! | #VALUE! | 4.4 | 0.0062 | #VALUE! | #VALUE! | #VALUE! | #VALUE! | #VALUE! | 4.4 | 0.04832 | #VALUE! | #VALUE! | #VALUE! | #VALUE! | #VALUE! | #VALUE! | #VALUE! | #VALUE! | 4.4 | 0.0062 | #VALUE! | #VALUE! | #VALUE! | #VALUE! | #VALUE! | 4.4 | 0.04832 | #VALUE! | #VALUE! | #VALUE! | #VALUE! | #VALUE! | #VALUE! | #VALUE! | #VALUE! | 0 | #REF! | #VALUE! | #VALUE! | #VALUE! | #VALUE! | #VALUE! | #VALUE! | #VALUE! | 0
4.5 | 0.005 | 0 | #VALUE! | 0 | 51 | 0 | 4.5 | 0.04969 | 1 | 1.0842e-19 | 0 | 1.0669e-18 | 1.0669e-18 | 1.0669e-18 | 0 | 0 | 4.5 | 0.005 | #VALUE! | #VALUE! | #VALUE! | #VALUE! | #VALUE! | 4.5 | 0.04969 | #VALUE! | #VALUE! | #VALUE! | #VALUE! | #VALUE! | #VALUE! | #VALUE! | #VALUE! | 4.5 | 0.005 | #VALUE! | #VALUE! | #VALUE! | #VALUE! | #VALUE! | 4.5 | 0.04969 | #VALUE! | #VALUE! | #VALUE! | #VALUE! | #VALUE! | #VALUE! | #VALUE! | #VALUE! | 4.5 | 0.005 | #VALUE! | #VALUE! | #VALUE! | #VALUE! | #VALUE! | 4.5 | 0.04969 | #VALUE! | #VALUE! | #VALUE! | #VALUE! | #VALUE! | #VALUE! | #VALUE! | #VALUE! | 4.5 | 0.005 | #VALUE! | #VALUE! | #VALUE! | #VALUE! | #VALUE! | 4.5 | 0.04969 | #VALUE! | #VALUE! | #VALUE! | #VALUE! | #VALUE! | #VALUE! | #VALUE! | #VALUE! | 4.5 | 0.005 | #VALUE! | #VALUE! | #VALUE! | #VALUE! | #VALUE! | 4.5 | 0.04969 | #VALUE! | #VALUE! | #VALUE! | #VALUE! | #VALUE! | #VALUE! | #VALUE! | #VALUE! | 4.5 | 0.005 | #VALUE! | #VALUE! | #VALUE! | #VALUE! | #VALUE! | 4.5 | 0.04969 | #VALUE! | #VALUE! | #VALUE! | #VALUE! | #VALUE! | #VALUE! | #VALUE! | #VALUE! | 4.5 | 0.005 | #VALUE! | #VALUE! | #VALUE! | #VALUE! | #VALUE! | 4.5 | 0.04969 | #VALUE! | #VALUE! | #VALUE! | #VALUE! | #VALUE! | #VALUE! | #VALUE! | #VALUE! | 0 | #REF! | #VALUE! | #VALUE! | #VALUE! | #VALUE! | #VALUE! | #VALUE! | #VALUE! | 0
4.6 | 0.004 | 0 | #VALUE! | 0 | 51 | 0 | 4.6 | 0.05107 | 1 | 1.0842e-19 | 0 | 1.0669e-18 | 1.0669e-18 | 1.0669e-18 | 0 | 0 | 4.6 | 0.004 | #VALUE! | #VALUE! | #VALUE! | #VALUE! | #VALUE! | 4.6 | 0.05107 | #VALUE! | #VALUE! | #VALUE! | #VALUE! | #VALUE! | #VALUE! | #VALUE! | #VALUE! | 4.6 | 0.004 | #VALUE! | #VALUE! | #VALUE! | #VALUE! | #VALUE! | 4.6 | 0.05107 | #VALUE! | #VALUE! | #VALUE! | #VALUE! | #VALUE! | #VALUE! | #VALUE! | #VALUE! | 4.6 | 0.004 | #VALUE! | #VALUE! | #VALUE! | #VALUE! | #VALUE! | 4.6 | 0.05107 | #VALUE! | #VALUE! | #VALUE! | #VALUE! | #VALUE! | #VALUE! | #VALUE! | #VALUE! | 4.6 | 0.004 | #VALUE! | #VALUE! | #VALUE! | #VALUE! | #VALUE! | 4.6 | 0.05107 | #VALUE! | #VALUE! | #VALUE! | #VALUE! | #VALUE! | #VALUE! | #VALUE! | #VALUE! | 4.6 | 0.004 | #VALUE! | #VALUE! | #VALUE! | #VALUE! | #VALUE! | 4.6 | 0.05107 | #VALUE! | #VALUE! | #VALUE! | #VALUE! | #VALUE! | #VALUE! | #VALUE! | #VALUE! | 4.6 | 0.004 | #VALUE! | #VALUE! | #VALUE! | #VALUE! | #VALUE! | 4.6 | 0.05107 | #VALUE! | #VALUE! | #VALUE! | #VALUE! | #VALUE! | #VALUE! | #VALUE! | #VALUE! | 4.6 | 0.004 | #VALUE! | #VALUE! | #VALUE! | #VALUE! | #VALUE! | 4.6 | 0.05107 | #VALUE! | #VALUE! | #VALUE! | #VALUE! | #VALUE! | #VALUE! | #VALUE! | #VALUE! | 0 | #REF! | #VALUE! | #VALUE! | #VALUE! | #VALUE! | #VALUE! | #VALUE! | #VALUE! | 0
4.7 | 0.003 | 0 | #VALUE! | 0 | 51 | 0 | 4.7 | 0.05247 | 1 | 1.0842e-19 | 0 | 1.0669e-18 | 1.0669e-18 | 1.0669e-18 | 0 | 0 | 4.7 | 0.003 | #VALUE! | #VALUE! | #VALUE! | #VALUE! | #VALUE! | 4.7 | 0.05247 | #VALUE! | #VALUE! | #VALUE! | #VALUE! | #VALUE! | #VALUE! | #VALUE! | #VALUE! | 4.7 | 0.003 | #VALUE! | #VALUE! | #VALUE! | #VALUE! | #VALUE! | 4.7 | 0.05247 | #VALUE! | #VALUE! | #VALUE! | #VALUE! | #VALUE! | #VALUE! | #VALUE! | #VALUE! | 4.7 | 0.003 | #VALUE! | #VALUE! | #VALUE! | #VALUE! | #VALUE! | 4.7 | 0.05247 | #VALUE! | #VALUE! | #VALUE! | #VALUE! | #VALUE! | #VALUE! | #VALUE! | #VALUE! | 4.7 | 0.003 | #VALUE! | #VALUE! | #VALUE! | #VALUE! | #VALUE! | 4.7 | 0.05247 | #VALUE! | #VALUE! | #VALUE! | #VALUE! | #VALUE! | #VALUE! | #VALUE! | #VALUE! | 4.7 | 0.003 | #VALUE! | #VALUE! | #VALUE! | #VALUE! | #VALUE! | 4.7 | 0.05247 | #VALUE! | #VALUE! | #VALUE! | #VALUE! | #VALUE! | #VALUE! | #VALUE! | #VALUE! | 4.7 | 0.003 | #VALUE! | #VALUE! | #VALUE! | #VALUE! | #VALUE! | 4.7 | 0.05247 | #VALUE! | #VALUE! | #VALUE! | #VALUE! | #VALUE! | #VALUE! | #VALUE! | #VALUE! | 4.7 | 0.003 | #VALUE! | #VALUE! | #VALUE! | #VALUE! | #VALUE! | 4.7 | 0.05247 | #VALUE! | #VALUE! | #VALUE! | #VALUE! | #VALUE! | #VALUE! | #VALUE! | #VALUE! | 0 | #REF! | #VALUE! | #VALUE! | #VALUE! | #VALUE! | #VALUE! | #VALUE! | #VALUE! | 0
4.8 | 0.002 | 0 | #VALUE! | 0 | 51 | 0 | 4.8 | 0.05388 | 1 | 1.0842e-19 | 0 | 1.0669e-18 | 1.0669e-18 | 1.0669e-18 | 0 | 0 | 4.8 | 0.002 | #VALUE! | #VALUE! | #VALUE! | #VALUE! | #VALUE! | 4.8 | 0.05388 | #VALUE! | #VALUE! | #VALUE! | #VALUE! | #VALUE! | #VALUE! | #VALUE! | #VALUE! | 4.8 | 0.002 | #VALUE! | #VALUE! | #VALUE! | #VALUE! | #VALUE! | 4.8 | 0.05388 | #VALUE! | #VALUE! | #VALUE! | #VALUE! | #VALUE! | #VALUE! | #VALUE! | #VALUE! | 4.8 | 0.002 | #VALUE! | #VALUE! | #VALUE! | #VALUE! | #VALUE! | 4.8 | 0.05388 | #VALUE! | #VALUE! | #VALUE! | #VALUE! | #VALUE! | #VALUE! | #VALUE! | #VALUE! | 4.8 | 0.002 | #VALUE! | #VALUE! | #VALUE! | #VALUE! | #VALUE! | 4.8 | 0.05388 | #VALUE! | #VALUE! | #VALUE! | #VALUE! | #VALUE! | #VALUE! | #VALUE! | #VALUE! | 4.8 | 0.002 | #VALUE! | #VALUE! | #VALUE! | #VALUE! | #VALUE! | 4.8 | 0.05388 | #VALUE! | #VALUE! | #VALUE! | #VALUE! | #VALUE! | #VALUE! | #VALUE! | #VALUE! | 4.8 | 0.002 | #VALUE! | #VALUE! | #VALUE! | #VALUE! | #VALUE! | 4.8 | 0.05388 | #VALUE! | #VALUE! | #VALUE! | #VALUE! | #VALUE! | #VALUE! | #VALUE! | #VALUE! | 4.8 | 0.002 | #VALUE! | #VALUE! | #VALUE! | #VALUE! | #VALUE! | 4.8 | 0.05388 | #VALUE! | #VALUE! | #VALUE! | #VALUE! | #VALUE! | #VALUE! | #VALUE! | #VALUE! | 0 | #REF! | #VALUE! | #VALUE! | #VALUE! | #VALUE! | #VALUE! | #VALUE! | #VALUE! | 0
4.9 | 0.001 | 0 | #VALUE! | 0 | 51 | 0 | 4.9 | 0.05531 | 1 | 1.0842e-19 | 0 | 1.0669e-18 | 1.0669e-18 | 1.0669e-18 | 0 | 0 | 4.9 | 0.001 | #VALUE! | #VALUE! | #VALUE! | #VALUE! | #VALUE! | 4.9 | 0.05531 | #VALUE! | #VALUE! | #VALUE! | #VALUE! | #VALUE! | #VALUE! | #VALUE! | #VALUE! | 4.9 | 0.001 | #VALUE! | #VALUE! | #VALUE! | #VALUE! | #VALUE! | 4.9 | 0.05531 | #VALUE! | #VALUE! | #VALUE! | #VALUE! | #VALUE! | #VALUE! | #VALUE! | #VALUE! | 4.9 | 0.001 | #VALUE! | #VALUE! | #VALUE! | #VALUE! | #VALUE! | 4.9 | 0.05531 | #VALUE! | #VALUE! | #VALUE! | #VALUE! | #VALUE! | #VALUE! | #VALUE! | #VALUE! | 4.9 | 0.001 | #VALUE! | #VALUE! | #VALUE! | #VALUE! | #VALUE! | 4.9 | 0.05531 | #VALUE! | #VALUE! | #VALUE! | #VALUE! | #VALUE! | #VALUE! | #VALUE! | #VALUE! | 4.9 | 0.001 | #VALUE! | #VALUE! | #VALUE! | #VALUE! | #VALUE! | 4.9 | 0.05531 | #VALUE! | #VALUE! | #VALUE! | #VALUE! | #VALUE! | #VALUE! | #VALUE! | #VALUE! | 4.9 | 0.001 | #VALUE! | #VALUE! | #VALUE! | #VALUE! | #VALUE! | 4.9 | 0.05531 | #VALUE! | #VALUE! | #VALUE! | #VALUE! | #VALUE! | #VALUE! | #VALUE! | #VALUE! | 4.9 | 0.001 | #VALUE! | #VALUE! | #VALUE! | #VALUE! | #VALUE! | 4.9 | 0.05531 | #VALUE! | #VALUE! | #VALUE! | #VALUE! | #VALUE! | #VALUE! | #VALUE! | #VALUE! | 0 | #REF! | #VALUE! | #VALUE! | #VALUE! | #VALUE! | #VALUE! | #VALUE! | #VALUE! | 0
5 | 0 | 0 | #VALUE! | 0 | 51 | 0 | 5 | 0.05675 | 1 | 1.0842e-19 | 0 | 1.0669e-18 | 1.0669e-18 | 1.0669e-18 | 0 | 0 | 5 | 0 | #VALUE! | #VALUE! | #VALUE! | #VALUE! | #VALUE! | 5 | 0.05675 | #VALUE! | #VALUE! | #VALUE! | #VALUE! | #VALUE! | #VALUE! | #VALUE! | #VALUE! | 5 | 0 | #VALUE! | #VALUE! | #VALUE! | #VALUE! | #VALUE! | 5 | 0.05675 | #VALUE! | #VALUE! | #VALUE! | #VALUE! | #VALUE! | #VALUE! | #VALUE! | #VALUE! | 5 | 0 | #VALUE! | #VALUE! | #VALUE! | #VALUE! | #VALUE! | 5 | 0.05675 | #VALUE! | #VALUE! | #VALUE! | #VALUE! | #VALUE! | #VALUE! | #VALUE! | #VALUE! | 5 | 0 | #VALUE! | #VALUE! | #VALUE! | #VALUE! | #VALUE! | 5 | 0.05675 | #VALUE! | #VALUE! | #VALUE! | #VALUE! | #VALUE! | #VALUE! | #VALUE! | #VALUE! | 5 | 0 | #VALUE! | #VALUE! | #VALUE! | #VALUE! | #VALUE! | 5 | 0.05675 | #VALUE! | #VALUE! | #VALUE! | #VALUE! | #VALUE! | #VALUE! | #VALUE! | #VALUE! | 5 | 0 | #VALUE! | #VALUE! | #VALUE! | #VALUE! | #VALUE! | 5 | 0.05675 | #VALUE! | #VALUE! | #VALUE! | #VALUE! | #VALUE! | #VALUE! | #VALUE! | #VALUE! | 5 | 0 | #VALUE! | #VALUE! | #VALUE! | #VALUE! | #VALUE! | 5 | 0.05675 | #VALUE! | #VALUE! | #VALUE! | #VALUE! | #VALUE! | #VALUE! | #VALUE! | #VALUE! | 0 | #REF! | #VALUE! | #VALUE! | #VALUE! | #VALUE! | #VALUE! | #VALUE! | #VALUE! | 0
|  |  |  | 0 | 51 | 0 | 5.1 | 0.05821 | 1 | 1.0842e-19 | 0 | 1.0669e-18 | 1.0669e-18 | 1.0669e-18 | 0 | 0 |  |  |  |  | #VALUE! | #VALUE! | #VALUE! | 5.1 | 0.05821 | #VALUE! | #VALUE! | #VALUE! | #VALUE! | #VALUE! | #VALUE! | #VALUE! | #VALUE! |  |  |  |  | #VALUE! | #VALUE! | #VALUE! | 5.1 | 0.05821 | #VALUE! | #VALUE! | #VALUE! | #VALUE! | #VALUE! | #VALUE! | #VALUE! | #VALUE! |  |  |  |  | #VALUE! | #VALUE! | #VALUE! | 5.1 | 0.05821 | #VALUE! | #VALUE! | #VALUE! | #VALUE! | #VALUE! | #VALUE! | #VALUE! | #VALUE! |  |  | #VALUE! | #VALUE! | #VALUE! | #VALUE! | #VALUE! | 5.1 | 0.05821 | #VALUE! | #VALUE! | #VALUE! | #VALUE! | #VALUE! | #VALUE! | #VALUE! | #VALUE! |  |  |  |  | #VALUE! | #VALUE! | #VALUE! | 5.1 | 0.05821 | #VALUE! | #VALUE! | #VALUE! | #VALUE! | #VALUE! | #VALUE! | #VALUE! | #VALUE! |  |  | #VALUE! | #VALUE! | #VALUE! | #VALUE! | #VALUE! | 5.1 | 0.05821 | #VALUE! | #VALUE! | #VALUE! | #VALUE! | #VALUE! | #VALUE! | #VALUE! | #VALUE! |  |  | #VALUE! | #VALUE! | #VALUE! | #VALUE! | #VALUE! | 5.1 | 0.05821 | #VALUE! | #VALUE! | #VALUE! | #VALUE! | #VALUE! | #VALUE! | #VALUE! | #VALUE! | 0 | #REF! | #VALUE! | #VALUE! | #VALUE! | #VALUE! | #VALUE! | #VALUE! | #VALUE! | 0
|  |  |  | 0 | 51 | 0 | 5.2 | 0.05968 | 1 | 1.0842e-19 | 0 | 1.0669e-18 | 1.0669e-18 | 1.0669e-18 | 0 | 0 |  |  |  |  | #VALUE! | #VALUE! | #VALUE! | 5.2 | 0.05968 | #VALUE! | #VALUE! | #VALUE! | #VALUE! | #VALUE! | #VALUE! | #VALUE! | #VALUE! |  |  |  |  | #VALUE! | #VALUE! | #VALUE! | 5.2 | 0.05968 | #VALUE! | #VALUE! | #VALUE! | #VALUE! | #VALUE! | #VALUE! | #VALUE! | #VALUE! |  |  |  |  | #VALUE! | #VALUE! | #VALUE! | 5.2 | 0.05968 | #VALUE! | #VALUE! | #VALUE! | #VALUE! | #VALUE! | #VALUE! | #VALUE! | #VALUE! |  |  | #VALUE! | #VALUE! | #VALUE! | #VALUE! | #VALUE! | 5.2 | 0.05968 | #VALUE! | #VALUE! | #VALUE! | #VALUE! | #VALUE! | #VALUE! | #VALUE! | #VALUE! |  |  |  |  | #VALUE! | #VALUE! | #VALUE! | 5.2 | 0.05968 | #VALUE! | #VALUE! | #VALUE! | #VALUE! | #VALUE! | #VALUE! | #VALUE! | #VALUE! |  |  | #VALUE! | #VALUE! | #VALUE! | #VALUE! | #VALUE! | 5.2 | 0.05968 | #VALUE! | #VALUE! | #VALUE! | #VALUE! | #VALUE! | #VALUE! | #VALUE! | #VALUE! |  |  | #VALUE! | #VALUE! | #VALUE! | #VALUE! | #VALUE! | 5.2 | 0.05968 | #VALUE! | #VALUE! | #VALUE! | #VALUE! | #VALUE! | #VALUE! | #VALUE! | #VALUE! | 0 | #REF! | #VALUE! | #VALUE! | #VALUE! | #VALUE! | #VALUE! | #VALUE! | #VALUE! | 0
|  |  |  | 0 | 51 | 0 | 5.3 | 0.06117 | 1 | 1.0842e-19 | 0 | 1.0669e-18 | 1.0669e-18 | 1.0669e-18 | 0 | 0 |  |  |  |  | #VALUE! | #VALUE! | #VALUE! | 5.3 | 0.06117 | #VALUE! | #VALUE! | #VALUE! | #VALUE! | #VALUE! | #VALUE! | #VALUE! | #VALUE! |  |  |  |  | #VALUE! | #VALUE! | #VALUE! | 5.3 | 0.06117 | #VALUE! | #VALUE! | #VALUE! | #VALUE! | #VALUE! | #VALUE! | #VALUE! | #VALUE! |  |  |  |  | #VALUE! | #VALUE! | #VALUE! | 5.3 | 0.06117 | #VALUE! | #VALUE! | #VALUE! | #VALUE! | #VALUE! | #VALUE! | #VALUE! | #VALUE! |  |  | #VALUE! | #VALUE! | #VALUE! | #VALUE! | #VALUE! | 5.3 | 0.06117 | #VALUE! | #VALUE! | #VALUE! | #VALUE! | #VALUE! | #VALUE! | #VALUE! | #VALUE! |  |  |  |  | #VALUE! | #VALUE! | #VALUE! | 5.3 | 0.06117 | #VALUE! | #VALUE! | #VALUE! | #VALUE! | #VALUE! | #VALUE! | #VALUE! | #VALUE! |  |  | #VALUE! | #VALUE! | #VALUE! | #VALUE! | #VALUE! | 5.3 | 0.06117 | #VALUE! | #VALUE! | #VALUE! | #VALUE! | #VALUE! | #VALUE! | #VALUE! | #VALUE! |  |  | #VALUE! | #VALUE! | #VALUE! | #VALUE! | #VALUE! | 5.3 | 0.06117 | #VALUE! | #VALUE! | #VALUE! | #VALUE! | #VALUE! | #VALUE! | #VALUE! | #VALUE! | 0 | #REF! | #VALUE! | #VALUE! | #VALUE! | #VALUE! | #VALUE! | #VALUE! | #VALUE! | 0
|  |  |  | 0 | 51 | 0 | 5.4 | 0.06267 | 1 | 1.0842e-19 | 0 | 1.0669e-18 | 1.0669e-18 | 1.0669e-18 | 0 | 0 |  |  |  |  | #VALUE! | #VALUE! | #VALUE! | 5.4 | 0.06267 | #VALUE! | #VALUE! | #VALUE! | #VALUE! | #VALUE! | #VALUE! | #VALUE! | #VALUE! |  |  |  |  | #VALUE! | #VALUE! | #VALUE! | 5.4 | 0.06267 | #VALUE! | #VALUE! | #VALUE! | #VALUE! | #VALUE! | #VALUE! | #VALUE! | #VALUE! |  |  |  |  | #VALUE! | #VALUE! | #VALUE! | 5.4 | 0.06267 | #VALUE! | #VALUE! | #VALUE! | #VALUE! | #VALUE! | #VALUE! | #VALUE! | #VALUE! |  |  | #VALUE! | #VALUE! | #VALUE! | #VALUE! | #VALUE! | 5.4 | 0.06267 | #VALUE! | #VALUE! | #VALUE! | #VALUE! | #VALUE! | #VALUE! | #VALUE! | #VALUE! |  |  |  |  | #VALUE! | #VALUE! | #VALUE! | 5.4 | 0.06267 | #VALUE! | #VALUE! | #VALUE! | #VALUE! | #VALUE! | #VALUE! | #VALUE! | #VALUE! |  |  | #VALUE! | #VALUE! | #VALUE! | #VALUE! | #VALUE! | 5.4 | 0.06267 | #VALUE! | #VALUE! | #VALUE! | #VALUE! | #VALUE! | #VALUE! | #VALUE! | #VALUE! |  |  | #VALUE! | #VALUE! | #VALUE! | #VALUE! | #VALUE! | 5.4 | 0.06267 | #VALUE! | #VALUE! | #VALUE! | #VALUE! | #VALUE! | #VALUE! | #VALUE! | #VALUE! | 0 | #REF! | #VALUE! | #VALUE! | #VALUE! | #VALUE! | #VALUE! | #VALUE! | #VALUE! | 0
|  |  |  | 0 | 51 | 0 | 5.5 | 0.06419 | 1 | 1.0842e-19 | 0 | 1.0669e-18 | 1.0669e-18 | 1.0669e-18 | 0 | 0 |  |  |  |  | #VALUE! | #VALUE! | #VALUE! | 5.5 | 0.06419 | #VALUE! | #VALUE! | #VALUE! | #VALUE! | #VALUE! | #VALUE! | #VALUE! | #VALUE! |  |  |  |  | #VALUE! | #VALUE! | #VALUE! | 5.5 | 0.06419 | #VALUE! | #VALUE! | #VALUE! | #VALUE! | #VALUE! | #VALUE! | #VALUE! | #VALUE! |  |  |  |  | #VALUE! | #VALUE! | #VALUE! | 5.5 | 0.06419 | #VALUE! | #VALUE! | #VALUE! | #VALUE! | #VALUE! | #VALUE! | #VALUE! | #VALUE! |  |  | #VALUE! | #VALUE! | #VALUE! | #VALUE! | #VALUE! | 5.5 | 0.06419 | #VALUE! | #VALUE! | #VALUE! | #VALUE! | #VALUE! | #VALUE! | #VALUE! | #VALUE! |  |  |  |  | #VALUE! | #VALUE! | #VALUE! | 5.5 | 0.06419 | #VALUE! | #VALUE! | #VALUE! | #VALUE! | #VALUE! | #VALUE! | #VALUE! | #VALUE! |  |  | #VALUE! | #VALUE! | #VALUE! | #VALUE! | #VALUE! | 5.5 | 0.06419 | #VALUE! | #VALUE! | #VALUE! | #VALUE! | #VALUE! | #VALUE! | #VALUE! | #VALUE! |  |  | #VALUE! | #VALUE! | #VALUE! | #VALUE! | #VALUE! | 5.5 | 0.06419 | #VALUE! | #VALUE! | #VALUE! | #VALUE! | #VALUE! | #VALUE! | #VALUE! | #VALUE! | 0 | #REF! | #VALUE! | #VALUE! | #VALUE! | #VALUE! | #VALUE! | #VALUE! | #VALUE! | 0
|  |  |  | 0 | 51 | 0 | 5.6 | 0.06572 | 1 | 1.0842e-19 | 0 | 1.0669e-18 | 1.0669e-18 | 1.0669e-18 | 0 | 0 |  |  |  |  | #VALUE! | #VALUE! | #VALUE! | 5.6 | 0.06572 | #VALUE! | #VALUE! | #VALUE! | #VALUE! | #VALUE! | #VALUE! | #VALUE! | #VALUE! |  |  |  |  | #VALUE! | #VALUE! | #VALUE! | 5.6 | 0.06572 | #VALUE! | #VALUE! | #VALUE! | #VALUE! | #VALUE! | #VALUE! | #VALUE! | #VALUE! |  |  |  |  | #VALUE! | #VALUE! | #VALUE! | 5.6 | 0.06572 | #VALUE! | #VALUE! | #VALUE! | #VALUE! | #VALUE! | #VALUE! | #VALUE! | #VALUE! |  |  | #VALUE! | #VALUE! | #VALUE! | #VALUE! | #VALUE! | 5.6 | 0.06572 | #VALUE! | #VALUE! | #VALUE! | #VALUE! | #VALUE! | #VALUE! | #VALUE! | #VALUE! |  |  |  |  | #VALUE! | #VALUE! | #VALUE! | 5.6 | 0.06572 | #VALUE! | #VALUE! | #VALUE! | #VALUE! | #VALUE! | #VALUE! | #VALUE! | #VALUE! |  |  | #VALUE! | #VALUE! | #VALUE! | #VALUE! | #VALUE! | 5.6 | 0.06572 | #VALUE! | #VALUE! | #VALUE! | #VALUE! | #VALUE! | #VALUE! | #VALUE! | #VALUE! |  |  | #VALUE! | #VALUE! | #VALUE! | #VALUE! | #VALUE! | 5.6 | 0.06572 | #VALUE! | #VALUE! | #VALUE! | #VALUE! | #VALUE! | #VALUE! | #VALUE! | #VALUE! | 0 | #REF! | #VALUE! | #VALUE! | #VALUE! | #VALUE! | #VALUE! | #VALUE! | #VALUE! | 0
|  |  |  | 0 | 51 | 0 | 5.7 | 0.06727 | 1 | 1.0842e-19 | 0 | 1.0669e-18 | 1.0669e-18 | 1.0669e-18 | 0 | 0 |  |  |  |  | #VALUE! | #VALUE! | #VALUE! | 5.7 | 0.06727 | #VALUE! | #VALUE! | #VALUE! | #VALUE! | #VALUE! | #VALUE! | #VALUE! | #VALUE! |  |  |  |  | #VALUE! | #VALUE! | #VALUE! | 5.7 | 0.06727 | #VALUE! | #VALUE! | #VALUE! | #VALUE! | #VALUE! | #VALUE! | #VALUE! | #VALUE! |  |  |  |  | #VALUE! | #VALUE! | #VALUE! | 5.7 | 0.06727 | #VALUE! | #VALUE! | #VALUE! | #VALUE! | #VALUE! | #VALUE! | #VALUE! | #VALUE! |  |  | #VALUE! | #VALUE! | #VALUE! | #VALUE! | #VALUE! | 5.7 | 0.06727 | #VALUE! | #VALUE! | #VALUE! | #VALUE! | #VALUE! | #VALUE! | #VALUE! | #VALUE! |  |  |  |  | #VALUE! | #VALUE! | #VALUE! | 5.7 | 0.06727 | #VALUE! | #VALUE! | #VALUE! | #VALUE! | #VALUE! | #VALUE! | #VALUE! | #VALUE! |  |  | #VALUE! | #VALUE! | #VALUE! | #VALUE! | #VALUE! | 5.7 | 0.06727 | #VALUE! | #VALUE! | #VALUE! | #VALUE! | #VALUE! | #VALUE! | #VALUE! | #VALUE! |  |  | #VALUE! | #VALUE! | #VALUE! | #VALUE! | #VALUE! | 5.7 | 0.06727 | #VALUE! | #VALUE! | #VALUE! | #VALUE! | #VALUE! | #VALUE! | #VALUE! | #VALUE! | 0 | #REF! | #VALUE! | #VALUE! | #VALUE! | #VALUE! | #VALUE! | #VALUE! | #VALUE! | 0
|  |  |  | 0 | 51 | 0 | 5.8 | 0.06883 | 1 | 1.0842e-19 | 0 | 1.0669e-18 | 1.0669e-18 | 1.0669e-18 | 0 | 0 |  |  |  |  | #VALUE! | #VALUE! | #VALUE! | 5.8 | 0.06883 | #VALUE! | #VALUE! | #VALUE! | #VALUE! | #VALUE! | #VALUE! | #VALUE! | #VALUE! |  |  |  |  | #VALUE! | #VALUE! | #VALUE! | 5.8 | 0.06883 | #VALUE! | #VALUE! | #VALUE! | #VALUE! | #VALUE! | #VALUE! | #VALUE! | #VALUE! |  |  |  |  | #VALUE! | #VALUE! | #VALUE! | 5.8 | 0.06883 | #VALUE! | #VALUE! | #VALUE! | #VALUE! | #VALUE! | #VALUE! | #VALUE! | #VALUE! |  |  | #VALUE! | #VALUE! | #VALUE! | #VALUE! | #VALUE! | 5.8 | 0.06883 | #VALUE! | #VALUE! | #VALUE! | #VALUE! | #VALUE! | #VALUE! | #VALUE! | #VALUE! |  |  |  |  | #VALUE! | #VALUE! | #VALUE! | 5.8 | 0.06883 | #VALUE! | #VALUE! | #VALUE! | #VALUE! | #VALUE! | #VALUE! | #VALUE! | #VALUE! |  |  | #VALUE! | #VALUE! | #VALUE! | #VALUE! | #VALUE! | 5.8 | 0.06883 | #VALUE! | #VALUE! | #VALUE! | #VALUE! | #VALUE! | #VALUE! | #VALUE! | #VALUE! |  |  | #VALUE! | #VALUE! | #VALUE! | #VALUE! | #VALUE! | 5.8 | 0.06883 | #VALUE! | #VALUE! | #VALUE! | #VALUE! | #VALUE! | #VALUE! | #VALUE! | #VALUE! | 0 | #REF! | #VALUE! | #VALUE! | #VALUE! | #VALUE! | #VALUE! | #VALUE! | #VALUE! | 0
|  |  |  | 0 | 51 | 0 | 5.9 | 0.07041 | 1 | 1.0842e-19 | 0 | 1.0669e-18 | 1.0669e-18 | 1.0669e-18 | 0 | 0 |  |  |  |  | #VALUE! | #VALUE! | #VALUE! | 5.9 | 0.07041 | #VALUE! | #VALUE! | #VALUE! | #VALUE! | #VALUE! | #VALUE! | #VALUE! | #VALUE! |  |  |  |  | #VALUE! | #VALUE! | #VALUE! | 5.9 | 0.07041 | #VALUE! | #VALUE! | #VALUE! | #VALUE! | #VALUE! | #VALUE! | #VALUE! | #VALUE! |  |  |  |  | #VALUE! | #VALUE! | #VALUE! | 5.9 | 0.07041 | #VALUE! | #VALUE! | #VALUE! | #VALUE! | #VALUE! | #VALUE! | #VALUE! | #VALUE! |  |  | #VALUE! | #VALUE! | #VALUE! | #VALUE! | #VALUE! | 5.9 | 0.07041 | #VALUE! | #VALUE! | #VALUE! | #VALUE! | #VALUE! | #VALUE! | #VALUE! | #VALUE! |  |  |  |  | #VALUE! | #VALUE! | #VALUE! | 5.9 | 0.07041 | #VALUE! | #VALUE! | #VALUE! | #VALUE! | #VALUE! | #VALUE! | #VALUE! | #VALUE! |  |  | #VALUE! | #VALUE! | #VALUE! | #VALUE! | #VALUE! | 5.9 | 0.07041 | #VALUE! | #VALUE! | #VALUE! | #VALUE! | #VALUE! | #VALUE! | #VALUE! | #VALUE! |  |  | #VALUE! | #VALUE! | #VALUE! | #VALUE! | #VALUE! | 5.9 | 0.07041 | #VALUE! | #VALUE! | #VALUE! | #VALUE! | #VALUE! | #VALUE! | #VALUE! | #VALUE! | 0 | #REF! | #VALUE! | #VALUE! | #VALUE! | #VALUE! | #VALUE! | #VALUE! | #VALUE! | 0
|  |  |  | 0 | 51 | 0 | 6 | 0.072 | 1 | 1.0842e-19 | 0 | 1.0669e-18 | 1.0669e-18 | 1.0669e-18 | 0 | 0 |  |  |  |  | #VALUE! | #VALUE! | #VALUE! | 6 | 0.072 | #VALUE! | #VALUE! | #VALUE! | #VALUE! | #VALUE! | #VALUE! | #VALUE! | #VALUE! |  |  |  |  | #VALUE! | #VALUE! | #VALUE! | 6 | 0.072 | #VALUE! | #VALUE! | #VALUE! | #VALUE! | #VALUE! | #VALUE! | #VALUE! | #VALUE! |  |  |  |  | #VALUE! | #VALUE! | #VALUE! | 6 | 0.072 | #VALUE! | #VALUE! | #VALUE! | #VALUE! | #VALUE! | #VALUE! | #VALUE! | #VALUE! |  |  | #VALUE! | #VALUE! | #VALUE! | #VALUE! | #VALUE! | 6 | 0.072 | #VALUE! | #VALUE! | #VALUE! | #VALUE! | #VALUE! | #VALUE! | #VALUE! | #VALUE! |  |  |  |  | #VALUE! | #VALUE! | #VALUE! | 6 | 0.072 | #VALUE! | #VALUE! | #VALUE! | #VALUE! | #VALUE! | #VALUE! | #VALUE! | #VALUE! |  |  | #VALUE! | #VALUE! | #VALUE! | #VALUE! | #VALUE! | 6 | 0.072 | #VALUE! | #VALUE! | #VALUE! | #VALUE! | #VALUE! | #VALUE! | #VALUE! | #VALUE! |  |  | #VALUE! | #VALUE! | #VALUE! | #VALUE! | #VALUE! | 6 | 0.072 | #VALUE! | #VALUE! | #VALUE! | #VALUE! | #VALUE! | #VALUE! | #VALUE! | #VALUE! | 0 | #REF! | #VALUE! | #VALUE! | #VALUE! | #VALUE! | #VALUE! | #VALUE! | #VALUE! | 0
|  |  |  | 0 | 51 | 0 | 6.1 | 0.07363 | 1 | 1.0842e-19 | 0 | 1.0669e-18 | 1.0669e-18 | 1.0669e-18 | 0 | 0 |  |  |  |  | #VALUE! | #VALUE! | #VALUE! | 6.1 | 0.07363 | #VALUE! | #VALUE! | #VALUE! | #VALUE! | #VALUE! | #VALUE! | #VALUE! | #VALUE! |  |  |  |  | #VALUE! | #VALUE! | #VALUE! | 6.1 | 0.07363 | #VALUE! | #VALUE! | #VALUE! | #VALUE! | #VALUE! | #VALUE! | #VALUE! | #VALUE! |  |  |  |  | #VALUE! | #VALUE! | #VALUE! | 6.1 | 0.07363 | #VALUE! | #VALUE! | #VALUE! | #VALUE! | #VALUE! | #VALUE! | #VALUE! | #VALUE! |  |  | #VALUE! | #VALUE! | #VALUE! | #VALUE! | #VALUE! | 6.1 | 0.07363 | #VALUE! | #VALUE! | #VALUE! | #VALUE! | #VALUE! | #VALUE! | #VALUE! | #VALUE! |  |  |  |  | #VALUE! | #VALUE! | #VALUE! | 6.1 | 0.07363 | #VALUE! | #VALUE! | #VALUE! | #VALUE! | #VALUE! | #VALUE! | #VALUE! | #VALUE! |  |  | #VALUE! | #VALUE! | #VALUE! | #VALUE! | #VALUE! | 6.1 | 0.07363 | #VALUE! | #VALUE! | #VALUE! | #VALUE! | #VALUE! | #VALUE! | #VALUE! | #VALUE! |  |  | #VALUE! | #VALUE! | #VALUE! | #VALUE! | #VALUE! | 6.1 | 0.07363 | #VALUE! | #VALUE! | #VALUE! | #VALUE! | #VALUE! | #VALUE! | #VALUE! | #VALUE! | 0 | #REF! | #VALUE! | #VALUE! | #VALUE! | #VALUE! | #VALUE! | #VALUE! | #VALUE! | 0
|  |  |  | 0 | 51 | 0 | 6.2 | 0.0753 | 1 | 1.0842e-19 | 0 | 1.0669e-18 | 1.0669e-18 | 1.0669e-18 | 0 | 0 |  |  |  |  | #VALUE! | #VALUE! | #VALUE! | 6.2 | 0.0753 | #VALUE! | #VALUE! | #VALUE! | #VALUE! | #VALUE! | #VALUE! | #VALUE! | #VALUE! |  |  |  |  | #VALUE! | #VALUE! | #VALUE! | 6.2 | 0.0753 | #VALUE! | #VALUE! | #VALUE! | #VALUE! | #VALUE! | #VALUE! | #VALUE! | #VALUE! |  |  |  |  | #VALUE! | #VALUE! | #VALUE! | 6.2 | 0.0753 | #VALUE! | #VALUE! | #VALUE! | #VALUE! | #VALUE! | #VALUE! | #VALUE! | #VALUE! |  |  | #VALUE! | #VALUE! | #VALUE! | #VALUE! | #VALUE! | 6.2 | 0.0753 | #VALUE! | #VALUE! | #VALUE! | #VALUE! | #VALUE! | #VALUE! | #VALUE! | #VALUE! |  |  |  |  | #VALUE! | #VALUE! | #VALUE! | 6.2 | 0.0753 | #VALUE! | #VALUE! | #VALUE! | #VALUE! | #VALUE! | #VALUE! | #VALUE! | #VALUE! |  |  | #VALUE! | #VALUE! | #VALUE! | #VALUE! | #VALUE! | 6.2 | 0.0753 | #VALUE! | #VALUE! | #VALUE! | #VALUE! | #VALUE! | #VALUE! | #VALUE! | #VALUE! |  |  | #VALUE! | #VALUE! | #VALUE! | #VALUE! | #VALUE! | 6.2 | 0.0753 | #VALUE! | #VALUE! | #VALUE! | #VALUE! | #VALUE! | #VALUE! | #VALUE! | #VALUE! | 0 | #REF! | #VALUE! | #VALUE! | #VALUE! | #VALUE! | #VALUE! | #VALUE! | #VALUE! | 0
|  |  |  | 0 | 51 | 0 | 6.3 | 0.07703 | 1 | 1.0842e-19 | 0 | 1.0669e-18 | 1.0669e-18 | 1.0669e-18 | 0 | 0 |  |  |  |  | #VALUE! | #VALUE! | #VALUE! | 6.3 | 0.07703 | #VALUE! | #VALUE! | #VALUE! | #VALUE! | #VALUE! | #VALUE! | #VALUE! | #VALUE! |  |  |  |  | #VALUE! | #VALUE! | #VALUE! | 6.3 | 0.07703 | #VALUE! | #VALUE! | #VALUE! | #VALUE! | #VALUE! | #VALUE! | #VALUE! | #VALUE! |  |  |  |  | #VALUE! | #VALUE! | #VALUE! | 6.3 | 0.07703 | #VALUE! | #VALUE! | #VALUE! | #VALUE! | #VALUE! | #VALUE! | #VALUE! | #VALUE! |  |  | #VALUE! | #VALUE! | #VALUE! | #VALUE! | #VALUE! | 6.3 | 0.07703 | #VALUE! | #VALUE! | #VALUE! | #VALUE! | #VALUE! | #VALUE! | #VALUE! | #VALUE! |  |  |  |  | #VALUE! | #VALUE! | #VALUE! | 6.3 | 0.07703 | #VALUE! | #VALUE! | #VALUE! | #VALUE! | #VALUE! | #VALUE! | #VALUE! | #VALUE! |  |  | #VALUE! | #VALUE! | #VALUE! | #VALUE! | #VALUE! | 6.3 | 0.07703 | #VALUE! | #VALUE! | #VALUE! | #VALUE! | #VALUE! | #VALUE! | #VALUE! | #VALUE! |  |  | #VALUE! | #VALUE! | #VALUE! | #VALUE! | #VALUE! | 6.3 | 0.07703 | #VALUE! | #VALUE! | #VALUE! | #VALUE! | #VALUE! | #VALUE! | #VALUE! | #VALUE! | 0 | #REF! | #VALUE! | #VALUE! | #VALUE! | #VALUE! | #VALUE! | #VALUE! | #VALUE! | 0
|  |  |  | 0 | 51 | 0 | 6.4 | 0.0788 | 1 | 1.0842e-19 | 0 | 1.0669e-18 | 1.0669e-18 | 1.0669e-18 | 0 | 0 |  |  |  |  | #VALUE! | #VALUE! | #VALUE! | 6.4 | 0.0788 | #VALUE! | #VALUE! | #VALUE! | #VALUE! | #VALUE! | #VALUE! | #VALUE! | #VALUE! |  |  |  |  | #VALUE! | #VALUE! | #VALUE! | 6.4 | 0.0788 | #VALUE! | #VALUE! | #VALUE! | #VALUE! | #VALUE! | #VALUE! | #VALUE! | #VALUE! |  |  |  |  | #VALUE! | #VALUE! | #VALUE! | 6.4 | 0.0788 | #VALUE! | #VALUE! | #VALUE! | #VALUE! | #VALUE! | #VALUE! | #VALUE! | #VALUE! |  |  | #VALUE! | #VALUE! | #VALUE! | #VALUE! | #VALUE! | 6.4 | 0.0788 | #VALUE! | #VALUE! | #VALUE! | #VALUE! | #VALUE! | #VALUE! | #VALUE! | #VALUE! |  |  |  |  | #VALUE! | #VALUE! | #VALUE! | 6.4 | 0.0788 | #VALUE! | #VALUE! | #VALUE! | #VALUE! | #VALUE! | #VALUE! | #VALUE! | #VALUE! |  |  | #VALUE! | #VALUE! | #VALUE! | #VALUE! | #VALUE! | 6.4 | 0.0788 | #VALUE! | #VALUE! | #VALUE! | #VALUE! | #VALUE! | #VALUE! | #VALUE! | #VALUE! |  |  | #VALUE! | #VALUE! | #VALUE! | #VALUE! | #VALUE! | 6.4 | 0.0788 | #VALUE! | #VALUE! | #VALUE! | #VALUE! | #VALUE! | #VALUE! | #VALUE! | #VALUE! | 0 | #REF! | #VALUE! | #VALUE! | #VALUE! | #VALUE! | #VALUE! | #VALUE! | #VALUE! | 0
|  |  |  | 0 | 51 | 0 | 6.5 | 0.08063 | 1 | 1.0842e-19 | 0 | 1.0669e-18 | 1.0669e-18 | 1.0669e-18 | 0 | 0 |  |  |  |  | #VALUE! | #VALUE! | #VALUE! | 6.5 | 0.08063 | #VALUE! | #VALUE! | #VALUE! | #VALUE! | #VALUE! | #VALUE! | #VALUE! | #VALUE! |  |  |  |  | #VALUE! | #VALUE! | #VALUE! | 6.5 | 0.08063 | #VALUE! | #VALUE! | #VALUE! | #VALUE! | #VALUE! | #VALUE! | #VALUE! | #VALUE! |  |  |  |  | #VALUE! | #VALUE! | #VALUE! | 6.5 | 0.08063 | #VALUE! | #VALUE! | #VALUE! | #VALUE! | #VALUE! | #VALUE! | #VALUE! | #VALUE! |  |  | #VALUE! | #VALUE! | #VALUE! | #VALUE! | #VALUE! | 6.5 | 0.08063 | #VALUE! | #VALUE! | #VALUE! | #VALUE! | #VALUE! | #VALUE! | #VALUE! | #VALUE! |  |  |  |  | #VALUE! | #VALUE! | #VALUE! | 6.5 | 0.08063 | #VALUE! | #VALUE! | #VALUE! | #VALUE! | #VALUE! | #VALUE! | #VALUE! | #VALUE! |  |  | #VALUE! | #VALUE! | #VALUE! | #VALUE! | #VALUE! | 6.5 | 0.08063 | #VALUE! | #VALUE! | #VALUE! | #VALUE! | #VALUE! | #VALUE! | #VALUE! | #VALUE! |  |  | #VALUE! | #VALUE! | #VALUE! | #VALUE! | #VALUE! | 6.5 | 0.08063 | #VALUE! | #VALUE! | #VALUE! | #VALUE! | #VALUE! | #VALUE! | #VALUE! | #VALUE! | 0 | #REF! | #VALUE! | #VALUE! | #VALUE! | #VALUE! | #VALUE! | #VALUE! | #VALUE! | 0
|  |  |  | 0 | 51 | 0 | 6.6 | 0.0825 | 1 | 1.0842e-19 | 0 | 1.0669e-18 | 1.0669e-18 | 1.0669e-18 | 0 | 0 |  |  |  |  | #VALUE! | #VALUE! | #VALUE! | 6.6 | 0.0825 | #VALUE! | #VALUE! | #VALUE! | #VALUE! | #VALUE! | #VALUE! | #VALUE! | #VALUE! |  |  |  |  | #VALUE! | #VALUE! | #VALUE! | 6.6 | 0.0825 | #VALUE! | #VALUE! | #VALUE! | #VALUE! | #VALUE! | #VALUE! | #VALUE! | #VALUE! |  |  |  |  | #VALUE! | #VALUE! | #VALUE! | 6.6 | 0.0825 | #VALUE! | #VALUE! | #VALUE! | #VALUE! | #VALUE! | #VALUE! | #VALUE! | #VALUE! |  |  | #VALUE! | #VALUE! | #VALUE! | #VALUE! | #VALUE! | 6.6 | 0.0825 | #VALUE! | #VALUE! | #VALUE! | #VALUE! | #VALUE! | #VALUE! | #VALUE! | #VALUE! |  |  |  |  | #VALUE! | #VALUE! | #VALUE! | 6.6 | 0.0825 | #VALUE! | #VALUE! | #VALUE! | #VALUE! | #VALUE! | #VALUE! | #VALUE! | #VALUE! |  |  | #VALUE! | #VALUE! | #VALUE! | #VALUE! | #VALUE! | 6.6 | 0.0825 | #VALUE! | #VALUE! | #VALUE! | #VALUE! | #VALUE! | #VALUE! | #VALUE! | #VALUE! |  |  | #VALUE! | #VALUE! | #VALUE! | #VALUE! | #VALUE! | 6.6 | 0.0825 | #VALUE! | #VALUE! | #VALUE! | #VALUE! | #VALUE! | #VALUE! | #VALUE! | #VALUE! | 0 | #REF! | #VALUE! | #VALUE! | #VALUE! | #VALUE! | #VALUE! | #VALUE! | #VALUE! | 0
|  |  |  | 0 | 51 | 0 | 6.7 | 0.08443 | 1 | 1.0842e-19 | 0 | 1.0669e-18 | 1.0669e-18 | 1.0669e-18 | 0 | 0 |  |  |  |  | #VALUE! | #VALUE! | #VALUE! | 6.7 | 0.08443 | #VALUE! | #VALUE! | #VALUE! | #VALUE! | #VALUE! | #VALUE! | #VALUE! | #VALUE! |  |  |  |  | #VALUE! | #VALUE! | #VALUE! | 6.7 | 0.08443 | #VALUE! | #VALUE! | #VALUE! | #VALUE! | #VALUE! | #VALUE! | #VALUE! | #VALUE! |  |  |  |  | #VALUE! | #VALUE! | #VALUE! | 6.7 | 0.08443 | #VALUE! | #VALUE! | #VALUE! | #VALUE! | #VALUE! | #VALUE! | #VALUE! | #VALUE! |  |  | #VALUE! | #VALUE! | #VALUE! | #VALUE! | #VALUE! | 6.7 | 0.08443 | #VALUE! | #VALUE! | #VALUE! | #VALUE! | #VALUE! | #VALUE! | #VALUE! | #VALUE! |  |  |  |  | #VALUE! | #VALUE! | #VALUE! | 6.7 | 0.08443 | #VALUE! | #VALUE! | #VALUE! | #VALUE! | #VALUE! | #VALUE! | #VALUE! | #VALUE! |  |  | #VALUE! | #VALUE! | #VALUE! | #VALUE! | #VALUE! | 6.7 | 0.08443 | #VALUE! | #VALUE! | #VALUE! | #VALUE! | #VALUE! | #VALUE! | #VALUE! | #VALUE! |  |  | #VALUE! | #VALUE! | #VALUE! | #VALUE! | #VALUE! | 6.7 | 0.08443 | #VALUE! | #VALUE! | #VALUE! | #VALUE! | #VALUE! | #VALUE! | #VALUE! | #VALUE! | 0 | #REF! | #VALUE! | #VALUE! | #VALUE! | #VALUE! | #VALUE! | #VALUE! | #VALUE! | 0
|  |  |  | 0 | 51 | 0 | 6.8 | 0.0864 | 1 | 1.0842e-19 | 0 | 1.0669e-18 | 1.0669e-18 | 1.0669e-18 | 0 | 0 |  |  |  |  | #VALUE! | #VALUE! | #VALUE! | 6.8 | 0.0864 | #VALUE! | #VALUE! | #VALUE! | #VALUE! | #VALUE! | #VALUE! | #VALUE! | #VALUE! |  |  |  |  | #VALUE! | #VALUE! | #VALUE! | 6.8 | 0.0864 | #VALUE! | #VALUE! | #VALUE! | #VALUE! | #VALUE! | #VALUE! | #VALUE! | #VALUE! |  |  |  |  | #VALUE! | #VALUE! | #VALUE! | 6.8 | 0.0864 | #VALUE! | #VALUE! | #VALUE! | #VALUE! | #VALUE! | #VALUE! | #VALUE! | #VALUE! |  |  | #VALUE! | #VALUE! | #VALUE! | #VALUE! | #VALUE! | 6.8 | 0.0864 | #VALUE! | #VALUE! | #VALUE! | #VALUE! | #VALUE! | #VALUE! | #VALUE! | #VALUE! |  |  |  |  | #VALUE! | #VALUE! | #VALUE! | 6.8 | 0.0864 | #VALUE! | #VALUE! | #VALUE! | #VALUE! | #VALUE! | #VALUE! | #VALUE! | #VALUE! |  |  | #VALUE! | #VALUE! | #VALUE! | #VALUE! | #VALUE! | 6.8 | 0.0864 | #VALUE! | #VALUE! | #VALUE! | #VALUE! | #VALUE! | #VALUE! | #VALUE! | #VALUE! |  |  | #VALUE! | #VALUE! | #VALUE! | #VALUE! | #VALUE! | 6.8 | 0.0864 | #VALUE! | #VALUE! | #VALUE! | #VALUE! | #VALUE! | #VALUE! | #VALUE! | #VALUE! | 0 | #REF! | #VALUE! | #VALUE! | #VALUE! | #VALUE! | #VALUE! | #VALUE! | #VALUE! | 0
|  |  |  | 0 | 51 | 0 | 6.9 | 0.08843 | 1 | 1.0842e-19 | 0 | 1.0669e-18 | 1.0669e-18 | 1.0669e-18 | 0 | 0 |  |  |  |  | #VALUE! | #VALUE! | #VALUE! | 6.9 | 0.08843 | #VALUE! | #VALUE! | #VALUE! | #VALUE! | #VALUE! | #VALUE! | #VALUE! | #VALUE! |  |  |  |  | #VALUE! | #VALUE! | #VALUE! | 6.9 | 0.08843 | #VALUE! | #VALUE! | #VALUE! | #VALUE! | #VALUE! | #VALUE! | #VALUE! | #VALUE! |  |  |  |  | #VALUE! | #VALUE! | #VALUE! | 6.9 | 0.08843 | #VALUE! | #VALUE! | #VALUE! | #VALUE! | #VALUE! | #VALUE! | #VALUE! | #VALUE! |  |  | #VALUE! | #VALUE! | #VALUE! | #VALUE! | #VALUE! | 6.9 | 0.08843 | #VALUE! | #VALUE! | #VALUE! | #VALUE! | #VALUE! | #VALUE! | #VALUE! | #VALUE! |  |  |  |  | #VALUE! | #VALUE! | #VALUE! | 6.9 | 0.08843 | #VALUE! | #VALUE! | #VALUE! | #VALUE! | #VALUE! | #VALUE! | #VALUE! | #VALUE! |  |  | #VALUE! | #VALUE! | #VALUE! | #VALUE! | #VALUE! | 6.9 | 0.08843 | #VALUE! | #VALUE! | #VALUE! | #VALUE! | #VALUE! | #VALUE! | #VALUE! | #VALUE! |  |  | #VALUE! | #VALUE! | #VALUE! | #VALUE! | #VALUE! | 6.9 | 0.08843 | #VALUE! | #VALUE! | #VALUE! | #VALUE! | #VALUE! | #VALUE! | #VALUE! | #VALUE! | 0 | #REF! | #VALUE! | #VALUE! | #VALUE! | #VALUE! | #VALUE! | #VALUE! | #VALUE! | 0
|  |  |  | 0 | 51 | 0 | 7 | 0.0905 | 1 | 1.0842e-19 | 0 | 1.0669e-18 | 1.0669e-18 | 1.0669e-18 | 0 | 0 |  |  |  |  | #VALUE! | #VALUE! | #VALUE! | 7 | 0.0905 | #VALUE! | #VALUE! | #VALUE! | #VALUE! | #VALUE! | #VALUE! | #VALUE! | #VALUE! |  |  |  |  | #VALUE! | #VALUE! | #VALUE! | 7 | 0.0905 | #VALUE! | #VALUE! | #VALUE! | #VALUE! | #VALUE! | #VALUE! | #VALUE! | #VALUE! |  |  |  |  | #VALUE! | #VALUE! | #VALUE! | 7 | 0.0905 | #VALUE! | #VALUE! | #VALUE! | #VALUE! | #VALUE! | #VALUE! | #VALUE! | #VALUE! |  |  | #VALUE! | #VALUE! | #VALUE! | #VALUE! | #VALUE! | 7 | 0.0905 | #VALUE! | #VALUE! | #VALUE! | #VALUE! | #VALUE! | #VALUE! | #VALUE! | #VALUE! |  |  |  |  | #VALUE! | #VALUE! | #VALUE! | 7 | 0.0905 | #VALUE! | #VALUE! | #VALUE! | #VALUE! | #VALUE! | #VALUE! | #VALUE! | #VALUE! |  |  | #VALUE! | #VALUE! | #VALUE! | #VALUE! | #VALUE! | 7 | 0.0905 | #VALUE! | #VALUE! | #VALUE! | #VALUE! | #VALUE! | #VALUE! | #VALUE! | #VALUE! |  |  | #VALUE! | #VALUE! | #VALUE! | #VALUE! | #VALUE! | 7 | 0.0905 | #VALUE! | #VALUE! | #VALUE! | #VALUE! | #VALUE! | #VALUE! | #VALUE! | #VALUE! | 0 | #REF! | #VALUE! | #VALUE! | #VALUE! | #VALUE! | #VALUE! | #VALUE! | #VALUE! | 0
|  |  |  | 0 | 51 | 0 | 7.1 | 0.09263 | 1 | 1.0842e-19 | 0 | 1.0669e-18 | 1.0669e-18 | 1.0669e-18 | 0 | 0 |  |  |  |  | #VALUE! | #VALUE! | #VALUE! | 7.1 | 0.09263 | #VALUE! | #VALUE! | #VALUE! | #VALUE! | #VALUE! | #VALUE! | #VALUE! | #VALUE! |  |  |  |  | #VALUE! | #VALUE! | #VALUE! | 7.1 | 0.09263 | #VALUE! | #VALUE! | #VALUE! | #VALUE! | #VALUE! | #VALUE! | #VALUE! | #VALUE! |  |  |  |  | #VALUE! | #VALUE! | #VALUE! | 7.1 | 0.09263 | #VALUE! | #VALUE! | #VALUE! | #VALUE! | #VALUE! | #VALUE! | #VALUE! | #VALUE! |  |  | #VALUE! | #VALUE! | #VALUE! | #VALUE! | #VALUE! | 7.1 | 0.09263 | #VALUE! | #VALUE! | #VALUE! | #VALUE! | #VALUE! | #VALUE! | #VALUE! | #VALUE! |  |  |  |  | #VALUE! | #VALUE! | #VALUE! | 7.1 | 0.09263 | #VALUE! | #VALUE! | #VALUE! | #VALUE! | #VALUE! | #VALUE! | #VALUE! | #VALUE! |  |  | #VALUE! | #VALUE! | #VALUE! | #VALUE! | #VALUE! | 7.1 | 0.09263 | #VALUE! | #VALUE! | #VALUE! | #VALUE! | #VALUE! | #VALUE! | #VALUE! | #VALUE! |  |  | #VALUE! | #VALUE! | #VALUE! | #VALUE! | #VALUE! | 7.1 | 0.09263 | #VALUE! | #VALUE! | #VALUE! | #VALUE! | #VALUE! | #VALUE! | #VALUE! | #VALUE! | 0 | #REF! | #VALUE! | #VALUE! | #VALUE! | #VALUE! | #VALUE! | #VALUE! | #VALUE! | 0
|  |  |  | 0 | 51 | 0 | 7.2 | 0.0948 | 1 | 1.0842e-19 | 0 | 1.0669e-18 | 1.0669e-18 | 1.0669e-18 | 0 | 0 |  |  |  |  | #VALUE! | #VALUE! | #VALUE! | 7.2 | 0.0948 | #VALUE! | #VALUE! | #VALUE! | #VALUE! | #VALUE! | #VALUE! | #VALUE! | #VALUE! |  |  |  |  | #VALUE! | #VALUE! | #VALUE! | 7.2 | 0.0948 | #VALUE! | #VALUE! | #VALUE! | #VALUE! | #VALUE! | #VALUE! | #VALUE! | #VALUE! |  |  |  |  | #VALUE! | #VALUE! | #VALUE! | 7.2 | 0.0948 | #VALUE! | #VALUE! | #VALUE! | #VALUE! | #VALUE! | #VALUE! | #VALUE! | #VALUE! |  |  | #VALUE! | #VALUE! | #VALUE! | #VALUE! | #VALUE! | 7.2 | 0.0948 | #VALUE! | #VALUE! | #VALUE! | #VALUE! | #VALUE! | #VALUE! | #VALUE! | #VALUE! |  |  |  |  | #VALUE! | #VALUE! | #VALUE! | 7.2 | 0.0948 | #VALUE! | #VALUE! | #VALUE! | #VALUE! | #VALUE! | #VALUE! | #VALUE! | #VALUE! |  |  | #VALUE! | #VALUE! | #VALUE! | #VALUE! | #VALUE! | 7.2 | 0.0948 | #VALUE! | #VALUE! | #VALUE! | #VALUE! | #VALUE! | #VALUE! | #VALUE! | #VALUE! |  |  | #VALUE! | #VALUE! | #VALUE! | #VALUE! | #VALUE! | 7.2 | 0.0948 | #VALUE! | #VALUE! | #VALUE! | #VALUE! | #VALUE! | #VALUE! | #VALUE! | #VALUE! | 0 | #REF! | #VALUE! | #VALUE! | #VALUE! | #VALUE! | #VALUE! | #VALUE! | #VALUE! | 0
|  |  |  | 0 | 51 | 0 | 7.3 | 0.09703 | 1 | 1.0842e-19 | 0 | 1.0669e-18 | 1.0669e-18 | 1.0669e-18 | 0 | 0 |  |  |  |  | #VALUE! | #VALUE! | #VALUE! | 7.3 | 0.09703 | #VALUE! | #VALUE! | #VALUE! | #VALUE! | #VALUE! | #VALUE! | #VALUE! | #VALUE! |  |  |  |  | #VALUE! | #VALUE! | #VALUE! | 7.3 | 0.09703 | #VALUE! | #VALUE! | #VALUE! | #VALUE! | #VALUE! | #VALUE! | #VALUE! | #VALUE! |  |  |  |  | #VALUE! | #VALUE! | #VALUE! | 7.3 | 0.09703 | #VALUE! | #VALUE! | #VALUE! | #VALUE! | #VALUE! | #VALUE! | #VALUE! | #VALUE! |  |  | #VALUE! | #VALUE! | #VALUE! | #VALUE! | #VALUE! | 7.3 | 0.09703 | #VALUE! | #VALUE! | #VALUE! | #VALUE! | #VALUE! | #VALUE! | #VALUE! | #VALUE! |  |  |  |  | #VALUE! | #VALUE! | #VALUE! | 7.3 | 0.09703 | #VALUE! | #VALUE! | #VALUE! | #VALUE! | #VALUE! | #VALUE! | #VALUE! | #VALUE! |  |  | #VALUE! | #VALUE! | #VALUE! | #VALUE! | #VALUE! | 7.3 | 0.09703 | #VALUE! | #VALUE! | #VALUE! | #VALUE! | #VALUE! | #VALUE! | #VALUE! | #VALUE! |  |  | #VALUE! | #VALUE! | #VALUE! | #VALUE! | #VALUE! | 7.3 | 0.09703 | #VALUE! | #VALUE! | #VALUE! | #VALUE! | #VALUE! | #VALUE! | #VALUE! | #VALUE! | 0 | #REF! | #VALUE! | #VALUE! | #VALUE! | #VALUE! | #VALUE! | #VALUE! | #VALUE! | 0
|  |  |  | 0 | 51 | 0 | 7.4 | 0.0993 | 1 | 1.0842e-19 | 0 | 1.0669e-18 | 1.0669e-18 | 1.0669e-18 | 0 | 0 |  |  |  |  | #VALUE! | #VALUE! | #VALUE! | 7.4 | 0.0993 | #VALUE! | #VALUE! | #VALUE! | #VALUE! | #VALUE! | #VALUE! | #VALUE! | #VALUE! |  |  |  |  | #VALUE! | #VALUE! | #VALUE! | 7.4 | 0.0993 | #VALUE! | #VALUE! | #VALUE! | #VALUE! | #VALUE! | #VALUE! | #VALUE! | #VALUE! |  |  |  |  | #VALUE! | #VALUE! | #VALUE! | 7.4 | 0.0993 | #VALUE! | #VALUE! | #VALUE! | #VALUE! | #VALUE! | #VALUE! | #VALUE! | #VALUE! |  |  | #VALUE! | #VALUE! | #VALUE! | #VALUE! | #VALUE! | 7.4 | 0.0993 | #VALUE! | #VALUE! | #VALUE! | #VALUE! | #VALUE! | #VALUE! | #VALUE! | #VALUE! |  |  |  |  | #VALUE! | #VALUE! | #VALUE! | 7.4 | 0.0993 | #VALUE! | #VALUE! | #VALUE! | #VALUE! | #VALUE! | #VALUE! | #VALUE! | #VALUE! |  |  | #VALUE! | #VALUE! | #VALUE! | #VALUE! | #VALUE! | 7.4 | 0.0993 | #VALUE! | #VALUE! | #VALUE! | #VALUE! | #VALUE! | #VALUE! | #VALUE! | #VALUE! |  |  | #VALUE! | #VALUE! | #VALUE! | #VALUE! | #VALUE! | 7.4 | 0.0993 | #VALUE! | #VALUE! | #VALUE! | #VALUE! | #VALUE! | #VALUE! | #VALUE! | #VALUE! | 0 | #REF! | #VALUE! | #VALUE! | #VALUE! | #VALUE! | #VALUE! | #VALUE! | #VALUE! | 0
|  |  |  | 0 | 51 | 0 | 7.5 | 0.10163 | 1 | 1.0842e-19 | 0 | 1.0669e-18 | 1.0669e-18 | 1.0669e-18 | 0 | 0 |  |  |  |  | #VALUE! | #VALUE! | #VALUE! | 7.5 | 0.10163 | #VALUE! | #VALUE! | #VALUE! | #VALUE! | #VALUE! | #VALUE! | #VALUE! | #VALUE! |  |  |  |  | #VALUE! | #VALUE! | #VALUE! | 7.5 | 0.10163 | #VALUE! | #VALUE! | #VALUE! | #VALUE! | #VALUE! | #VALUE! | #VALUE! | #VALUE! |  |  |  |  | #VALUE! | #VALUE! | #VALUE! | 7.5 | 0.10163 | #VALUE! | #VALUE! | #VALUE! | #VALUE! | #VALUE! | #VALUE! | #VALUE! | #VALUE! |  |  | #VALUE! | #VALUE! | #VALUE! | #VALUE! | #VALUE! | 7.5 | 0.10163 | #VALUE! | #VALUE! | #VALUE! | #VALUE! | #VALUE! | #VALUE! | #VALUE! | #VALUE! |  |  |  |  | #VALUE! | #VALUE! | #VALUE! | 7.5 | 0.10163 | #VALUE! | #VALUE! | #VALUE! | #VALUE! | #VALUE! | #VALUE! | #VALUE! | #VALUE! |  |  | #VALUE! | #VALUE! | #VALUE! | #VALUE! | #VALUE! | 7.5 | 0.10163 | #VALUE! | #VALUE! | #VALUE! | #VALUE! | #VALUE! | #VALUE! | #VALUE! | #VALUE! |  |  | #VALUE! | #VALUE! | #VALUE! | #VALUE! | #VALUE! | 7.5 | 0.10163 | #VALUE! | #VALUE! | #VALUE! | #VALUE! | #VALUE! | #VALUE! | #VALUE! | #VALUE! | 0 | #REF! | #VALUE! | #VALUE! | #VALUE! | #VALUE! | #VALUE! | #VALUE! | #VALUE! | 0
|  |  |  | 0 | 51 | 0 | 7.6 | 0.104 | 1 | 1.0842e-19 | 0 | 1.0669e-18 | 1.0669e-18 | 1.0669e-18 | 0 | 0 |  |  |  |  | #VALUE! | #VALUE! | #VALUE! | 7.6 | 0.104 | #VALUE! | #VALUE! | #VALUE! | #VALUE! | #VALUE! | #VALUE! | #VALUE! | #VALUE! |  |  |  |  | #VALUE! | #VALUE! | #VALUE! | 7.6 | 0.104 | #VALUE! | #VALUE! | #VALUE! | #VALUE! | #VALUE! | #VALUE! | #VALUE! | #VALUE! |  |  |  |  | #VALUE! | #VALUE! | #VALUE! | 7.6 | 0.104 | #VALUE! | #VALUE! | #VALUE! | #VALUE! | #VALUE! | #VALUE! | #VALUE! | #VALUE! |  |  | #VALUE! | #VALUE! | #VALUE! | #VALUE! | #VALUE! | 7.6 | 0.104 | #VALUE! | #VALUE! | #VALUE! | #VALUE! | #VALUE! | #VALUE! | #VALUE! | #VALUE! |  |  |  |  | #VALUE! | #VALUE! | #VALUE! | 7.6 | 0.104 | #VALUE! | #VALUE! | #VALUE! | #VALUE! | #VALUE! | #VALUE! | #VALUE! | #VALUE! |  |  | #VALUE! | #VALUE! | #VALUE! | #VALUE! | #VALUE! | 7.6 | 0.104 | #VALUE! | #VALUE! | #VALUE! | #VALUE! | #VALUE! | #VALUE! | #VALUE! | #VALUE! |  |  | #VALUE! | #VALUE! | #VALUE! | #VALUE! | #VALUE! | 7.6 | 0.104 | #VALUE! | #VALUE! | #VALUE! | #VALUE! | #VALUE! | #VALUE! | #VALUE! | #VALUE! | 0 | #REF! | #VALUE! | #VALUE! | #VALUE! | #VALUE! | #VALUE! | #VALUE! | #VALUE! | 0
|  |  |  | 0 | 51 | 0 | 7.7 | 0.10643 | 1 | 1.0842e-19 | 0 | 1.0669e-18 | 1.0669e-18 | 1.0669e-18 | 0 | 0 |  |  |  |  | #VALUE! | #VALUE! | #VALUE! | 7.7 | 0.10643 | #VALUE! | #VALUE! | #VALUE! | #VALUE! | #VALUE! | #VALUE! | #VALUE! | #VALUE! |  |  |  |  | #VALUE! | #VALUE! | #VALUE! | 7.7 | 0.10643 | #VALUE! | #VALUE! | #VALUE! | #VALUE! | #VALUE! | #VALUE! | #VALUE! | #VALUE! |  |  |  |  | #VALUE! | #VALUE! | #VALUE! | 7.7 | 0.10643 | #VALUE! | #VALUE! | #VALUE! | #VALUE! | #VALUE! | #VALUE! | #VALUE! | #VALUE! |  |  | #VALUE! | #VALUE! | #VALUE! | #VALUE! | #VALUE! | 7.7 | 0.10643 | #VALUE! | #VALUE! | #VALUE! | #VALUE! | #VALUE! | #VALUE! | #VALUE! | #VALUE! |  |  |  |  | #VALUE! | #VALUE! | #VALUE! | 7.7 | 0.10643 | #VALUE! | #VALUE! | #VALUE! | #VALUE! | #VALUE! | #VALUE! | #VALUE! | #VALUE! |  |  | #VALUE! | #VALUE! | #VALUE! | #VALUE! | #VALUE! | 7.7 | 0.10643 | #VALUE! | #VALUE! | #VALUE! | #VALUE! | #VALUE! | #VALUE! | #VALUE! | #VALUE! |  |  | #VALUE! | #VALUE! | #VALUE! | #VALUE! | #VALUE! | 7.7 | 0.10643 | #VALUE! | #VALUE! | #VALUE! | #VALUE! | #VALUE! | #VALUE! | #VALUE! | #VALUE! | 0 | #REF! | #VALUE! | #VALUE! | #VALUE! | #VALUE! | #VALUE! | #VALUE! | #VALUE! | 0
|  |  |  | 0 | 51 | 0 | 7.8 | 0.1089 | 1 | 1.0842e-19 | 0 | 1.0669e-18 | 1.0669e-18 | 1.0669e-18 | 0 | 0 |  |  |  |  | #VALUE! | #VALUE! | #VALUE! | 7.8 | 0.1089 | #VALUE! | #VALUE! | #VALUE! | #VALUE! | #VALUE! | #VALUE! | #VALUE! | #VALUE! |  |  |  |  | #VALUE! | #VALUE! | #VALUE! | 7.8 | 0.1089 | #VALUE! | #VALUE! | #VALUE! | #VALUE! | #VALUE! | #VALUE! | #VALUE! | #VALUE! |  |  |  |  | #VALUE! | #VALUE! | #VALUE! | 7.8 | 0.1089 | #VALUE! | #VALUE! | #VALUE! | #VALUE! | #VALUE! | #VALUE! | #VALUE! | #VALUE! |  |  | #VALUE! | #VALUE! | #VALUE! | #VALUE! | #VALUE! | 7.8 | 0.1089 | #VALUE! | #VALUE! | #VALUE! | #VALUE! | #VALUE! | #VALUE! | #VALUE! | #VALUE! |  |  |  |  | #VALUE! | #VALUE! | #VALUE! | 7.8 | 0.1089 | #VALUE! | #VALUE! | #VALUE! | #VALUE! | #VALUE! | #VALUE! | #VALUE! | #VALUE! |  |  | #VALUE! | #VALUE! | #VALUE! | #VALUE! | #VALUE! | 7.8 | 0.1089 | #VALUE! | #VALUE! | #VALUE! | #VALUE! | #VALUE! | #VALUE! | #VALUE! | #VALUE! |  |  | #VALUE! | #VALUE! | #VALUE! | #VALUE! | #VALUE! | 7.8 | 0.1089 | #VALUE! | #VALUE! | #VALUE! | #VALUE! | #VALUE! | #VALUE! | #VALUE! | #VALUE! | 0 | #REF! | #VALUE! | #VALUE! | #VALUE! | #VALUE! | #VALUE! | #VALUE! | #VALUE! | 0
|  |  |  | 0 | 51 | 0 | 7.9 | 0.11143 | 1 | 1.0842e-19 | 0 | 1.0669e-18 | 1.0669e-18 | 1.0669e-18 | 0 | 0 |  |  |  |  | #VALUE! | #VALUE! | #VALUE! | 7.9 | 0.11143 | #VALUE! | #VALUE! | #VALUE! | #VALUE! | #VALUE! | #VALUE! | #VALUE! | #VALUE! |  |  |  |  | #VALUE! | #VALUE! | #VALUE! | 7.9 | 0.11143 | #VALUE! | #VALUE! | #VALUE! | #VALUE! | #VALUE! | #VALUE! | #VALUE! | #VALUE! |  |  |  |  | #VALUE! | #VALUE! | #VALUE! | 7.9 | 0.11143 | #VALUE! | #VALUE! | #VALUE! | #VALUE! | #VALUE! | #VALUE! | #VALUE! | #VALUE! |  |  | #VALUE! | #VALUE! | #VALUE! | #VALUE! | #VALUE! | 7.9 | 0.11143 | #VALUE! | #VALUE! | #VALUE! | #VALUE! | #VALUE! | #VALUE! | #VALUE! | #VALUE! |  |  |  |  | #VALUE! | #VALUE! | #VALUE! | 7.9 | 0.11143 | #VALUE! | #VALUE! | #VALUE! | #VALUE! | #VALUE! | #VALUE! | #VALUE! | #VALUE! |  |  | #VALUE! | #VALUE! | #VALUE! | #VALUE! | #VALUE! | 7.9 | 0.11143 | #VALUE! | #VALUE! | #VALUE! | #VALUE! | #VALUE! | #VALUE! | #VALUE! | #VALUE! |  |  | #VALUE! | #VALUE! | #VALUE! | #VALUE! | #VALUE! | 7.9 | 0.11143 | #VALUE! | #VALUE! | #VALUE! | #VALUE! | #VALUE! | #VALUE! | #VALUE! | #VALUE! | 0 | #REF! | #VALUE! | #VALUE! | #VALUE! | #VALUE! | #VALUE! | #VALUE! | #VALUE! | 0
|  |  |  | 0 | 51 | 0 | 8 | 0.114 | 1 | 1.0842e-19 | 0 | 1.0669e-18 | 1.0669e-18 | 1.0669e-18 | 0 | 0 |  |  |  |  | #VALUE! | #VALUE! | #VALUE! | 8 | 0.114 | #VALUE! | #VALUE! | #VALUE! | #VALUE! | #VALUE! | #VALUE! | #VALUE! | #VALUE! |  |  |  |  | #VALUE! | #VALUE! | #VALUE! | 8 | 0.114 | #VALUE! | #VALUE! | #VALUE! | #VALUE! | #VALUE! | #VALUE! | #VALUE! | #VALUE! |  |  |  |  | #VALUE! | #VALUE! | #VALUE! | 8 | 0.114 | #VALUE! | #VALUE! | #VALUE! | #VALUE! | #VALUE! | #VALUE! | #VALUE! | #VALUE! |  |  | #VALUE! | #VALUE! | #VALUE! | #VALUE! | #VALUE! | 8 | 0.114 | #VALUE! | #VALUE! | #VALUE! | #VALUE! | #VALUE! | #VALUE! | #VALUE! | #VALUE! |  |  |  |  | #VALUE! | #VALUE! | #VALUE! | 8 | 0.114 | #VALUE! | #VALUE! | #VALUE! | #VALUE! | #VALUE! | #VALUE! | #VALUE! | #VALUE! |  |  | #VALUE! | #VALUE! | #VALUE! | #VALUE! | #VALUE! | 8 | 0.114 | #VALUE! | #VALUE! | #VALUE! | #VALUE! | #VALUE! | #VALUE! | #VALUE! | #VALUE! |  |  | #VALUE! | #VALUE! | #VALUE! | #VALUE! | #VALUE! | 8 | 0.114 | #VALUE! | #VALUE! | #VALUE! | #VALUE! | #VALUE! | #VALUE! | #VALUE! | #VALUE! | 0 | #REF! | #VALUE! | #VALUE! | #VALUE! | #VALUE! | #VALUE! | #VALUE! | #VALUE! | 0
|  |  |  | 0 | 51 | 0 | 8.1 | 0.11666 | 1 | 1.0842e-19 | 0 | 1.0669e-18 | 1.0669e-18 | 1.0669e-18 | 0 | 0 |  |  |  |  | #VALUE! | #VALUE! | #VALUE! | 8.1 | 0.11666 | #VALUE! | #VALUE! | #VALUE! | #VALUE! | #VALUE! | #VALUE! | #VALUE! | #VALUE! |  |  |  |  | #VALUE! | #VALUE! | #VALUE! | 8.1 | 0.11666 | #VALUE! | #VALUE! | #VALUE! | #VALUE! | #VALUE! | #VALUE! | #VALUE! | #VALUE! |  |  |  |  | #VALUE! | #VALUE! | #VALUE! | 8.1 | 0.11666 | #VALUE! | #VALUE! | #VALUE! | #VALUE! | #VALUE! | #VALUE! | #VALUE! | #VALUE! |  |  | #VALUE! | #VALUE! | #VALUE! | #VALUE! | #VALUE! | 8.1 | 0.11666 | #VALUE! | #VALUE! | #VALUE! | #VALUE! | #VALUE! | #VALUE! | #VALUE! | #VALUE! |  |  |  |  | #VALUE! | #VALUE! | #VALUE! | 8.1 | 0.11666 | #VALUE! | #VALUE! | #VALUE! | #VALUE! | #VALUE! | #VALUE! | #VALUE! | #VALUE! |  |  | #VALUE! | #VALUE! | #VALUE! | #VALUE! | #VALUE! | 8.1 | 0.11666 | #VALUE! | #VALUE! | #VALUE! | #VALUE! | #VALUE! | #VALUE! | #VALUE! | #VALUE! |  |  | #VALUE! | #VALUE! | #VALUE! | #VALUE! | #VALUE! | 8.1 | 0.11666 | #VALUE! | #VALUE! | #VALUE! | #VALUE! | #VALUE! | #VALUE! | #VALUE! | #VALUE! | 0 | #REF! | #VALUE! | #VALUE! | #VALUE! | #VALUE! | #VALUE! | #VALUE! | #VALUE! | 0
|  |  |  | 0 | 51 | 0 | 8.2 | 0.11943 | 1 | 1.0842e-19 | 0 | 1.0669e-18 | 1.0669e-18 | 1.0669e-18 | 0 | 0 |  |  |  |  | #VALUE! | #VALUE! | #VALUE! | 8.2 | 0.11943 | #VALUE! | #VALUE! | #VALUE! | #VALUE! | #VALUE! | #VALUE! | #VALUE! | #VALUE! |  |  |  |  | #VALUE! | #VALUE! | #VALUE! | 8.2 | 0.11943 | #VALUE! | #VALUE! | #VALUE! | #VALUE! | #VALUE! | #VALUE! | #VALUE! | #VALUE! |  |  |  |  | #VALUE! | #VALUE! | #VALUE! | 8.2 | 0.11943 | #VALUE! | #VALUE! | #VALUE! | #VALUE! | #VALUE! | #VALUE! | #VALUE! | #VALUE! |  |  | #VALUE! | #VALUE! | #VALUE! | #VALUE! | #VALUE! | 8.2 | 0.11943 | #VALUE! | #VALUE! | #VALUE! | #VALUE! | #VALUE! | #VALUE! | #VALUE! | #VALUE! |  |  |  |  | #VALUE! | #VALUE! | #VALUE! | 8.2 | 0.11943 | #VALUE! | #VALUE! | #VALUE! | #VALUE! | #VALUE! | #VALUE! | #VALUE! | #VALUE! |  |  | #VALUE! | #VALUE! | #VALUE! | #VALUE! | #VALUE! | 8.2 | 0.11943 | #VALUE! | #VALUE! | #VALUE! | #VALUE! | #VALUE! | #VALUE! | #VALUE! | #VALUE! |  |  | #VALUE! | #VALUE! | #VALUE! | #VALUE! | #VALUE! | 8.2 | 0.11943 | #VALUE! | #VALUE! | #VALUE! | #VALUE! | #VALUE! | #VALUE! | #VALUE! | #VALUE! | 0 | #REF! | #VALUE! | #VALUE! | #VALUE! | #VALUE! | #VALUE! | #VALUE! | #VALUE! | 0
|  |  |  | 0 | 51 | 0 | 8.3 | 0.12232 | 1 | 1.0842e-19 | 0 | 1.0669e-18 | 1.0669e-18 | 1.0669e-18 | 0 | 0 |  |  |  |  | #VALUE! | #VALUE! | #VALUE! | 8.3 | 0.12232 | #VALUE! | #VALUE! | #VALUE! | #VALUE! | #VALUE! | #VALUE! | #VALUE! | #VALUE! |  |  |  |  | #VALUE! | #VALUE! | #VALUE! | 8.3 | 0.12232 | #VALUE! | #VALUE! | #VALUE! | #VALUE! | #VALUE! | #VALUE! | #VALUE! | #VALUE! |  |  |  |  | #VALUE! | #VALUE! | #VALUE! | 8.3 | 0.12232 | #VALUE! | #VALUE! | #VALUE! | #VALUE! | #VALUE! | #VALUE! | #VALUE! | #VALUE! |  |  | #VALUE! | #VALUE! | #VALUE! | #VALUE! | #VALUE! | 8.3 | 0.12232 | #VALUE! | #VALUE! | #VALUE! | #VALUE! | #VALUE! | #VALUE! | #VALUE! | #VALUE! |  |  |  |  | #VALUE! | #VALUE! | #VALUE! | 8.3 | 0.12232 | #VALUE! | #VALUE! | #VALUE! | #VALUE! | #VALUE! | #VALUE! | #VALUE! | #VALUE! |  |  | #VALUE! | #VALUE! | #VALUE! | #VALUE! | #VALUE! | 8.3 | 0.12232 | #VALUE! | #VALUE! | #VALUE! | #VALUE! | #VALUE! | #VALUE! | #VALUE! | #VALUE! |  |  | #VALUE! | #VALUE! | #VALUE! | #VALUE! | #VALUE! | 8.3 | 0.12232 | #VALUE! | #VALUE! | #VALUE! | #VALUE! | #VALUE! | #VALUE! | #VALUE! | #VALUE! | 0 | #REF! | #VALUE! | #VALUE! | #VALUE! | #VALUE! | #VALUE! | #VALUE! | #VALUE! | 0
|  |  |  | 0 | 51 | 0 | 8.4 | 0.12532 | 1 | 1.0842e-19 | 0 | 1.0669e-18 | 1.0669e-18 | 1.0669e-18 | 0 | 0 |  |  |  |  | #VALUE! | #VALUE! | #VALUE! | 8.4 | 0.12532 | #VALUE! | #VALUE! | #VALUE! | #VALUE! | #VALUE! | #VALUE! | #VALUE! | #VALUE! |  |  |  |  | #VALUE! | #VALUE! | #VALUE! | 8.4 | 0.12532 | #VALUE! | #VALUE! | #VALUE! | #VALUE! | #VALUE! | #VALUE! | #VALUE! | #VALUE! |  |  |  |  | #VALUE! | #VALUE! | #VALUE! | 8.4 | 0.12532 | #VALUE! | #VALUE! | #VALUE! | #VALUE! | #VALUE! | #VALUE! | #VALUE! | #VALUE! |  |  | #VALUE! | #VALUE! | #VALUE! | #VALUE! | #VALUE! | 8.4 | 0.12532 | #VALUE! | #VALUE! | #VALUE! | #VALUE! | #VALUE! | #VALUE! | #VALUE! | #VALUE! |  |  |  |  | #VALUE! | #VALUE! | #VALUE! | 8.4 | 0.12532 | #VALUE! | #VALUE! | #VALUE! | #VALUE! | #VALUE! | #VALUE! | #VALUE! | #VALUE! |  |  | #VALUE! | #VALUE! | #VALUE! | #VALUE! | #VALUE! | 8.4 | 0.12532 | #VALUE! | #VALUE! | #VALUE! | #VALUE! | #VALUE! | #VALUE! | #VALUE! | #VALUE! |  |  | #VALUE! | #VALUE! | #VALUE! | #VALUE! | #VALUE! | 8.4 | 0.12532 | #VALUE! | #VALUE! | #VALUE! | #VALUE! | #VALUE! | #VALUE! | #VALUE! | #VALUE! | 0 | #REF! | #VALUE! | #VALUE! | #VALUE! | #VALUE! | #VALUE! | #VALUE! | #VALUE! | 0
|  |  |  | 0 | 51 | 0 | 8.5 | 0.12844 | 1 | 1.0842e-19 | 0 | 1.0669e-18 | 1.0669e-18 | 1.0669e-18 | 0 | 0 |  |  |  |  | #VALUE! | #VALUE! | #VALUE! | 8.5 | 0.12844 | #VALUE! | #VALUE! | #VALUE! | #VALUE! | #VALUE! | #VALUE! | #VALUE! | #VALUE! |  |  |  |  | #VALUE! | #VALUE! | #VALUE! | 8.5 | 0.12844 | #VALUE! | #VALUE! | #VALUE! | #VALUE! | #VALUE! | #VALUE! | #VALUE! | #VALUE! |  |  |  |  | #VALUE! | #VALUE! | #VALUE! | 8.5 | 0.12844 | #VALUE! | #VALUE! | #VALUE! | #VALUE! | #VALUE! | #VALUE! | #VALUE! | #VALUE! |  |  | #VALUE! | #VALUE! | #VALUE! | #VALUE! | #VALUE! | 8.5 | 0.12844 | #VALUE! | #VALUE! | #VALUE! | #VALUE! | #VALUE! | #VALUE! | #VALUE! | #VALUE! |  |  |  |  | #VALUE! | #VALUE! | #VALUE! | 8.5 | 0.12844 | #VALUE! | #VALUE! | #VALUE! | #VALUE! | #VALUE! | #VALUE! | #VALUE! | #VALUE! |  |  | #VALUE! | #VALUE! | #VALUE! | #VALUE! | #VALUE! | 8.5 | 0.12844 | #VALUE! | #VALUE! | #VALUE! | #VALUE! | #VALUE! | #VALUE! | #VALUE! | #VALUE! |  |  | #VALUE! | #VALUE! | #VALUE! | #VALUE! | #VALUE! | 8.5 | 0.12844 | #VALUE! | #VALUE! | #VALUE! | #VALUE! | #VALUE! | #VALUE! | #VALUE! | #VALUE! | 0 | #REF! | #VALUE! | #VALUE! | #VALUE! | #VALUE! | #VALUE! | #VALUE! | #VALUE! | 0
|  |  |  | 0 | 51 | 0 | 8.6 | 0.13167 | 1 | 1.0842e-19 | 0 | 1.0669e-18 | 1.0669e-18 | 1.0669e-18 | 0 | 0 |  |  |  |  | #VALUE! | #VALUE! | #VALUE! | 8.6 | 0.13167 | #VALUE! | #VALUE! | #VALUE! | #VALUE! | #VALUE! | #VALUE! | #VALUE! | #VALUE! |  |  |  |  | #VALUE! | #VALUE! | #VALUE! | 8.6 | 0.13167 | #VALUE! | #VALUE! | #VALUE! | #VALUE! | #VALUE! | #VALUE! | #VALUE! | #VALUE! |  |  |  |  | #VALUE! | #VALUE! | #VALUE! | 8.6 | 0.13167 | #VALUE! | #VALUE! | #VALUE! | #VALUE! | #VALUE! | #VALUE! | #VALUE! | #VALUE! |  |  | #VALUE! | #VALUE! | #VALUE! | #VALUE! | #VALUE! | 8.6 | 0.13167 | #VALUE! | #VALUE! | #VALUE! | #VALUE! | #VALUE! | #VALUE! | #VALUE! | #VALUE! |  |  |  |  | #VALUE! | #VALUE! | #VALUE! | 8.6 | 0.13167 | #VALUE! | #VALUE! | #VALUE! | #VALUE! | #VALUE! | #VALUE! | #VALUE! | #VALUE! |  |  | #VALUE! | #VALUE! | #VALUE! | #VALUE! | #VALUE! | 8.6 | 0.13167 | #VALUE! | #VALUE! | #VALUE! | #VALUE! | #VALUE! | #VALUE! | #VALUE! | #VALUE! |  |  | #VALUE! | #VALUE! | #VALUE! | #VALUE! | #VALUE! | 8.6 | 0.13167 | #VALUE! | #VALUE! | #VALUE! | #VALUE! | #VALUE! | #VALUE! | #VALUE! | #VALUE! | 0 | #REF! | #VALUE! | #VALUE! | #VALUE! | #VALUE! | #VALUE! | #VALUE! | #VALUE! | 0
|  |  |  | 0 | 51 | 0 | 8.7 | 0.13502 | 1 | 1.0842e-19 | 0 | 1.0669e-18 | 1.0669e-18 | 1.0669e-18 | 0 | 0 |  |  |  |  | #VALUE! | #VALUE! | #VALUE! | 8.7 | 0.13502 | #VALUE! | #VALUE! | #VALUE! | #VALUE! | #VALUE! | #VALUE! | #VALUE! | #VALUE! |  |  |  |  | #VALUE! | #VALUE! | #VALUE! | 8.7 | 0.13502 | #VALUE! | #VALUE! | #VALUE! | #VALUE! | #VALUE! | #VALUE! | #VALUE! | #VALUE! |  |  |  |  | #VALUE! | #VALUE! | #VALUE! | 8.7 | 0.13502 | #VALUE! | #VALUE! | #VALUE! | #VALUE! | #VALUE! | #VALUE! | #VALUE! | #VALUE! |  |  | #VALUE! | #VALUE! | #VALUE! | #VALUE! | #VALUE! | 8.7 | 0.13502 | #VALUE! | #VALUE! | #VALUE! | #VALUE! | #VALUE! | #VALUE! | #VALUE! | #VALUE! |  |  |  |  | #VALUE! | #VALUE! | #VALUE! | 8.7 | 0.13502 | #VALUE! | #VALUE! | #VALUE! | #VALUE! | #VALUE! | #VALUE! | #VALUE! | #VALUE! |  |  | #VALUE! | #VALUE! | #VALUE! | #VALUE! | #VALUE! | 8.7 | 0.13502 | #VALUE! | #VALUE! | #VALUE! | #VALUE! | #VALUE! | #VALUE! | #VALUE! | #VALUE! |  |  | #VALUE! | #VALUE! | #VALUE! | #VALUE! | #VALUE! | 8.7 | 0.13502 | #VALUE! | #VALUE! | #VALUE! | #VALUE! | #VALUE! | #VALUE! | #VALUE! | #VALUE! | 0 | #REF! | #VALUE! | #VALUE! | #VALUE! | #VALUE! | #VALUE! | #VALUE! | #VALUE! | 0
|  |  |  | 0 | 51 | 0 | 8.8 | 0.13848 | 1 | 1.0842e-19 | 0 | 1.0669e-18 | 1.0669e-18 | 1.0669e-18 | 0 | 0 |  |  |  |  | #VALUE! | #VALUE! | #VALUE! | 8.8 | 0.13848 | #VALUE! | #VALUE! | #VALUE! | #VALUE! | #VALUE! | #VALUE! | #VALUE! | #VALUE! |  |  |  |  | #VALUE! | #VALUE! | #VALUE! | 8.8 | 0.13848 | #VALUE! | #VALUE! | #VALUE! | #VALUE! | #VALUE! | #VALUE! | #VALUE! | #VALUE! |  |  |  |  | #VALUE! | #VALUE! | #VALUE! | 8.8 | 0.13848 | #VALUE! | #VALUE! | #VALUE! | #VALUE! | #VALUE! | #VALUE! | #VALUE! | #VALUE! |  |  | #VALUE! | #VALUE! | #VALUE! | #VALUE! | #VALUE! | 8.8 | 0.13848 | #VALUE! | #VALUE! | #VALUE! | #VALUE! | #VALUE! | #VALUE! | #VALUE! | #VALUE! |  |  |  |  | #VALUE! | #VALUE! | #VALUE! | 8.8 | 0.13848 | #VALUE! | #VALUE! | #VALUE! | #VALUE! | #VALUE! | #VALUE! | #VALUE! | #VALUE! |  |  | #VALUE! | #VALUE! | #VALUE! | #VALUE! | #VALUE! | 8.8 | 0.13848 | #VALUE! | #VALUE! | #VALUE! | #VALUE! | #VALUE! | #VALUE! | #VALUE! | #VALUE! |  |  | #VALUE! | #VALUE! | #VALUE! | #VALUE! | #VALUE! | 8.8 | 0.13848 | #VALUE! | #VALUE! | #VALUE! | #VALUE! | #VALUE! | #VALUE! | #VALUE! | #VALUE! | 0 | #REF! | #VALUE! | #VALUE! | #VALUE! | #VALUE! | #VALUE! | #VALUE! | #VALUE! | 0
|  |  |  | 0 | 51 | 0 | 8.9 | 0.14206 | 1 | 1.0842e-19 | 0 | 1.0669e-18 | 1.0669e-18 | 1.0669e-18 | 0 | 0 |  |  |  |  | #VALUE! | #VALUE! | #VALUE! | 8.9 | 0.14206 | #VALUE! | #VALUE! | #VALUE! | #VALUE! | #VALUE! | #VALUE! | #VALUE! | #VALUE! |  |  |  |  | #VALUE! | #VALUE! | #VALUE! | 8.9 | 0.14206 | #VALUE! | #VALUE! | #VALUE! | #VALUE! | #VALUE! | #VALUE! | #VALUE! | #VALUE! |  |  |  |  | #VALUE! | #VALUE! | #VALUE! | 8.9 | 0.14206 | #VALUE! | #VALUE! | #VALUE! | #VALUE! | #VALUE! | #VALUE! | #VALUE! | #VALUE! |  |  | #VALUE! | #VALUE! | #VALUE! | #VALUE! | #VALUE! | 8.9 | 0.14206 | #VALUE! | #VALUE! | #VALUE! | #VALUE! | #VALUE! | #VALUE! | #VALUE! | #VALUE! |  |  |  |  | #VALUE! | #VALUE! | #VALUE! | 8.9 | 0.14206 | #VALUE! | #VALUE! | #VALUE! | #VALUE! | #VALUE! | #VALUE! | #VALUE! | #VALUE! |  |  | #VALUE! | #VALUE! | #VALUE! | #VALUE! | #VALUE! | 8.9 | 0.14206 | #VALUE! | #VALUE! | #VALUE! | #VALUE! | #VALUE! | #VALUE! | #VALUE! | #VALUE! |  |  | #VALUE! | #VALUE! | #VALUE! | #VALUE! | #VALUE! | 8.9 | 0.14206 | #VALUE! | #VALUE! | #VALUE! | #VALUE! | #VALUE! | #VALUE! | #VALUE! | #VALUE! | 0 | #REF! | #VALUE! | #VALUE! | #VALUE! | #VALUE! | #VALUE! | #VALUE! | #VALUE! | 0
|  |  |  | 0 | 51 | 0 | 9 | 0.14575 | 1 | 1.0842e-19 | 0 | 1.0669e-18 | 1.0669e-18 | 1.0669e-18 | 0 | 0 |  |  |  |  | #VALUE! | #VALUE! | #VALUE! | 9 | 0.14575 | #VALUE! | #VALUE! | #VALUE! | #VALUE! | #VALUE! | #VALUE! | #VALUE! | #VALUE! |  |  |  |  | #VALUE! | #VALUE! | #VALUE! | 9 | 0.14575 | #VALUE! | #VALUE! | #VALUE! | #VALUE! | #VALUE! | #VALUE! | #VALUE! | #VALUE! |  |  |  |  | #VALUE! | #VALUE! | #VALUE! | 9 | 0.14575 | #VALUE! | #VALUE! | #VALUE! | #VALUE! | #VALUE! | #VALUE! | #VALUE! | #VALUE! |  |  | #VALUE! | #VALUE! | #VALUE! | #VALUE! | #VALUE! | 9 | 0.14575 | #VALUE! | #VALUE! | #VALUE! | #VALUE! | #VALUE! | #VALUE! | #VALUE! | #VALUE! |  |  |  |  | #VALUE! | #VALUE! | #VALUE! | 9 | 0.14575 | #VALUE! | #VALUE! | #VALUE! | #VALUE! | #VALUE! | #VALUE! | #VALUE! | #VALUE! |  |  | #VALUE! | #VALUE! | #VALUE! | #VALUE! | #VALUE! | 9 | 0.14575 | #VALUE! | #VALUE! | #VALUE! | #VALUE! | #VALUE! | #VALUE! | #VALUE! | #VALUE! |  |  | #VALUE! | #VALUE! | #VALUE! | #VALUE! | #VALUE! | 9 | 0.14575 | #VALUE! | #VALUE! | #VALUE! | #VALUE! | #VALUE! | #VALUE! | #VALUE! | #VALUE! | 0 | #REF! | #VALUE! | #VALUE! | #VALUE! | #VALUE! | #VALUE! | #VALUE! | #VALUE! | 0
|  |  |  | 0 | 51 | 0 | 9.1 | 0.14956 | 1 | 1.0842e-19 | 0 | 1.0669e-18 | 1.0669e-18 | 1.0669e-18 | 0 | 0 |  |  |  |  | #VALUE! | #VALUE! | #VALUE! | 9.1 | 0.14956 | #VALUE! | #VALUE! | #VALUE! | #VALUE! | #VALUE! | #VALUE! | #VALUE! | #VALUE! |  |  |  |  | #VALUE! | #VALUE! | #VALUE! | 9.1 | 0.14956 | #VALUE! | #VALUE! | #VALUE! | #VALUE! | #VALUE! | #VALUE! | #VALUE! | #VALUE! |  |  |  |  | #VALUE! | #VALUE! | #VALUE! | 9.1 | 0.14956 | #VALUE! | #VALUE! | #VALUE! | #VALUE! | #VALUE! | #VALUE! | #VALUE! | #VALUE! |  |  | #VALUE! | #VALUE! | #VALUE! | #VALUE! | #VALUE! | 9.1 | 0.14956 | #VALUE! | #VALUE! | #VALUE! | #VALUE! | #VALUE! | #VALUE! | #VALUE! | #VALUE! |  |  |  |  | #VALUE! | #VALUE! | #VALUE! | 9.1 | 0.14956 | #VALUE! | #VALUE! | #VALUE! | #VALUE! | #VALUE! | #VALUE! | #VALUE! | #VALUE! |  |  | #VALUE! | #VALUE! | #VALUE! | #VALUE! | #VALUE! | 9.1 | 0.14956 | #VALUE! | #VALUE! | #VALUE! | #VALUE! | #VALUE! | #VALUE! | #VALUE! | #VALUE! |  |  | #VALUE! | #VALUE! | #VALUE! | #VALUE! | #VALUE! | 9.1 | 0.14956 | #VALUE! | #VALUE! | #VALUE! | #VALUE! | #VALUE! | #VALUE! | #VALUE! | #VALUE! | 0 | #REF! | #VALUE! | #VALUE! | #VALUE! | #VALUE! | #VALUE! | #VALUE! | #VALUE! | 0
|  |  |  | 0 | 51 | 0 | 9.2 | 0.15348 | 1 | 1.0842e-19 | 0 | 1.0669e-18 | 1.0669e-18 | 1.0669e-18 | 0 | 0 |  |  |  |  | #VALUE! | #VALUE! | #VALUE! | 9.2 | 0.15348 | #VALUE! | #VALUE! | #VALUE! | #VALUE! | #VALUE! | #VALUE! | #VALUE! | #VALUE! |  |  |  |  | #VALUE! | #VALUE! | #VALUE! | 9.2 | 0.15348 | #VALUE! | #VALUE! | #VALUE! | #VALUE! | #VALUE! | #VALUE! | #VALUE! | #VALUE! |  |  |  |  | #VALUE! | #VALUE! | #VALUE! | 9.2 | 0.15348 | #VALUE! | #VALUE! | #VALUE! | #VALUE! | #VALUE! | #VALUE! | #VALUE! | #VALUE! |  |  | #VALUE! | #VALUE! | #VALUE! | #VALUE! | #VALUE! | 9.2 | 0.15348 | #VALUE! | #VALUE! | #VALUE! | #VALUE! | #VALUE! | #VALUE! | #VALUE! | #VALUE! |  |  |  |  | #VALUE! | #VALUE! | #VALUE! | 9.2 | 0.15348 | #VALUE! | #VALUE! | #VALUE! | #VALUE! | #VALUE! | #VALUE! | #VALUE! | #VALUE! |  |  | #VALUE! | #VALUE! | #VALUE! | #VALUE! | #VALUE! | 9.2 | 0.15348 | #VALUE! | #VALUE! | #VALUE! | #VALUE! | #VALUE! | #VALUE! | #VALUE! | #VALUE! |  |  | #VALUE! | #VALUE! | #VALUE! | #VALUE! | #VALUE! | 9.2 | 0.15348 | #VALUE! | #VALUE! | #VALUE! | #VALUE! | #VALUE! | #VALUE! | #VALUE! | #VALUE! | 0 | #REF! | #VALUE! | #VALUE! | #VALUE! | #VALUE! | #VALUE! | #VALUE! | #VALUE! | 0
|  |  |  | 0 | 51 | 0 | 9.3 | 0.15752 | 1 | 1.0842e-19 | 0 | 1.0669e-18 | 1.0669e-18 | 1.0669e-18 | 0 | 0 |  |  |  |  | #VALUE! | #VALUE! | #VALUE! | 9.3 | 0.15752 | #VALUE! | #VALUE! | #VALUE! | #VALUE! | #VALUE! | #VALUE! | #VALUE! | #VALUE! |  |  |  |  | #VALUE! | #VALUE! | #VALUE! | 9.3 | 0.15752 | #VALUE! | #VALUE! | #VALUE! | #VALUE! | #VALUE! | #VALUE! | #VALUE! | #VALUE! |  |  |  |  | #VALUE! | #VALUE! | #VALUE! | 9.3 | 0.15752 | #VALUE! | #VALUE! | #VALUE! | #VALUE! | #VALUE! | #VALUE! | #VALUE! | #VALUE! |  |  | #VALUE! | #VALUE! | #VALUE! | #VALUE! | #VALUE! | 9.3 | 0.15752 | #VALUE! | #VALUE! | #VALUE! | #VALUE! | #VALUE! | #VALUE! | #VALUE! | #VALUE! |  |  |  |  | #VALUE! | #VALUE! | #VALUE! | 9.3 | 0.15752 | #VALUE! | #VALUE! | #VALUE! | #VALUE! | #VALUE! | #VALUE! | #VALUE! | #VALUE! |  |  | #VALUE! | #VALUE! | #VALUE! | #VALUE! | #VALUE! | 9.3 | 0.15752 | #VALUE! | #VALUE! | #VALUE! | #VALUE! | #VALUE! | #VALUE! | #VALUE! | #VALUE! |  |  | #VALUE! | #VALUE! | #VALUE! | #VALUE! | #VALUE! | 9.3 | 0.15752 | #VALUE! | #VALUE! | #VALUE! | #VALUE! | #VALUE! | #VALUE! | #VALUE! | #VALUE! | 0 | #REF! | #VALUE! | #VALUE! | #VALUE! | #VALUE! | #VALUE! | #VALUE! | #VALUE! | 0
|  |  |  | 0 | 51 | 0 | 9.4 | 0.16167 | 1 | 1.0842e-19 | 0 | 1.0669e-18 | 1.0669e-18 | 1.0669e-18 | 0 | 0 |  |  |  |  | #VALUE! | #VALUE! | #VALUE! | 9.4 | 0.16167 | #VALUE! | #VALUE! | #VALUE! | #VALUE! | #VALUE! | #VALUE! | #VALUE! | #VALUE! |  |  |  |  | #VALUE! | #VALUE! | #VALUE! | 9.4 | 0.16167 | #VALUE! | #VALUE! | #VALUE! | #VALUE! | #VALUE! | #VALUE! | #VALUE! | #VALUE! |  |  |  |  | #VALUE! | #VALUE! | #VALUE! | 9.4 | 0.16167 | #VALUE! | #VALUE! | #VALUE! | #VALUE! | #VALUE! | #VALUE! | #VALUE! | #VALUE! |  |  | #VALUE! | #VALUE! | #VALUE! | #VALUE! | #VALUE! | 9.4 | 0.16167 | #VALUE! | #VALUE! | #VALUE! | #VALUE! | #VALUE! | #VALUE! | #VALUE! | #VALUE! |  |  |  |  | #VALUE! | #VALUE! | #VALUE! | 9.4 | 0.16167 | #VALUE! | #VALUE! | #VALUE! | #VALUE! | #VALUE! | #VALUE! | #VALUE! | #VALUE! |  |  | #VALUE! | #VALUE! | #VALUE! | #VALUE! | #VALUE! | 9.4 | 0.16167 | #VALUE! | #VALUE! | #VALUE! | #VALUE! | #VALUE! | #VALUE! | #VALUE! | #VALUE! |  |  | #VALUE! | #VALUE! | #VALUE! | #VALUE! | #VALUE! | 9.4 | 0.16167 | #VALUE! | #VALUE! | #VALUE! | #VALUE! | #VALUE! | #VALUE! | #VALUE! | #VALUE! | 0 | #REF! | #VALUE! | #VALUE! | #VALUE! | #VALUE! | #VALUE! | #VALUE! | #VALUE! | 0
|  |  |  | 0 | 51 | 0 | 9.5 | 0.16594 | 1 | 1.0842e-19 | 0 | 1.0669e-18 | 1.0669e-18 | 1.0669e-18 | 0 | 0 |  |  |  |  | #VALUE! | #VALUE! | #VALUE! | 9.5 | 0.16594 | #VALUE! | #VALUE! | #VALUE! | #VALUE! | #VALUE! | #VALUE! | #VALUE! | #VALUE! |  |  |  |  | #VALUE! | #VALUE! | #VALUE! | 9.5 | 0.16594 | #VALUE! | #VALUE! | #VALUE! | #VALUE! | #VALUE! | #VALUE! | #VALUE! | #VALUE! |  |  |  |  | #VALUE! | #VALUE! | #VALUE! | 9.5 | 0.16594 | #VALUE! | #VALUE! | #VALUE! | #VALUE! | #VALUE! | #VALUE! | #VALUE! | #VALUE! |  |  | #VALUE! | #VALUE! | #VALUE! | #VALUE! | #VALUE! | 9.5 | 0.16594 | #VALUE! | #VALUE! | #VALUE! | #VALUE! | #VALUE! | #VALUE! | #VALUE! | #VALUE! |  |  |  |  | #VALUE! | #VALUE! | #VALUE! | 9.5 | 0.16594 | #VALUE! | #VALUE! | #VALUE! | #VALUE! | #VALUE! | #VALUE! | #VALUE! | #VALUE! |  |  | #VALUE! | #VALUE! | #VALUE! | #VALUE! | #VALUE! | 9.5 | 0.16594 | #VALUE! | #VALUE! | #VALUE! | #VALUE! | #VALUE! | #VALUE! | #VALUE! | #VALUE! |  |  | #VALUE! | #VALUE! | #VALUE! | #VALUE! | #VALUE! | 9.5 | 0.16594 | #VALUE! | #VALUE! | #VALUE! | #VALUE! | #VALUE! | #VALUE! | #VALUE! | #VALUE! | 0 | #REF! | #VALUE! | #VALUE! | #VALUE! | #VALUE! | #VALUE! | #VALUE! | #VALUE! | 0
|  |  |  | 0 | 51 | 0 | 9.6 | 0.17032 | 1 | 1.0842e-19 | 0 | 1.0669e-18 | 1.0669e-18 | 1.0669e-18 | 0 | 0 |  |  |  |  | #VALUE! | #VALUE! | #VALUE! | 9.6 | 0.17032 | #VALUE! | #VALUE! | #VALUE! | #VALUE! | #VALUE! | #VALUE! | #VALUE! | #VALUE! |  |  |  |  | #VALUE! | #VALUE! | #VALUE! | 9.6 | 0.17032 | #VALUE! | #VALUE! | #VALUE! | #VALUE! | #VALUE! | #VALUE! | #VALUE! | #VALUE! |  |  |  |  | #VALUE! | #VALUE! | #VALUE! | 9.6 | 0.17032 | #VALUE! | #VALUE! | #VALUE! | #VALUE! | #VALUE! | #VALUE! | #VALUE! | #VALUE! |  |  | #VALUE! | #VALUE! | #VALUE! | #VALUE! | #VALUE! | 9.6 | 0.17032 | #VALUE! | #VALUE! | #VALUE! | #VALUE! | #VALUE! | #VALUE! | #VALUE! | #VALUE! |  |  |  |  | #VALUE! | #VALUE! | #VALUE! | 9.6 | 0.17032 | #VALUE! | #VALUE! | #VALUE! | #VALUE! | #VALUE! | #VALUE! | #VALUE! | #VALUE! |  |  | #VALUE! | #VALUE! | #VALUE! | #VALUE! | #VALUE! | 9.6 | 0.17032 | #VALUE! | #VALUE! | #VALUE! | #VALUE! | #VALUE! | #VALUE! | #VALUE! | #VALUE! |  |  | #VALUE! | #VALUE! | #VALUE! | #VALUE! | #VALUE! | 9.6 | 0.17032 | #VALUE! | #VALUE! | #VALUE! | #VALUE! | #VALUE! | #VALUE! | #VALUE! | #VALUE! | 0 | #REF! | #VALUE! | #VALUE! | #VALUE! | #VALUE! | #VALUE! | #VALUE! | #VALUE! | 0
|  |  |  | 0 | 51 | 0 | 9.7 | 0.17482 | 1 | 1.0842e-19 | 0 | 1.0669e-18 | 1.0669e-18 | 1.0669e-18 | 0 | 0 |  |  |  |  | #VALUE! | #VALUE! | #VALUE! | 9.7 | 0.17482 | #VALUE! | #VALUE! | #VALUE! | #VALUE! | #VALUE! | #VALUE! | #VALUE! | #VALUE! |  |  |  |  | #VALUE! | #VALUE! | #VALUE! | 9.7 | 0.17482 | #VALUE! | #VALUE! | #VALUE! | #VALUE! | #VALUE! | #VALUE! | #VALUE! | #VALUE! |  |  |  |  | #VALUE! | #VALUE! | #VALUE! | 9.7 | 0.17482 | #VALUE! | #VALUE! | #VALUE! | #VALUE! | #VALUE! | #VALUE! | #VALUE! | #VALUE! |  |  | #VALUE! | #VALUE! | #VALUE! | #VALUE! | #VALUE! | 9.7 | 0.17482 | #VALUE! | #VALUE! | #VALUE! | #VALUE! | #VALUE! | #VALUE! | #VALUE! | #VALUE! |  |  |  |  | #VALUE! | #VALUE! | #VALUE! | 9.7 | 0.17482 | #VALUE! | #VALUE! | #VALUE! | #VALUE! | #VALUE! | #VALUE! | #VALUE! | #VALUE! |  |  | #VALUE! | #VALUE! | #VALUE! | #VALUE! | #VALUE! | 9.7 | 0.17482 | #VALUE! | #VALUE! | #VALUE! | #VALUE! | #VALUE! | #VALUE! | #VALUE! | #VALUE! |  |  | #VALUE! | #VALUE! | #VALUE! | #VALUE! | #VALUE! | 9.7 | 0.17482 | #VALUE! | #VALUE! | #VALUE! | #VALUE! | #VALUE! | #VALUE! | #VALUE! | #VALUE! | 0 | #REF! | #VALUE! | #VALUE! | #VALUE! | #VALUE! | #VALUE! | #VALUE! | #VALUE! | 0
|  |  |  | 0 | 51 | 0 | 9.8 | 0.17943 | 1 | 1.0842e-19 | 0 | 1.0669e-18 | 1.0669e-18 | 1.0669e-18 | 0 | 0 |  |  |  |  | #VALUE! | #VALUE! | #VALUE! | 9.8 | 0.17943 | #VALUE! | #VALUE! | #VALUE! | #VALUE! | #VALUE! | #VALUE! | #VALUE! | #VALUE! |  |  |  |  | #VALUE! | #VALUE! | #VALUE! | 9.8 | 0.17943 | #VALUE! | #VALUE! | #VALUE! | #VALUE! | #VALUE! | #VALUE! | #VALUE! | #VALUE! |  |  |  |  | #VALUE! | #VALUE! | #VALUE! | 9.8 | 0.17943 | #VALUE! | #VALUE! | #VALUE! | #VALUE! | #VALUE! | #VALUE! | #VALUE! | #VALUE! |  |  | #VALUE! | #VALUE! | #VALUE! | #VALUE! | #VALUE! | 9.8 | 0.17943 | #VALUE! | #VALUE! | #VALUE! | #VALUE! | #VALUE! | #VALUE! | #VALUE! | #VALUE! |  |  |  |  | #VALUE! | #VALUE! | #VALUE! | 9.8 | 0.17943 | #VALUE! | #VALUE! | #VALUE! | #VALUE! | #VALUE! | #VALUE! | #VALUE! | #VALUE! |  |  | #VALUE! | #VALUE! | #VALUE! | #VALUE! | #VALUE! | 9.8 | 0.17943 | #VALUE! | #VALUE! | #VALUE! | #VALUE! | #VALUE! | #VALUE! | #VALUE! | #VALUE! |  |  | #VALUE! | #VALUE! | #VALUE! | #VALUE! | #VALUE! | 9.8 | 0.17943 | #VALUE! | #VALUE! | #VALUE! | #VALUE! | #VALUE! | #VALUE! | #VALUE! | #VALUE! | 0 | #REF! | #VALUE! | #VALUE! | #VALUE! | #VALUE! | #VALUE! | #VALUE! | #VALUE! | 0
|  |  |  | 0 | 51 | 0 | 9.9 | 0.18416 | 1 | 1.0842e-19 | 0 | 1.0669e-18 | 1.0669e-18 | 1.0669e-18 | 0 | 0 |  |  |  |  | #VALUE! | #VALUE! | #VALUE! | 9.9 | 0.18416 | #VALUE! | #VALUE! | #VALUE! | #VALUE! | #VALUE! | #VALUE! | #VALUE! | #VALUE! |  |  |  |  | #VALUE! | #VALUE! | #VALUE! | 9.9 | 0.18416 | #VALUE! | #VALUE! | #VALUE! | #VALUE! | #VALUE! | #VALUE! | #VALUE! | #VALUE! |  |  |  |  | #VALUE! | #VALUE! | #VALUE! | 9.9 | 0.18416 | #VALUE! | #VALUE! | #VALUE! | #VALUE! | #VALUE! | #VALUE! | #VALUE! | #VALUE! |  |  | #VALUE! | #VALUE! | #VALUE! | #VALUE! | #VALUE! | 9.9 | 0.18416 | #VALUE! | #VALUE! | #VALUE! | #VALUE! | #VALUE! | #VALUE! | #VALUE! | #VALUE! |  |  |  |  | #VALUE! | #VALUE! | #VALUE! | 9.9 | 0.18416 | #VALUE! | #VALUE! | #VALUE! | #VALUE! | #VALUE! | #VALUE! | #VALUE! | #VALUE! |  |  | #VALUE! | #VALUE! | #VALUE! | #VALUE! | #VALUE! | 9.9 | 0.18416 | #VALUE! | #VALUE! | #VALUE! | #VALUE! | #VALUE! | #VALUE! | #VALUE! | #VALUE! |  |  | #VALUE! | #VALUE! | #VALUE! | #VALUE! | #VALUE! | 9.9 | 0.18416 | #VALUE! | #VALUE! | #VALUE! | #VALUE! | #VALUE! | #VALUE! | #VALUE! | #VALUE! | 0 | #REF! | #VALUE! | #VALUE! | #VALUE! | #VALUE! | #VALUE! | #VALUE! | #VALUE! | 0
|  |  |  | 0 | 51 | 0 | 10 | 0.189 | 1 | 1.0842e-19 | 0 | 1.0669e-18 | 1.0669e-18 | 1.0669e-18 | 0 | 0 |  |  |  |  | #VALUE! | #VALUE! | #VALUE! | 10 | 0.189 | #VALUE! | #VALUE! | #VALUE! | #VALUE! | #VALUE! | #VALUE! | #VALUE! | #VALUE! |  |  |  |  | #VALUE! | #VALUE! | #VALUE! | 10 | 0.189 | #VALUE! | #VALUE! | #VALUE! | #VALUE! | #VALUE! | #VALUE! | #VALUE! | #VALUE! |  |  |  |  | #VALUE! | #VALUE! | #VALUE! | 10 | 0.189 | #VALUE! | #VALUE! | #VALUE! | #VALUE! | #VALUE! | #VALUE! | #VALUE! | #VALUE! |  |  | #VALUE! | #VALUE! | #VALUE! | #VALUE! | #VALUE! | 10 | 0.189 | #VALUE! | #VALUE! | #VALUE! | #VALUE! | #VALUE! | #VALUE! | #VALUE! | #VALUE! |  |  |  |  | #VALUE! | #VALUE! | #VALUE! | 10 | 0.189 | #VALUE! | #VALUE! | #VALUE! | #VALUE! | #VALUE! | #VALUE! | #VALUE! | #VALUE! |  |  | #VALUE! | #VALUE! | #VALUE! | #VALUE! | #VALUE! | 10 | 0.189 | #VALUE! | #VALUE! | #VALUE! | #VALUE! | #VALUE! | #VALUE! | #VALUE! | #VALUE! |  |  | #VALUE! | #VALUE! | #VALUE! | #VALUE! | #VALUE! | 10 | 0.189 | #VALUE! | #VALUE! | #VALUE! | #VALUE! | #VALUE! | #VALUE! | #VALUE! | #VALUE! | 0 | #REF! | #VALUE! | #VALUE! | #VALUE! | #VALUE! | #VALUE! | #VALUE! | #VALUE! | 0
|  |  |  | 0 | 51 | 0 | 10.1 | 0.19402 | 1 | 1.0842e-19 | 0 | 1.0669e-18 | 1.0669e-18 | 1.0669e-18 | 0 | 0 |  |  |  |  | #VALUE! | #VALUE! | #VALUE! | 10.1 | 0.19402 | #VALUE! | #VALUE! | #VALUE! | #VALUE! | #VALUE! | #VALUE! | #VALUE! | #VALUE! |  |  |  |  | #VALUE! | #VALUE! | #VALUE! | 10.1 | 0.19402 | #VALUE! | #VALUE! | #VALUE! | #VALUE! | #VALUE! | #VALUE! | #VALUE! | #VALUE! |  |  |  |  | #VALUE! | #VALUE! | #VALUE! | 10.1 | 0.19402 | #VALUE! | #VALUE! | #VALUE! | #VALUE! | #VALUE! | #VALUE! | #VALUE! | #VALUE! |  |  | #VALUE! | #VALUE! | #VALUE! | #VALUE! | #VALUE! | 10.1 | 0.19402 | #VALUE! | #VALUE! | #VALUE! | #VALUE! | #VALUE! | #VALUE! | #VALUE! | #VALUE! |  |  |  |  | #VALUE! | #VALUE! | #VALUE! | 10.1 | 0.19402 | #VALUE! | #VALUE! | #VALUE! | #VALUE! | #VALUE! | #VALUE! | #VALUE! | #VALUE! |  |  | #VALUE! | #VALUE! | #VALUE! | #VALUE! | #VALUE! | 10.1 | 0.19402 | #VALUE! | #VALUE! | #VALUE! | #VALUE! | #VALUE! | #VALUE! | #VALUE! | #VALUE! |  |  | #VALUE! | #VALUE! | #VALUE! | #VALUE! | #VALUE! | 10.1 | 0.19402 | #VALUE! | #VALUE! | #VALUE! | #VALUE! | #VALUE! | #VALUE! | #VALUE! | #VALUE! | 0 | #REF! | #VALUE! | #VALUE! | #VALUE! | #VALUE! | #VALUE! | #VALUE! | #VALUE! | 0
|  |  |  | 0 | 51 | 0 | 10.2 | 0.19928 | 1 | 1.0842e-19 | 0 | 1.0669e-18 | 1.0669e-18 | 1.0669e-18 | 0 | 0 |  |  |  |  | #VALUE! | #VALUE! | #VALUE! | 10.2 | 0.19928 | #VALUE! | #VALUE! | #VALUE! | #VALUE! | #VALUE! | #VALUE! | #VALUE! | #VALUE! |  |  |  |  | #VALUE! | #VALUE! | #VALUE! | 10.2 | 0.19928 | #VALUE! | #VALUE! | #VALUE! | #VALUE! | #VALUE! | #VALUE! | #VALUE! | #VALUE! |  |  |  |  | #VALUE! | #VALUE! | #VALUE! | 10.2 | 0.19928 | #VALUE! | #VALUE! | #VALUE! | #VALUE! | #VALUE! | #VALUE! | #VALUE! | #VALUE! |  |  | #VALUE! | #VALUE! | #VALUE! | #VALUE! | #VALUE! | 10.2 | 0.19928 | #VALUE! | #VALUE! | #VALUE! | #VALUE! | #VALUE! | #VALUE! | #VALUE! | #VALUE! |  |  |  |  | #VALUE! | #VALUE! | #VALUE! | 10.2 | 0.19928 | #VALUE! | #VALUE! | #VALUE! | #VALUE! | #VALUE! | #VALUE! | #VALUE! | #VALUE! |  |  | #VALUE! | #VALUE! | #VALUE! | #VALUE! | #VALUE! | 10.2 | 0.19928 | #VALUE! | #VALUE! | #VALUE! | #VALUE! | #VALUE! | #VALUE! | #VALUE! | #VALUE! |  |  | #VALUE! | #VALUE! | #VALUE! | #VALUE! | #VALUE! | 10.2 | 0.19928 | #VALUE! | #VALUE! | #VALUE! | #VALUE! | #VALUE! | #VALUE! | #VALUE! | #VALUE! | 0 | #REF! | #VALUE! | #VALUE! | #VALUE! | #VALUE! | #VALUE! | #VALUE! | #VALUE! | 0
|  |  |  | 0 | 51 | 0 | 10.3 | 0.20478 | 1 | 1.0842e-19 | 0 | 1.0669e-18 | 1.0669e-18 | 1.0669e-18 | 0 | 0 |  |  |  |  | #VALUE! | #VALUE! | #VALUE! | 10.3 | 0.20478 | #VALUE! | #VALUE! | #VALUE! | #VALUE! | #VALUE! | #VALUE! | #VALUE! | #VALUE! |  |  |  |  | #VALUE! | #VALUE! | #VALUE! | 10.3 | 0.20478 | #VALUE! | #VALUE! | #VALUE! | #VALUE! | #VALUE! | #VALUE! | #VALUE! | #VALUE! |  |  |  |  | #VALUE! | #VALUE! | #VALUE! | 10.3 | 0.20478 | #VALUE! | #VALUE! | #VALUE! | #VALUE! | #VALUE! | #VALUE! | #VALUE! | #VALUE! |  |  | #VALUE! | #VALUE! | #VALUE! | #VALUE! | #VALUE! | 10.3 | 0.20478 | #VALUE! | #VALUE! | #VALUE! | #VALUE! | #VALUE! | #VALUE! | #VALUE! | #VALUE! |  |  |  |  | #VALUE! | #VALUE! | #VALUE! | 10.3 | 0.20478 | #VALUE! | #VALUE! | #VALUE! | #VALUE! | #VALUE! | #VALUE! | #VALUE! | #VALUE! |  |  | #VALUE! | #VALUE! | #VALUE! | #VALUE! | #VALUE! | 10.3 | 0.20478 | #VALUE! | #VALUE! | #VALUE! | #VALUE! | #VALUE! | #VALUE! | #VALUE! | #VALUE! |  |  | #VALUE! | #VALUE! | #VALUE! | #VALUE! | #VALUE! | 10.3 | 0.20478 | #VALUE! | #VALUE! | #VALUE! | #VALUE! | #VALUE! | #VALUE! | #VALUE! | #VALUE! | 0 | #REF! | #VALUE! | #VALUE! | #VALUE! | #VALUE! | #VALUE! | #VALUE! | #VALUE! | 0
|  |  |  | 0 | 51 | 0 | 10.4 | 0.21052 | 1 | 1.0842e-19 | 0 | 1.0669e-18 | 1.0669e-18 | 1.0669e-18 | 0 | 0 |  |  |  |  | #VALUE! | #VALUE! | #VALUE! | 10.4 | 0.21052 | #VALUE! | #VALUE! | #VALUE! | #VALUE! | #VALUE! | #VALUE! | #VALUE! | #VALUE! |  |  |  |  | #VALUE! | #VALUE! | #VALUE! | 10.4 | 0.21052 | #VALUE! | #VALUE! | #VALUE! | #VALUE! | #VALUE! | #VALUE! | #VALUE! | #VALUE! |  |  |  |  | #VALUE! | #VALUE! | #VALUE! | 10.4 | 0.21052 | #VALUE! | #VALUE! | #VALUE! | #VALUE! | #VALUE! | #VALUE! | #VALUE! | #VALUE! |  |  | #VALUE! | #VALUE! | #VALUE! | #VALUE! | #VALUE! | 10.4 | 0.21052 | #VALUE! | #VALUE! | #VALUE! | #VALUE! | #VALUE! | #VALUE! | #VALUE! | #VALUE! |  |  |  |  | #VALUE! | #VALUE! | #VALUE! | 10.4 | 0.21052 | #VALUE! | #VALUE! | #VALUE! | #VALUE! | #VALUE! | #VALUE! | #VALUE! | #VALUE! |  |  | #VALUE! | #VALUE! | #VALUE! | #VALUE! | #VALUE! | 10.4 | 0.21052 | #VALUE! | #VALUE! | #VALUE! | #VALUE! | #VALUE! | #VALUE! | #VALUE! | #VALUE! |  |  | #VALUE! | #VALUE! | #VALUE! | #VALUE! | #VALUE! | 10.4 | 0.21052 | #VALUE! | #VALUE! | #VALUE! | #VALUE! | #VALUE! | #VALUE! | #VALUE! | #VALUE! | 0 | #REF! | #VALUE! | #VALUE! | #VALUE! | #VALUE! | #VALUE! | #VALUE! | #VALUE! | 0
|  |  |  | 0 | 51 | 0 | 10.5 | 0.2165 | 1 | 1.0842e-19 | 0 | 1.0669e-18 | 1.0669e-18 | 1.0669e-18 | 0 | 0 |  |  |  |  | #VALUE! | #VALUE! | #VALUE! | 10.5 | 0.2165 | #VALUE! | #VALUE! | #VALUE! | #VALUE! | #VALUE! | #VALUE! | #VALUE! | #VALUE! |  |  |  |  | #VALUE! | #VALUE! | #VALUE! | 10.5 | 0.2165 | #VALUE! | #VALUE! | #VALUE! | #VALUE! | #VALUE! | #VALUE! | #VALUE! | #VALUE! |  |  |  |  | #VALUE! | #VALUE! | #VALUE! | 10.5 | 0.2165 | #VALUE! | #VALUE! | #VALUE! | #VALUE! | #VALUE! | #VALUE! | #VALUE! | #VALUE! |  |  | #VALUE! | #VALUE! | #VALUE! | #VALUE! | #VALUE! | 10.5 | 0.2165 | #VALUE! | #VALUE! | #VALUE! | #VALUE! | #VALUE! | #VALUE! | #VALUE! | #VALUE! |  |  |  |  | #VALUE! | #VALUE! | #VALUE! | 10.5 | 0.2165 | #VALUE! | #VALUE! | #VALUE! | #VALUE! | #VALUE! | #VALUE! | #VALUE! | #VALUE! |  |  | #VALUE! | #VALUE! | #VALUE! | #VALUE! | #VALUE! | 10.5 | 0.2165 | #VALUE! | #VALUE! | #VALUE! | #VALUE! | #VALUE! | #VALUE! | #VALUE! | #VALUE! |  |  | #VALUE! | #VALUE! | #VALUE! | #VALUE! | #VALUE! | 10.5 | 0.2165 | #VALUE! | #VALUE! | #VALUE! | #VALUE! | #VALUE! | #VALUE! | #VALUE! | #VALUE! | 0 | #REF! | #VALUE! | #VALUE! | #VALUE! | #VALUE! | #VALUE! | #VALUE! | #VALUE! | 0
|  |  |  | 0 | 51 | 0 | 10.6 | 0.22272 | 1 | 1.0842e-19 | 0 | 1.0669e-18 | 1.0669e-18 | 1.0669e-18 | 0 | 0 |  |  |  |  | #VALUE! | #VALUE! | #VALUE! | 10.6 | 0.22272 | #VALUE! | #VALUE! | #VALUE! | #VALUE! | #VALUE! | #VALUE! | #VALUE! | #VALUE! |  |  |  |  | #VALUE! | #VALUE! | #VALUE! | 10.6 | 0.22272 | #VALUE! | #VALUE! | #VALUE! | #VALUE! | #VALUE! | #VALUE! | #VALUE! | #VALUE! |  |  |  |  | #VALUE! | #VALUE! | #VALUE! | 10.6 | 0.22272 | #VALUE! | #VALUE! | #VALUE! | #VALUE! | #VALUE! | #VALUE! | #VALUE! | #VALUE! |  |  | #VALUE! | #VALUE! | #VALUE! | #VALUE! | #VALUE! | 10.6 | 0.22272 | #VALUE! | #VALUE! | #VALUE! | #VALUE! | #VALUE! | #VALUE! | #VALUE! | #VALUE! |  |  |  |  | #VALUE! | #VALUE! | #VALUE! | 10.6 | 0.22272 | #VALUE! | #VALUE! | #VALUE! | #VALUE! | #VALUE! | #VALUE! | #VALUE! | #VALUE! |  |  | #VALUE! | #VALUE! | #VALUE! | #VALUE! | #VALUE! | 10.6 | 0.22272 | #VALUE! | #VALUE! | #VALUE! | #VALUE! | #VALUE! | #VALUE! | #VALUE! | #VALUE! |  |  | #VALUE! | #VALUE! | #VALUE! | #VALUE! | #VALUE! | 10.6 | 0.22272 | #VALUE! | #VALUE! | #VALUE! | #VALUE! | #VALUE! | #VALUE! | #VALUE! | #VALUE! | 0 | #REF! | #VALUE! | #VALUE! | #VALUE! | #VALUE! | #VALUE! | #VALUE! | #VALUE! | 0
|  |  |  | 0 | 51 | 0 | 10.7 | 0.22918 | 1 | 1.0842e-19 | 0 | 1.0669e-18 | 1.0669e-18 | 1.0669e-18 | 0 | 0 |  |  |  |  | #VALUE! | #VALUE! | #VALUE! | 10.7 | 0.22918 | #VALUE! | #VALUE! | #VALUE! | #VALUE! | #VALUE! | #VALUE! | #VALUE! | #VALUE! |  |  |  |  | #VALUE! | #VALUE! | #VALUE! | 10.7 | 0.22918 | #VALUE! | #VALUE! | #VALUE! | #VALUE! | #VALUE! | #VALUE! | #VALUE! | #VALUE! |  |  |  |  | #VALUE! | #VALUE! | #VALUE! | 10.7 | 0.22918 | #VALUE! | #VALUE! | #VALUE! | #VALUE! | #VALUE! | #VALUE! | #VALUE! | #VALUE! |  |  | #VALUE! | #VALUE! | #VALUE! | #VALUE! | #VALUE! | 10.7 | 0.22918 | #VALUE! | #VALUE! | #VALUE! | #VALUE! | #VALUE! | #VALUE! | #VALUE! | #VALUE! |  |  |  |  | #VALUE! | #VALUE! | #VALUE! | 10.7 | 0.22918 | #VALUE! | #VALUE! | #VALUE! | #VALUE! | #VALUE! | #VALUE! | #VALUE! | #VALUE! |  |  | #VALUE! | #VALUE! | #VALUE! | #VALUE! | #VALUE! | 10.7 | 0.22918 | #VALUE! | #VALUE! | #VALUE! | #VALUE! | #VALUE! | #VALUE! | #VALUE! | #VALUE! |  |  | #VALUE! | #VALUE! | #VALUE! | #VALUE! | #VALUE! | 10.7 | 0.22918 | #VALUE! | #VALUE! | #VALUE! | #VALUE! | #VALUE! | #VALUE! | #VALUE! | #VALUE! | 0 | #REF! | #VALUE! | #VALUE! | #VALUE! | #VALUE! | #VALUE! | #VALUE! | #VALUE! | 0
|  |  |  | 0 | 51 | 0 | 10.8 | 0.23588 | 1 | 1.0842e-19 | 0 | 1.0669e-18 | 1.0669e-18 | 1.0669e-18 | 0 | 0 |  |  |  |  | #VALUE! | #VALUE! | #VALUE! | 10.8 | 0.23588 | #VALUE! | #VALUE! | #VALUE! | #VALUE! | #VALUE! | #VALUE! | #VALUE! | #VALUE! |  |  |  |  | #VALUE! | #VALUE! | #VALUE! | 10.8 | 0.23588 | #VALUE! | #VALUE! | #VALUE! | #VALUE! | #VALUE! | #VALUE! | #VALUE! | #VALUE! |  |  |  |  | #VALUE! | #VALUE! | #VALUE! | 10.8 | 0.23588 | #VALUE! | #VALUE! | #VALUE! | #VALUE! | #VALUE! | #VALUE! | #VALUE! | #VALUE! |  |  | #VALUE! | #VALUE! | #VALUE! | #VALUE! | #VALUE! | 10.8 | 0.23588 | #VALUE! | #VALUE! | #VALUE! | #VALUE! | #VALUE! | #VALUE! | #VALUE! | #VALUE! |  |  |  |  | #VALUE! | #VALUE! | #VALUE! | 10.8 | 0.23588 | #VALUE! | #VALUE! | #VALUE! | #VALUE! | #VALUE! | #VALUE! | #VALUE! | #VALUE! |  |  | #VALUE! | #VALUE! | #VALUE! | #VALUE! | #VALUE! | 10.8 | 0.23588 | #VALUE! | #VALUE! | #VALUE! | #VALUE! | #VALUE! | #VALUE! | #VALUE! | #VALUE! |  |  | #VALUE! | #VALUE! | #VALUE! | #VALUE! | #VALUE! | 10.8 | 0.23588 | #VALUE! | #VALUE! | #VALUE! | #VALUE! | #VALUE! | #VALUE! | #VALUE! | #VALUE! | 0 | #REF! | #VALUE! | #VALUE! | #VALUE! | #VALUE! | #VALUE! | #VALUE! | #VALUE! | 0
|  |  |  | 0 | 51 | 0 | 10.9 | 0.24282 | 1 | 1.0842e-19 | 0 | 1.0669e-18 | 1.0669e-18 | 1.0669e-18 | 0 | 0 |  |  |  |  | #VALUE! | #VALUE! | #VALUE! | 10.9 | 0.24282 | #VALUE! | #VALUE! | #VALUE! | #VALUE! | #VALUE! | #VALUE! | #VALUE! | #VALUE! |  |  |  |  | #VALUE! | #VALUE! | #VALUE! | 10.9 | 0.24282 | #VALUE! | #VALUE! | #VALUE! | #VALUE! | #VALUE! | #VALUE! | #VALUE! | #VALUE! |  |  |  |  | #VALUE! | #VALUE! | #VALUE! | 10.9 | 0.24282 | #VALUE! | #VALUE! | #VALUE! | #VALUE! | #VALUE! | #VALUE! | #VALUE! | #VALUE! |  |  | #VALUE! | #VALUE! | #VALUE! | #VALUE! | #VALUE! | 10.9 | 0.24282 | #VALUE! | #VALUE! | #VALUE! | #VALUE! | #VALUE! | #VALUE! | #VALUE! | #VALUE! |  |  |  |  | #VALUE! | #VALUE! | #VALUE! | 10.9 | 0.24282 | #VALUE! | #VALUE! | #VALUE! | #VALUE! | #VALUE! | #VALUE! | #VALUE! | #VALUE! |  |  | #VALUE! | #VALUE! | #VALUE! | #VALUE! | #VALUE! | 10.9 | 0.24282 | #VALUE! | #VALUE! | #VALUE! | #VALUE! | #VALUE! | #VALUE! | #VALUE! | #VALUE! |  |  | #VALUE! | #VALUE! | #VALUE! | #VALUE! | #VALUE! | 10.9 | 0.24282 | #VALUE! | #VALUE! | #VALUE! | #VALUE! | #VALUE! | #VALUE! | #VALUE! | #VALUE! | 0 | #REF! | #VALUE! | #VALUE! | #VALUE! | #VALUE! | #VALUE! | #VALUE! | #VALUE! | 0
|  |  |  | 0 | 51 | 0 | 11 | 0.25 | 1 | 1.0842e-19 | 0 | 1.0669e-18 | 1.0669e-18 | 1.0669e-18 | 0 | 0 |  |  |  |  | #VALUE! | #VALUE! | #VALUE! | 11 | 0.25 | #VALUE! | #VALUE! | #VALUE! | #VALUE! | #VALUE! | #VALUE! | #VALUE! | #VALUE! |  |  |  |  | #VALUE! | #VALUE! | #VALUE! | 11 | 0.25 | #VALUE! | #VALUE! | #VALUE! | #VALUE! | #VALUE! | #VALUE! | #VALUE! | #VALUE! |  |  |  |  | #VALUE! | #VALUE! | #VALUE! | 11 | 0.25 | #VALUE! | #VALUE! | #VALUE! | #VALUE! | #VALUE! | #VALUE! | #VALUE! | #VALUE! |  |  | #VALUE! | #VALUE! | #VALUE! | #VALUE! | #VALUE! | 11 | 0.25 | #VALUE! | #VALUE! | #VALUE! | #VALUE! | #VALUE! | #VALUE! | #VALUE! | #VALUE! |  |  |  |  | #VALUE! | #VALUE! | #VALUE! | 11 | 0.25 | #VALUE! | #VALUE! | #VALUE! | #VALUE! | #VALUE! | #VALUE! | #VALUE! | #VALUE! |  |  | #VALUE! | #VALUE! | #VALUE! | #VALUE! | #VALUE! | 11 | 0.25 | #VALUE! | #VALUE! | #VALUE! | #VALUE! | #VALUE! | #VALUE! | #VALUE! | #VALUE! |  |  | #VALUE! | #VALUE! | #VALUE! | #VALUE! | #VALUE! | 11 | 0.25 | #VALUE! | #VALUE! | #VALUE! | #VALUE! | #VALUE! | #VALUE! | #VALUE! | #VALUE! | 0 | #REF! | #VALUE! | #VALUE! | #VALUE! | #VALUE! | #VALUE! | #VALUE! | #VALUE! | 0
|  |  |  | 0 | 51 | 0 | 11.1 | 0.25776 | 1 | 1.0842e-19 | 0 | 1.0669e-18 | 1.0669e-18 | 1.0669e-18 | 0 | 0 |  |  |  |  | #VALUE! | #VALUE! | #VALUE! | 11.1 | 0.25776 | #VALUE! | #VALUE! | #VALUE! | #VALUE! | #VALUE! | #VALUE! | #VALUE! | #VALUE! |  |  |  |  | #VALUE! | #VALUE! | #VALUE! | 11.1 | 0.25776 | #VALUE! | #VALUE! | #VALUE! | #VALUE! | #VALUE! | #VALUE! | #VALUE! | #VALUE! |  |  |  |  | #VALUE! | #VALUE! | #VALUE! | 11.1 | 0.25776 | #VALUE! | #VALUE! | #VALUE! | #VALUE! | #VALUE! | #VALUE! | #VALUE! | #VALUE! |  |  | #VALUE! | #VALUE! | #VALUE! | #VALUE! | #VALUE! | 11.1 | 0.25776 | #VALUE! | #VALUE! | #VALUE! | #VALUE! | #VALUE! | #VALUE! | #VALUE! | #VALUE! |  |  |  |  | #VALUE! | #VALUE! | #VALUE! | 11.1 | 0.25776 | #VALUE! | #VALUE! | #VALUE! | #VALUE! | #VALUE! | #VALUE! | #VALUE! | #VALUE! |  |  | #VALUE! | #VALUE! | #VALUE! | #VALUE! | #VALUE! | 11.1 | 0.25776 | #VALUE! | #VALUE! | #VALUE! | #VALUE! | #VALUE! | #VALUE! | #VALUE! | #VALUE! |  |  | #VALUE! | #VALUE! | #VALUE! | #VALUE! | #VALUE! | 11.1 | 0.25776 | #VALUE! | #VALUE! | #VALUE! | #VALUE! | #VALUE! | #VALUE! | #VALUE! | #VALUE! | 0 | #REF! | #VALUE! | #VALUE! | #VALUE! | #VALUE! | #VALUE! | #VALUE! | #VALUE! | 0
|  |  |  | 0 | 51 | 0 | 11.2 | 0.26644 | 1 | 1.0842e-19 | 0 | 1.0669e-18 | 1.0669e-18 | 1.0669e-18 | 0 | 0 |  |  |  |  | #VALUE! | #VALUE! | #VALUE! | 11.2 | 0.26644 | #VALUE! | #VALUE! | #VALUE! | #VALUE! | #VALUE! | #VALUE! | #VALUE! | #VALUE! |  |  |  |  | #VALUE! | #VALUE! | #VALUE! | 11.2 | 0.26644 | #VALUE! | #VALUE! | #VALUE! | #VALUE! | #VALUE! | #VALUE! | #VALUE! | #VALUE! |  |  |  |  | #VALUE! | #VALUE! | #VALUE! | 11.2 | 0.26644 | #VALUE! | #VALUE! | #VALUE! | #VALUE! | #VALUE! | #VALUE! | #VALUE! | #VALUE! |  |  | #VALUE! | #VALUE! | #VALUE! | #VALUE! | #VALUE! | 11.2 | 0.26644 | #VALUE! | #VALUE! | #VALUE! | #VALUE! | #VALUE! | #VALUE! | #VALUE! | #VALUE! |  |  |  |  | #VALUE! | #VALUE! | #VALUE! | 11.2 | 0.26644 | #VALUE! | #VALUE! | #VALUE! | #VALUE! | #VALUE! | #VALUE! | #VALUE! | #VALUE! |  |  | #VALUE! | #VALUE! | #VALUE! | #VALUE! | #VALUE! | 11.2 | 0.26644 | #VALUE! | #VALUE! | #VALUE! | #VALUE! | #VALUE! | #VALUE! | #VALUE! | #VALUE! |  |  | #VALUE! | #VALUE! | #VALUE! | #VALUE! | #VALUE! | 11.2 | 0.26644 | #VALUE! | #VALUE! | #VALUE! | #VALUE! | #VALUE! | #VALUE! | #VALUE! | #VALUE! | 0 | #REF! | #VALUE! | #VALUE! | #VALUE! | #VALUE! | #VALUE! | #VALUE! | #VALUE! | 0
|  |  |  | 0 | 51 | 0 | 11.3 | 0.27604 | 1 | 1.0842e-19 | 0 | 1.0669e-18 | 1.0669e-18 | 1.0669e-18 | 0 | 0 |  |  |  |  | #VALUE! | #VALUE! | #VALUE! | 11.3 | 0.27604 | #VALUE! | #VALUE! | #VALUE! | #VALUE! | #VALUE! | #VALUE! | #VALUE! | #VALUE! |  |  |  |  | #VALUE! | #VALUE! | #VALUE! | 11.3 | 0.27604 | #VALUE! | #VALUE! | #VALUE! | #VALUE! | #VALUE! | #VALUE! | #VALUE! | #VALUE! |  |  |  |  | #VALUE! | #VALUE! | #VALUE! | 11.3 | 0.27604 | #VALUE! | #VALUE! | #VALUE! | #VALUE! | #VALUE! | #VALUE! | #VALUE! | #VALUE! |  |  | #VALUE! | #VALUE! | #VALUE! | #VALUE! | #VALUE! | 11.3 | 0.27604 | #VALUE! | #VALUE! | #VALUE! | #VALUE! | #VALUE! | #VALUE! | #VALUE! | #VALUE! |  |  |  |  | #VALUE! | #VALUE! | #VALUE! | 11.3 | 0.27604 | #VALUE! | #VALUE! | #VALUE! | #VALUE! | #VALUE! | #VALUE! | #VALUE! | #VALUE! |  |  | #VALUE! | #VALUE! | #VALUE! | #VALUE! | #VALUE! | 11.3 | 0.27604 | #VALUE! | #VALUE! | #VALUE! | #VALUE! | #VALUE! | #VALUE! | #VALUE! | #VALUE! |  |  | #VALUE! | #VALUE! | #VALUE! | #VALUE! | #VALUE! | 11.3 | 0.27604 | #VALUE! | #VALUE! | #VALUE! | #VALUE! | #VALUE! | #VALUE! | #VALUE! | #VALUE! | 0 | #REF! | #VALUE! | #VALUE! | #VALUE! | #VALUE! | #VALUE! | #VALUE! | #VALUE! | 0
|  |  |  | 0 | 51 | 0 | 11.4 | 0.28656 | 1 | 1.0842e-19 | 0 | 1.0669e-18 | 1.0669e-18 | 1.0669e-18 | 0 | 0 |  |  |  |  | #VALUE! | #VALUE! | #VALUE! | 11.4 | 0.28656 | #VALUE! | #VALUE! | #VALUE! | #VALUE! | #VALUE! | #VALUE! | #VALUE! | #VALUE! |  |  |  |  | #VALUE! | #VALUE! | #VALUE! | 11.4 | 0.28656 | #VALUE! | #VALUE! | #VALUE! | #VALUE! | #VALUE! | #VALUE! | #VALUE! | #VALUE! |  |  |  |  | #VALUE! | #VALUE! | #VALUE! | 11.4 | 0.28656 | #VALUE! | #VALUE! | #VALUE! | #VALUE! | #VALUE! | #VALUE! | #VALUE! | #VALUE! |  |  | #VALUE! | #VALUE! | #VALUE! | #VALUE! | #VALUE! | 11.4 | 0.28656 | #VALUE! | #VALUE! | #VALUE! | #VALUE! | #VALUE! | #VALUE! | #VALUE! | #VALUE! |  |  |  |  | #VALUE! | #VALUE! | #VALUE! | 11.4 | 0.28656 | #VALUE! | #VALUE! | #VALUE! | #VALUE! | #VALUE! | #VALUE! | #VALUE! | #VALUE! |  |  | #VALUE! | #VALUE! | #VALUE! | #VALUE! | #VALUE! | 11.4 | 0.28656 | #VALUE! | #VALUE! | #VALUE! | #VALUE! | #VALUE! | #VALUE! | #VALUE! | #VALUE! |  |  | #VALUE! | #VALUE! | #VALUE! | #VALUE! | #VALUE! | 11.4 | 0.28656 | #VALUE! | #VALUE! | #VALUE! | #VALUE! | #VALUE! | #VALUE! | #VALUE! | #VALUE! | 0 | #REF! | #VALUE! | #VALUE! | #VALUE! | #VALUE! | #VALUE! | #VALUE! | #VALUE! | 0
|  |  |  | 0 | 51 | 0 | 11.5 | 0.298 | 1 | 1.0842e-19 | 0 | 1.0669e-18 | 1.0669e-18 | 1.0669e-18 | 0 | 0 |  |  |  |  | #VALUE! | #VALUE! | #VALUE! | 11.5 | 0.298 | #VALUE! | #VALUE! | #VALUE! | #VALUE! | #VALUE! | #VALUE! | #VALUE! | #VALUE! |  |  |  |  | #VALUE! | #VALUE! | #VALUE! | 11.5 | 0.298 | #VALUE! | #VALUE! | #VALUE! | #VALUE! | #VALUE! | #VALUE! | #VALUE! | #VALUE! |  |  |  |  | #VALUE! | #VALUE! | #VALUE! | 11.5 | 0.298 | #VALUE! | #VALUE! | #VALUE! | #VALUE! | #VALUE! | #VALUE! | #VALUE! | #VALUE! |  |  | #VALUE! | #VALUE! | #VALUE! | #VALUE! | #VALUE! | 11.5 | 0.298 | #VALUE! | #VALUE! | #VALUE! | #VALUE! | #VALUE! | #VALUE! | #VALUE! | #VALUE! |  |  |  |  | #VALUE! | #VALUE! | #VALUE! | 11.5 | 0.298 | #VALUE! | #VALUE! | #VALUE! | #VALUE! | #VALUE! | #VALUE! | #VALUE! | #VALUE! |  |  | #VALUE! | #VALUE! | #VALUE! | #VALUE! | #VALUE! | 11.5 | 0.298 | #VALUE! | #VALUE! | #VALUE! | #VALUE! | #VALUE! | #VALUE! | #VALUE! | #VALUE! |  |  | #VALUE! | #VALUE! | #VALUE! | #VALUE! | #VALUE! | 11.5 | 0.298 | #VALUE! | #VALUE! | #VALUE! | #VALUE! | #VALUE! | #VALUE! | #VALUE! | #VALUE! | 0 | #REF! | #VALUE! | #VALUE! | #VALUE! | #VALUE! | #VALUE! | #VALUE! | #VALUE! | 0
|  |  |  | 0 | 51 | 0 | 11.6 | 0.3143 | 1 | 1.0842e-19 | 0 | 1.0669e-18 | 1.0669e-18 | 1.0669e-18 | 0 | 0 |  |  |  |  | #VALUE! | #VALUE! | #VALUE! | 11.6 | 0.3143 | #VALUE! | #VALUE! | #VALUE! | #VALUE! | #VALUE! | #VALUE! | #VALUE! | #VALUE! |  |  |  |  | #VALUE! | #VALUE! | #VALUE! | 11.6 | 0.3143 | #VALUE! | #VALUE! | #VALUE! | #VALUE! | #VALUE! | #VALUE! | #VALUE! | #VALUE! |  |  |  |  | #VALUE! | #VALUE! | #VALUE! | 11.6 | 0.3143 | #VALUE! | #VALUE! | #VALUE! | #VALUE! | #VALUE! | #VALUE! | #VALUE! | #VALUE! |  |  | #VALUE! | #VALUE! | #VALUE! | #VALUE! | #VALUE! | 11.6 | 0.3143 | #VALUE! | #VALUE! | #VALUE! | #VALUE! | #VALUE! | #VALUE! | #VALUE! | #VALUE! |  |  |  |  | #VALUE! | #VALUE! | #VALUE! | 11.6 | 0.3143 | #VALUE! | #VALUE! | #VALUE! | #VALUE! | #VALUE! | #VALUE! | #VALUE! | #VALUE! |  |  | #VALUE! | #VALUE! | #VALUE! | #VALUE! | #VALUE! | 11.6 | 0.3143 | #VALUE! | #VALUE! | #VALUE! | #VALUE! | #VALUE! | #VALUE! | #VALUE! | #VALUE! |  |  | #VALUE! | #VALUE! | #VALUE! | #VALUE! | #VALUE! | 11.6 | 0.3143 | #VALUE! | #VALUE! | #VALUE! | #VALUE! | #VALUE! | #VALUE! | #VALUE! | #VALUE! | 0 | #REF! | #VALUE! | #VALUE! | #VALUE! | #VALUE! | #VALUE! | #VALUE! | #VALUE! | 0
|  |  |  | 0 | 51 | 0 | 11.7 | 0.3394 | 1 | 1.0842e-19 | 0 | 1.0669e-18 | 1.0669e-18 | 1.0669e-18 | 0 | 0 |  |  |  |  | #VALUE! | #VALUE! | #VALUE! | 11.7 | 0.3394 | #VALUE! | #VALUE! | #VALUE! | #VALUE! | #VALUE! | #VALUE! | #VALUE! | #VALUE! |  |  |  |  | #VALUE! | #VALUE! | #VALUE! | 11.7 | 0.3394 | #VALUE! | #VALUE! | #VALUE! | #VALUE! | #VALUE! | #VALUE! | #VALUE! | #VALUE! |  |  |  |  | #VALUE! | #VALUE! | #VALUE! | 11.7 | 0.3394 | #VALUE! | #VALUE! | #VALUE! | #VALUE! | #VALUE! | #VALUE! | #VALUE! | #VALUE! |  |  | #VALUE! | #VALUE! | #VALUE! | #VALUE! | #VALUE! | 11.7 | 0.3394 | #VALUE! | #VALUE! | #VALUE! | #VALUE! | #VALUE! | #VALUE! | #VALUE! | #VALUE! |  |  |  |  | #VALUE! | #VALUE! | #VALUE! | 11.7 | 0.3394 | #VALUE! | #VALUE! | #VALUE! | #VALUE! | #VALUE! | #VALUE! | #VALUE! | #VALUE! |  |  | #VALUE! | #VALUE! | #VALUE! | #VALUE! | #VALUE! | 11.7 | 0.3394 | #VALUE! | #VALUE! | #VALUE! | #VALUE! | #VALUE! | #VALUE! | #VALUE! | #VALUE! |  |  | #VALUE! | #VALUE! | #VALUE! | #VALUE! | #VALUE! | 11.7 | 0.3394 | #VALUE! | #VALUE! | #VALUE! | #VALUE! | #VALUE! | #VALUE! | #VALUE! | #VALUE! | 0 | #REF! | #VALUE! | #VALUE! | #VALUE! | #VALUE! | #VALUE! | #VALUE! | #VALUE! | 0
|  |  |  | 0 | 51 | 0 | 11.8 | 0.3733 | 1 | 1.0842e-19 | 0 | 1.0669e-18 | 1.0669e-18 | 1.0669e-18 | 0 | 0 |  |  |  |  | #VALUE! | #VALUE! | #VALUE! | 11.8 | 0.3733 | #VALUE! | #VALUE! | #VALUE! | #VALUE! | #VALUE! | #VALUE! | #VALUE! | #VALUE! |  |  |  |  | #VALUE! | #VALUE! | #VALUE! | 11.8 | 0.3733 | #VALUE! | #VALUE! | #VALUE! | #VALUE! | #VALUE! | #VALUE! | #VALUE! | #VALUE! |  |  |  |  | #VALUE! | #VALUE! | #VALUE! | 11.8 | 0.3733 | #VALUE! | #VALUE! | #VALUE! | #VALUE! | #VALUE! | #VALUE! | #VALUE! | #VALUE! |  |  | #VALUE! | #VALUE! | #VALUE! | #VALUE! | #VALUE! | 11.8 | 0.3733 | #VALUE! | #VALUE! | #VALUE! | #VALUE! | #VALUE! | #VALUE! | #VALUE! | #VALUE! |  |  |  |  | #VALUE! | #VALUE! | #VALUE! | 11.8 | 0.3733 | #VALUE! | #VALUE! | #VALUE! | #VALUE! | #VALUE! | #VALUE! | #VALUE! | #VALUE! |  |  | #VALUE! | #VALUE! | #VALUE! | #VALUE! | #VALUE! | 11.8 | 0.3733 | #VALUE! | #VALUE! | #VALUE! | #VALUE! | #VALUE! | #VALUE! | #VALUE! | #VALUE! |  |  | #VALUE! | #VALUE! | #VALUE! | #VALUE! | #VALUE! | 11.8 | 0.3733 | #VALUE! | #VALUE! | #VALUE! | #VALUE! | #VALUE! | #VALUE! | #VALUE! | #VALUE! | 0 | #REF! | #VALUE! | #VALUE! | #VALUE! | #VALUE! | #VALUE! | #VALUE! | #VALUE! | 0
|  |  |  | 0 | 51 | 0 | 11.9 | 0.416 | 1 | 1.0842e-19 | 0 | 1.0669e-18 | 1.0669e-18 | 1.0669e-18 | 0 | 0 |  |  |  |  | #VALUE! | #VALUE! | #VALUE! | 11.9 | 0.416 | #VALUE! | #VALUE! | #VALUE! | #VALUE! | #VALUE! | #VALUE! | #VALUE! | #VALUE! |  |  |  |  | #VALUE! | #VALUE! | #VALUE! | 11.9 | 0.416 | #VALUE! | #VALUE! | #VALUE! | #VALUE! | #VALUE! | #VALUE! | #VALUE! | #VALUE! |  |  |  |  | #VALUE! | #VALUE! | #VALUE! | 11.9 | 0.416 | #VALUE! | #VALUE! | #VALUE! | #VALUE! | #VALUE! | #VALUE! | #VALUE! | #VALUE! |  |  | #VALUE! | #VALUE! | #VALUE! | #VALUE! | #VALUE! | 11.9 | 0.416 | #VALUE! | #VALUE! | #VALUE! | #VALUE! | #VALUE! | #VALUE! | #VALUE! | #VALUE! |  |  |  |  | #VALUE! | #VALUE! | #VALUE! | 11.9 | 0.416 | #VALUE! | #VALUE! | #VALUE! | #VALUE! | #VALUE! | #VALUE! | #VALUE! | #VALUE! |  |  | #VALUE! | #VALUE! | #VALUE! | #VALUE! | #VALUE! | 11.9 | 0.416 | #VALUE! | #VALUE! | #VALUE! | #VALUE! | #VALUE! | #VALUE! | #VALUE! | #VALUE! |  |  | #VALUE! | #VALUE! | #VALUE! | #VALUE! | #VALUE! | 11.9 | 0.416 | #VALUE! | #VALUE! | #VALUE! | #VALUE! | #VALUE! | #VALUE! | #VALUE! | #VALUE! | 0 | #REF! | #VALUE! | #VALUE! | #VALUE! | #VALUE! | #VALUE! | #VALUE! | #VALUE! | 0
|  |  |  | 0 | 51 | 0 | 12 | 0.5 | 1 | 1.0842e-19 | 0 | 1.0669e-18 | 1.0669e-18 | 1.0669e-18 | 0 | 0 |  |  |  |  | #VALUE! | #VALUE! | #VALUE! | 12 | 0.5 | #VALUE! | #VALUE! | #VALUE! | #VALUE! | #VALUE! | #VALUE! | #VALUE! | #VALUE! |  |  |  |  | #VALUE! | #VALUE! | #VALUE! | 12 | 0.5 | #VALUE! | #VALUE! | #VALUE! | #VALUE! | #VALUE! | #VALUE! | #VALUE! | #VALUE! |  |  |  |  | #VALUE! | #VALUE! | #VALUE! | 12 | 0.5 | #VALUE! | #VALUE! | #VALUE! | #VALUE! | #VALUE! | #VALUE! | #VALUE! | #VALUE! |  |  | #VALUE! | #VALUE! | #VALUE! | #VALUE! | #VALUE! | 12 | 0.5 | #VALUE! | #VALUE! | #VALUE! | #VALUE! | #VALUE! | #VALUE! | #VALUE! | #VALUE! |  |  |  |  | #VALUE! | #VALUE! | #VALUE! | 12 | 0.5 | #VALUE! | #VALUE! | #VALUE! | #VALUE! | #VALUE! | #VALUE! | #VALUE! | #VALUE! |  |  | #VALUE! | #VALUE! | #VALUE! | #VALUE! | #VALUE! | 12 | 0.5 | #VALUE! | #VALUE! | #VALUE! | #VALUE! | #VALUE! | #VALUE! | #VALUE! | #VALUE! |  |  | #VALUE! | #VALUE! | #VALUE! | #VALUE! | #VALUE! | 12 | 0.5 | #VALUE! | #VALUE! | #VALUE! | #VALUE! | #VALUE! | #VALUE! | #VALUE! | #VALUE! | 0 | #REF! | #VALUE! | #VALUE! | #VALUE! | #VALUE! | #VALUE! | #VALUE! | #VALUE! | 0
|  |  |  | 0 | 51 | 0 | 12.1 | 0.584 | 1 | 1.0842e-19 | 0 | 1.0669e-18 | 1.0669e-18 | 1.0669e-18 | 0 | 0 |  |  |  |  | #VALUE! | #VALUE! | #VALUE! | 12.1 | 0.584 | #VALUE! | #VALUE! | #VALUE! | #VALUE! | #VALUE! | #VALUE! | #VALUE! | #VALUE! |  |  |  |  | #VALUE! | #VALUE! | #VALUE! | 12.1 | 0.584 | #VALUE! | #VALUE! | #VALUE! | #VALUE! | #VALUE! | #VALUE! | #VALUE! | #VALUE! |  |  |  |  | #VALUE! | #VALUE! | #VALUE! | 12.1 | 0.584 | #VALUE! | #VALUE! | #VALUE! | #VALUE! | #VALUE! | #VALUE! | #VALUE! | #VALUE! |  |  | #VALUE! | #VALUE! | #VALUE! | #VALUE! | #VALUE! | 12.1 | 0.584 | #VALUE! | #VALUE! | #VALUE! | #VALUE! | #VALUE! | #VALUE! | #VALUE! | #VALUE! |  |  |  |  | #VALUE! | #VALUE! | #VALUE! | 12.1 | 0.584 | #VALUE! | #VALUE! | #VALUE! | #VALUE! | #VALUE! | #VALUE! | #VALUE! | #VALUE! |  |  | #VALUE! | #VALUE! | #VALUE! | #VALUE! | #VALUE! | 12.1 | 0.584 | #VALUE! | #VALUE! | #VALUE! | #VALUE! | #VALUE! | #VALUE! | #VALUE! | #VALUE! |  |  | #VALUE! | #VALUE! | #VALUE! | #VALUE! | #VALUE! | 12.1 | 0.584 | #VALUE! | #VALUE! | #VALUE! | #VALUE! | #VALUE! | #VALUE! | #VALUE! | #VALUE! | 0 | #REF! | #VALUE! | #VALUE! | #VALUE! | #VALUE! | #VALUE! | #VALUE! | #VALUE! | 0
|  |  |  | 0 | 51 | 0 | 12.2 | 0.6267 | 1 | 1.0842e-19 | 0 | 1.0669e-18 | 1.0669e-18 | 1.0669e-18 | 0 | 0 |  |  |  |  | #VALUE! | #VALUE! | #VALUE! | 12.2 | 0.6267 | #VALUE! | #VALUE! | #VALUE! | #VALUE! | #VALUE! | #VALUE! | #VALUE! | #VALUE! |  |  |  |  | #VALUE! | #VALUE! | #VALUE! | 12.2 | 0.6267 | #VALUE! | #VALUE! | #VALUE! | #VALUE! | #VALUE! | #VALUE! | #VALUE! | #VALUE! |  |  |  |  | #VALUE! | #VALUE! | #VALUE! | 12.2 | 0.6267 | #VALUE! | #VALUE! | #VALUE! | #VALUE! | #VALUE! | #VALUE! | #VALUE! | #VALUE! |  |  | #VALUE! | #VALUE! | #VALUE! | #VALUE! | #VALUE! | 12.2 | 0.6267 | #VALUE! | #VALUE! | #VALUE! | #VALUE! | #VALUE! | #VALUE! | #VALUE! | #VALUE! |  |  |  |  | #VALUE! | #VALUE! | #VALUE! | 12.2 | 0.6267 | #VALUE! | #VALUE! | #VALUE! | #VALUE! | #VALUE! | #VALUE! | #VALUE! | #VALUE! |  |  | #VALUE! | #VALUE! | #VALUE! | #VALUE! | #VALUE! | 12.2 | 0.6267 | #VALUE! | #VALUE! | #VALUE! | #VALUE! | #VALUE! | #VALUE! | #VALUE! | #VALUE! |  |  | #VALUE! | #VALUE! | #VALUE! | #VALUE! | #VALUE! | 12.2 | 0.6267 | #VALUE! | #VALUE! | #VALUE! | #VALUE! | #VALUE! | #VALUE! | #VALUE! | #VALUE! | 0 | #REF! | #VALUE! | #VALUE! | #VALUE! | #VALUE! | #VALUE! | #VALUE! | #VALUE! | 0
|  |  |  | 0 | 51 | 0 | 12.3 | 0.6606 | 1 | 1.0842e-19 | 0 | 1.0669e-18 | 1.0669e-18 | 1.0669e-18 | 0 | 0 |  |  |  |  | #VALUE! | #VALUE! | #VALUE! | 12.3 | 0.6606 | #VALUE! | #VALUE! | #VALUE! | #VALUE! | #VALUE! | #VALUE! | #VALUE! | #VALUE! |  |  |  |  | #VALUE! | #VALUE! | #VALUE! | 12.3 | 0.6606 | #VALUE! | #VALUE! | #VALUE! | #VALUE! | #VALUE! | #VALUE! | #VALUE! | #VALUE! |  |  |  |  | #VALUE! | #VALUE! | #VALUE! | 12.3 | 0.6606 | #VALUE! | #VALUE! | #VALUE! | #VALUE! | #VALUE! | #VALUE! | #VALUE! | #VALUE! |  |  | #VALUE! | #VALUE! | #VALUE! | #VALUE! | #VALUE! | 12.3 | 0.6606 | #VALUE! | #VALUE! | #VALUE! | #VALUE! | #VALUE! | #VALUE! | #VALUE! | #VALUE! |  |  |  |  | #VALUE! | #VALUE! | #VALUE! | 12.3 | 0.6606 | #VALUE! | #VALUE! | #VALUE! | #VALUE! | #VALUE! | #VALUE! | #VALUE! | #VALUE! |  |  | #VALUE! | #VALUE! | #VALUE! | #VALUE! | #VALUE! | 12.3 | 0.6606 | #VALUE! | #VALUE! | #VALUE! | #VALUE! | #VALUE! | #VALUE! | #VALUE! | #VALUE! |  |  | #VALUE! | #VALUE! | #VALUE! | #VALUE! | #VALUE! | 12.3 | 0.6606 | #VALUE! | #VALUE! | #VALUE! | #VALUE! | #VALUE! | #VALUE! | #VALUE! | #VALUE! | 0 | #REF! | #VALUE! | #VALUE! | #VALUE! | #VALUE! | #VALUE! | #VALUE! | #VALUE! | 0
|  |  |  | 0 | 51 | 0 | 12.4 | 0.6857 | 1 | 1.0842e-19 | 0 | 1.0669e-18 | 1.0669e-18 | 1.0669e-18 | 0 | 0 |  |  |  |  | #VALUE! | #VALUE! | #VALUE! | 12.4 | 0.6857 | #VALUE! | #VALUE! | #VALUE! | #VALUE! | #VALUE! | #VALUE! | #VALUE! | #VALUE! |  |  |  |  | #VALUE! | #VALUE! | #VALUE! | 12.4 | 0.6857 | #VALUE! | #VALUE! | #VALUE! | #VALUE! | #VALUE! | #VALUE! | #VALUE! | #VALUE! |  |  |  |  | #VALUE! | #VALUE! | #VALUE! | 12.4 | 0.6857 | #VALUE! | #VALUE! | #VALUE! | #VALUE! | #VALUE! | #VALUE! | #VALUE! | #VALUE! |  |  | #VALUE! | #VALUE! | #VALUE! | #VALUE! | #VALUE! | 12.4 | 0.6857 | #VALUE! | #VALUE! | #VALUE! | #VALUE! | #VALUE! | #VALUE! | #VALUE! | #VALUE! |  |  |  |  | #VALUE! | #VALUE! | #VALUE! | 12.4 | 0.6857 | #VALUE! | #VALUE! | #VALUE! | #VALUE! | #VALUE! | #VALUE! | #VALUE! | #VALUE! |  |  | #VALUE! | #VALUE! | #VALUE! | #VALUE! | #VALUE! | 12.4 | 0.6857 | #VALUE! | #VALUE! | #VALUE! | #VALUE! | #VALUE! | #VALUE! | #VALUE! | #VALUE! |  |  | #VALUE! | #VALUE! | #VALUE! | #VALUE! | #VALUE! | 12.4 | 0.6857 | #VALUE! | #VALUE! | #VALUE! | #VALUE! | #VALUE! | #VALUE! | #VALUE! | #VALUE! | 0 | #REF! | #VALUE! | #VALUE! | #VALUE! | #VALUE! | #VALUE! | #VALUE! | #VALUE! | 0
|  |  |  | 0 | 51 | 0 | 12.5 | 0.702 | 1 | 1.0842e-19 | 0 | 1.0669e-18 | 1.0669e-18 | 1.0669e-18 | 0 | 0 |  |  |  |  | #VALUE! | #VALUE! | #VALUE! | 12.5 | 0.702 | #VALUE! | #VALUE! | #VALUE! | #VALUE! | #VALUE! | #VALUE! | #VALUE! | #VALUE! |  |  |  |  | #VALUE! | #VALUE! | #VALUE! | 12.5 | 0.702 | #VALUE! | #VALUE! | #VALUE! | #VALUE! | #VALUE! | #VALUE! | #VALUE! | #VALUE! |  |  |  |  | #VALUE! | #VALUE! | #VALUE! | 12.5 | 0.702 | #VALUE! | #VALUE! | #VALUE! | #VALUE! | #VALUE! | #VALUE! | #VALUE! | #VALUE! |  |  | #VALUE! | #VALUE! | #VALUE! | #VALUE! | #VALUE! | 12.5 | 0.702 | #VALUE! | #VALUE! | #VALUE! | #VALUE! | #VALUE! | #VALUE! | #VALUE! | #VALUE! |  |  |  |  | #VALUE! | #VALUE! | #VALUE! | 12.5 | 0.702 | #VALUE! | #VALUE! | #VALUE! | #VALUE! | #VALUE! | #VALUE! | #VALUE! | #VALUE! |  |  | #VALUE! | #VALUE! | #VALUE! | #VALUE! | #VALUE! | 12.5 | 0.702 | #VALUE! | #VALUE! | #VALUE! | #VALUE! | #VALUE! | #VALUE! | #VALUE! | #VALUE! |  |  | #VALUE! | #VALUE! | #VALUE! | #VALUE! | #VALUE! | 12.5 | 0.702 | #VALUE! | #VALUE! | #VALUE! | #VALUE! | #VALUE! | #VALUE! | #VALUE! | #VALUE! | 0 | #REF! | #VALUE! | #VALUE! | #VALUE! | #VALUE! | #VALUE! | #VALUE! | #VALUE! | 0
|  |  |  | 0 | 51 | 0 | 12.6 | 0.71344 | 1 | 1.0842e-19 | 0 | 1.0669e-18 | 1.0669e-18 | 1.0669e-18 | 0 | 0 |  |  |  |  | #VALUE! | #VALUE! | #VALUE! | 12.6 | 0.71344 | #VALUE! | #VALUE! | #VALUE! | #VALUE! | #VALUE! | #VALUE! | #VALUE! | #VALUE! |  |  |  |  | #VALUE! | #VALUE! | #VALUE! | 12.6 | 0.71344 | #VALUE! | #VALUE! | #VALUE! | #VALUE! | #VALUE! | #VALUE! | #VALUE! | #VALUE! |  |  |  |  | #VALUE! | #VALUE! | #VALUE! | 12.6 | 0.71344 | #VALUE! | #VALUE! | #VALUE! | #VALUE! | #VALUE! | #VALUE! | #VALUE! | #VALUE! |  |  | #VALUE! | #VALUE! | #VALUE! | #VALUE! | #VALUE! | 12.6 | 0.71344 | #VALUE! | #VALUE! | #VALUE! | #VALUE! | #VALUE! | #VALUE! | #VALUE! | #VALUE! |  |  |  |  | #VALUE! | #VALUE! | #VALUE! | 12.6 | 0.71344 | #VALUE! | #VALUE! | #VALUE! | #VALUE! | #VALUE! | #VALUE! | #VALUE! | #VALUE! |  |  | #VALUE! | #VALUE! | #VALUE! | #VALUE! | #VALUE! | 12.6 | 0.71344 | #VALUE! | #VALUE! | #VALUE! | #VALUE! | #VALUE! | #VALUE! | #VALUE! | #VALUE! |  |  | #VALUE! | #VALUE! | #VALUE! | #VALUE! | #VALUE! | 12.6 | 0.71344 | #VALUE! | #VALUE! | #VALUE! | #VALUE! | #VALUE! | #VALUE! | #VALUE! | #VALUE! | 0 | #REF! | #VALUE! | #VALUE! | #VALUE! | #VALUE! | #VALUE! | #VALUE! | #VALUE! | 0
|  |  |  | 0 | 51 | 0 | 12.7 | 0.72396 | 1 | 1.0842e-19 | 0 | 1.0669e-18 | 1.0669e-18 | 1.0669e-18 | 0 | 0 |  |  |  |  | #VALUE! | #VALUE! | #VALUE! | 12.7 | 0.72396 | #VALUE! | #VALUE! | #VALUE! | #VALUE! | #VALUE! | #VALUE! | #VALUE! | #VALUE! |  |  |  |  | #VALUE! | #VALUE! | #VALUE! | 12.7 | 0.72396 | #VALUE! | #VALUE! | #VALUE! | #VALUE! | #VALUE! | #VALUE! | #VALUE! | #VALUE! |  |  |  |  | #VALUE! | #VALUE! | #VALUE! | 12.7 | 0.72396 | #VALUE! | #VALUE! | #VALUE! | #VALUE! | #VALUE! | #VALUE! | #VALUE! | #VALUE! |  |  | #VALUE! | #VALUE! | #VALUE! | #VALUE! | #VALUE! | 12.7 | 0.72396 | #VALUE! | #VALUE! | #VALUE! | #VALUE! | #VALUE! | #VALUE! | #VALUE! | #VALUE! |  |  |  |  | #VALUE! | #VALUE! | #VALUE! | 12.7 | 0.72396 | #VALUE! | #VALUE! | #VALUE! | #VALUE! | #VALUE! | #VALUE! | #VALUE! | #VALUE! |  |  | #VALUE! | #VALUE! | #VALUE! | #VALUE! | #VALUE! | 12.7 | 0.72396 | #VALUE! | #VALUE! | #VALUE! | #VALUE! | #VALUE! | #VALUE! | #VALUE! | #VALUE! |  |  | #VALUE! | #VALUE! | #VALUE! | #VALUE! | #VALUE! | 12.7 | 0.72396 | #VALUE! | #VALUE! | #VALUE! | #VALUE! | #VALUE! | #VALUE! | #VALUE! | #VALUE! | 0 | #REF! | #VALUE! | #VALUE! | #VALUE! | #VALUE! | #VALUE! | #VALUE! | #VALUE! | 0
|  |  |  | 0 | 51 | 0 | 12.8 | 0.73356 | 1 | 1.0842e-19 | 0 | 1.0669e-18 | 1.0669e-18 | 1.0669e-18 | 0 | 0 |  |  |  |  | #VALUE! | #VALUE! | #VALUE! | 12.8 | 0.73356 | #VALUE! | #VALUE! | #VALUE! | #VALUE! | #VALUE! | #VALUE! | #VALUE! | #VALUE! |  |  |  |  | #VALUE! | #VALUE! | #VALUE! | 12.8 | 0.73356 | #VALUE! | #VALUE! | #VALUE! | #VALUE! | #VALUE! | #VALUE! | #VALUE! | #VALUE! |  |  |  |  | #VALUE! | #VALUE! | #VALUE! | 12.8 | 0.73356 | #VALUE! | #VALUE! | #VALUE! | #VALUE! | #VALUE! | #VALUE! | #VALUE! | #VALUE! |  |  | #VALUE! | #VALUE! | #VALUE! | #VALUE! | #VALUE! | 12.8 | 0.73356 | #VALUE! | #VALUE! | #VALUE! | #VALUE! | #VALUE! | #VALUE! | #VALUE! | #VALUE! |  |  |  |  | #VALUE! | #VALUE! | #VALUE! | 12.8 | 0.73356 | #VALUE! | #VALUE! | #VALUE! | #VALUE! | #VALUE! | #VALUE! | #VALUE! | #VALUE! |  |  | #VALUE! | #VALUE! | #VALUE! | #VALUE! | #VALUE! | 12.8 | 0.73356 | #VALUE! | #VALUE! | #VALUE! | #VALUE! | #VALUE! | #VALUE! | #VALUE! | #VALUE! |  |  | #VALUE! | #VALUE! | #VALUE! | #VALUE! | #VALUE! | 12.8 | 0.73356 | #VALUE! | #VALUE! | #VALUE! | #VALUE! | #VALUE! | #VALUE! | #VALUE! | #VALUE! | 0 | #REF! | #VALUE! | #VALUE! | #VALUE! | #VALUE! | #VALUE! | #VALUE! | #VALUE! | 0
|  |  |  | 0 | 51 | 0 | 12.9 | 0.74224 | 1 | 1.0842e-19 | 0 | 1.0669e-18 | 1.0669e-18 | 1.0669e-18 | 0 | 0 |  |  |  |  | #VALUE! | #VALUE! | #VALUE! | 12.9 | 0.74224 | #VALUE! | #VALUE! | #VALUE! | #VALUE! | #VALUE! | #VALUE! | #VALUE! | #VALUE! |  |  |  |  | #VALUE! | #VALUE! | #VALUE! | 12.9 | 0.74224 | #VALUE! | #VALUE! | #VALUE! | #VALUE! | #VALUE! | #VALUE! | #VALUE! | #VALUE! |  |  |  |  | #VALUE! | #VALUE! | #VALUE! | 12.9 | 0.74224 | #VALUE! | #VALUE! | #VALUE! | #VALUE! | #VALUE! | #VALUE! | #VALUE! | #VALUE! |  |  | #VALUE! | #VALUE! | #VALUE! | #VALUE! | #VALUE! | 12.9 | 0.74224 | #VALUE! | #VALUE! | #VALUE! | #VALUE! | #VALUE! | #VALUE! | #VALUE! | #VALUE! |  |  |  |  | #VALUE! | #VALUE! | #VALUE! | 12.9 | 0.74224 | #VALUE! | #VALUE! | #VALUE! | #VALUE! | #VALUE! | #VALUE! | #VALUE! | #VALUE! |  |  | #VALUE! | #VALUE! | #VALUE! | #VALUE! | #VALUE! | 12.9 | 0.74224 | #VALUE! | #VALUE! | #VALUE! | #VALUE! | #VALUE! | #VALUE! | #VALUE! | #VALUE! |  |  | #VALUE! | #VALUE! | #VALUE! | #VALUE! | #VALUE! | 12.9 | 0.74224 | #VALUE! | #VALUE! | #VALUE! | #VALUE! | #VALUE! | #VALUE! | #VALUE! | #VALUE! | 0 | #REF! | #VALUE! | #VALUE! | #VALUE! | #VALUE! | #VALUE! | #VALUE! | #VALUE! | 0
|  |  |  | 0 | 51 | 0 | 13 | 0.75 | 1 | 1.0842e-19 | 0 | 1.0669e-18 | 1.0669e-18 | 1.0669e-18 | 0 | 0 |  |  |  |  | #VALUE! | #VALUE! | #VALUE! | 13 | 0.75 | #VALUE! | #VALUE! | #VALUE! | #VALUE! | #VALUE! | #VALUE! | #VALUE! | #VALUE! |  |  |  |  | #VALUE! | #VALUE! | #VALUE! | 13 | 0.75 | #VALUE! | #VALUE! | #VALUE! | #VALUE! | #VALUE! | #VALUE! | #VALUE! | #VALUE! |  |  |  |  | #VALUE! | #VALUE! | #VALUE! | 13 | 0.75 | #VALUE! | #VALUE! | #VALUE! | #VALUE! | #VALUE! | #VALUE! | #VALUE! | #VALUE! |  |  | #VALUE! | #VALUE! | #VALUE! | #VALUE! | #VALUE! | 13 | 0.75 | #VALUE! | #VALUE! | #VALUE! | #VALUE! | #VALUE! | #VALUE! | #VALUE! | #VALUE! |  |  |  |  | #VALUE! | #VALUE! | #VALUE! | 13 | 0.75 | #VALUE! | #VALUE! | #VALUE! | #VALUE! | #VALUE! | #VALUE! | #VALUE! | #VALUE! |  |  | #VALUE! | #VALUE! | #VALUE! | #VALUE! | #VALUE! | 13 | 0.75 | #VALUE! | #VALUE! | #VALUE! | #VALUE! | #VALUE! | #VALUE! | #VALUE! | #VALUE! |  |  | #VALUE! | #VALUE! | #VALUE! | #VALUE! | #VALUE! | 13 | 0.75 | #VALUE! | #VALUE! | #VALUE! | #VALUE! | #VALUE! | #VALUE! | #VALUE! | #VALUE! | 0 | #REF! | #VALUE! | #VALUE! | #VALUE! | #VALUE! | #VALUE! | #VALUE! | #VALUE! | 0
|  |  |  | 0 | 51 | 0 | 13.1 | 0.75718 | 1 | 1.0842e-19 | 0 | 1.0669e-18 | 1.0669e-18 | 1.0669e-18 | 0 | 0 |  |  |  |  | #VALUE! | #VALUE! | #VALUE! | 13.1 | 0.75718 | #VALUE! | #VALUE! | #VALUE! | #VALUE! | #VALUE! | #VALUE! | #VALUE! | #VALUE! |  |  |  |  | #VALUE! | #VALUE! | #VALUE! | 13.1 | 0.75718 | #VALUE! | #VALUE! | #VALUE! | #VALUE! | #VALUE! | #VALUE! | #VALUE! | #VALUE! |  |  |  |  | #VALUE! | #VALUE! | #VALUE! | 13.1 | 0.75718 | #VALUE! | #VALUE! | #VALUE! | #VALUE! | #VALUE! | #VALUE! | #VALUE! | #VALUE! |  |  | #VALUE! | #VALUE! | #VALUE! | #VALUE! | #VALUE! | 13.1 | 0.75718 | #VALUE! | #VALUE! | #VALUE! | #VALUE! | #VALUE! | #VALUE! | #VALUE! | #VALUE! |  |  |  |  | #VALUE! | #VALUE! | #VALUE! | 13.1 | 0.75718 | #VALUE! | #VALUE! | #VALUE! | #VALUE! | #VALUE! | #VALUE! | #VALUE! | #VALUE! |  |  | #VALUE! | #VALUE! | #VALUE! | #VALUE! | #VALUE! | 13.1 | 0.75718 | #VALUE! | #VALUE! | #VALUE! | #VALUE! | #VALUE! | #VALUE! | #VALUE! | #VALUE! |  |  | #VALUE! | #VALUE! | #VALUE! | #VALUE! | #VALUE! | 13.1 | 0.75718 | #VALUE! | #VALUE! | #VALUE! | #VALUE! | #VALUE! | #VALUE! | #VALUE! | #VALUE! | 0 | #REF! | #VALUE! | #VALUE! | #VALUE! | #VALUE! | #VALUE! | #VALUE! | #VALUE! | 0
|  |  |  | 0 | 51 | 0 | 13.2 | 0.76412 | 1 | 1.0842e-19 | 0 | 1.0669e-18 | 1.0669e-18 | 1.0669e-18 | 0 | 0 |  |  |  |  | #VALUE! | #VALUE! | #VALUE! | 13.2 | 0.76412 | #VALUE! | #VALUE! | #VALUE! | #VALUE! | #VALUE! | #VALUE! | #VALUE! | #VALUE! |  |  |  |  | #VALUE! | #VALUE! | #VALUE! | 13.2 | 0.76412 | #VALUE! | #VALUE! | #VALUE! | #VALUE! | #VALUE! | #VALUE! | #VALUE! | #VALUE! |  |  |  |  | #VALUE! | #VALUE! | #VALUE! | 13.2 | 0.76412 | #VALUE! | #VALUE! | #VALUE! | #VALUE! | #VALUE! | #VALUE! | #VALUE! | #VALUE! |  |  | #VALUE! | #VALUE! | #VALUE! | #VALUE! | #VALUE! | 13.2 | 0.76412 | #VALUE! | #VALUE! | #VALUE! | #VALUE! | #VALUE! | #VALUE! | #VALUE! | #VALUE! |  |  |  |  | #VALUE! | #VALUE! | #VALUE! | 13.2 | 0.76412 | #VALUE! | #VALUE! | #VALUE! | #VALUE! | #VALUE! | #VALUE! | #VALUE! | #VALUE! |  |  | #VALUE! | #VALUE! | #VALUE! | #VALUE! | #VALUE! | 13.2 | 0.76412 | #VALUE! | #VALUE! | #VALUE! | #VALUE! | #VALUE! | #VALUE! | #VALUE! | #VALUE! |  |  | #VALUE! | #VALUE! | #VALUE! | #VALUE! | #VALUE! | 13.2 | 0.76412 | #VALUE! | #VALUE! | #VALUE! | #VALUE! | #VALUE! | #VALUE! | #VALUE! | #VALUE! | 0 | #REF! | #VALUE! | #VALUE! | #VALUE! | #VALUE! | #VALUE! | #VALUE! | #VALUE! | 0
|  |  |  | 0 | 51 | 0 | 13.3 | 0.77082 | 1 | 1.0842e-19 | 0 | 1.0669e-18 | 1.0669e-18 | 1.0669e-18 | 0 | 0 |  |  |  |  | #VALUE! | #VALUE! | #VALUE! | 13.3 | 0.77082 | #VALUE! | #VALUE! | #VALUE! | #VALUE! | #VALUE! | #VALUE! | #VALUE! | #VALUE! |  |  |  |  | #VALUE! | #VALUE! | #VALUE! | 13.3 | 0.77082 | #VALUE! | #VALUE! | #VALUE! | #VALUE! | #VALUE! | #VALUE! | #VALUE! | #VALUE! |  |  |  |  | #VALUE! | #VALUE! | #VALUE! | 13.3 | 0.77082 | #VALUE! | #VALUE! | #VALUE! | #VALUE! | #VALUE! | #VALUE! | #VALUE! | #VALUE! |  |  | #VALUE! | #VALUE! | #VALUE! | #VALUE! | #VALUE! | 13.3 | 0.77082 | #VALUE! | #VALUE! | #VALUE! | #VALUE! | #VALUE! | #VALUE! | #VALUE! | #VALUE! |  |  |  |  | #VALUE! | #VALUE! | #VALUE! | 13.3 | 0.77082 | #VALUE! | #VALUE! | #VALUE! | #VALUE! | #VALUE! | #VALUE! | #VALUE! | #VALUE! |  |  | #VALUE! | #VALUE! | #VALUE! | #VALUE! | #VALUE! | 13.3 | 0.77082 | #VALUE! | #VALUE! | #VALUE! | #VALUE! | #VALUE! | #VALUE! | #VALUE! | #VALUE! |  |  | #VALUE! | #VALUE! | #VALUE! | #VALUE! | #VALUE! | 13.3 | 0.77082 | #VALUE! | #VALUE! | #VALUE! | #VALUE! | #VALUE! | #VALUE! | #VALUE! | #VALUE! | 0 | #REF! | #VALUE! | #VALUE! | #VALUE! | #VALUE! | #VALUE! | #VALUE! | #VALUE! | 0
|  |  |  | 0 | 51 | 0 | 13.4 | 0.77728 | 1 | 1.0842e-19 | 0 | 1.0669e-18 | 1.0669e-18 | 1.0669e-18 | 0 | 0 |  |  |  |  | #VALUE! | #VALUE! | #VALUE! | 13.4 | 0.77728 | #VALUE! | #VALUE! | #VALUE! | #VALUE! | #VALUE! | #VALUE! | #VALUE! | #VALUE! |  |  |  |  | #VALUE! | #VALUE! | #VALUE! | 13.4 | 0.77728 | #VALUE! | #VALUE! | #VALUE! | #VALUE! | #VALUE! | #VALUE! | #VALUE! | #VALUE! |  |  |  |  | #VALUE! | #VALUE! | #VALUE! | 13.4 | 0.77728 | #VALUE! | #VALUE! | #VALUE! | #VALUE! | #VALUE! | #VALUE! | #VALUE! | #VALUE! |  |  | #VALUE! | #VALUE! | #VALUE! | #VALUE! | #VALUE! | 13.4 | 0.77728 | #VALUE! | #VALUE! | #VALUE! | #VALUE! | #VALUE! | #VALUE! | #VALUE! | #VALUE! |  |  |  |  | #VALUE! | #VALUE! | #VALUE! | 13.4 | 0.77728 | #VALUE! | #VALUE! | #VALUE! | #VALUE! | #VALUE! | #VALUE! | #VALUE! | #VALUE! |  |  | #VALUE! | #VALUE! | #VALUE! | #VALUE! | #VALUE! | 13.4 | 0.77728 | #VALUE! | #VALUE! | #VALUE! | #VALUE! | #VALUE! | #VALUE! | #VALUE! | #VALUE! |  |  | #VALUE! | #VALUE! | #VALUE! | #VALUE! | #VALUE! | 13.4 | 0.77728 | #VALUE! | #VALUE! | #VALUE! | #VALUE! | #VALUE! | #VALUE! | #VALUE! | #VALUE! | 0 | #REF! | #VALUE! | #VALUE! | #VALUE! | #VALUE! | #VALUE! | #VALUE! | #VALUE! | 0
|  |  |  | 0 | 51 | 0 | 13.5 | 0.7835 | 1 | 1.0842e-19 | 0 | 1.0669e-18 | 1.0669e-18 | 1.0669e-18 | 0 | 0 |  |  |  |  | #VALUE! | #VALUE! | #VALUE! | 13.5 | 0.7835 | #VALUE! | #VALUE! | #VALUE! | #VALUE! | #VALUE! | #VALUE! | #VALUE! | #VALUE! |  |  |  |  | #VALUE! | #VALUE! | #VALUE! | 13.5 | 0.7835 | #VALUE! | #VALUE! | #VALUE! | #VALUE! | #VALUE! | #VALUE! | #VALUE! | #VALUE! |  |  |  |  | #VALUE! | #VALUE! | #VALUE! | 13.5 | 0.7835 | #VALUE! | #VALUE! | #VALUE! | #VALUE! | #VALUE! | #VALUE! | #VALUE! | #VALUE! |  |  | #VALUE! | #VALUE! | #VALUE! | #VALUE! | #VALUE! | 13.5 | 0.7835 | #VALUE! | #VALUE! | #VALUE! | #VALUE! | #VALUE! | #VALUE! | #VALUE! | #VALUE! |  |  |  |  | #VALUE! | #VALUE! | #VALUE! | 13.5 | 0.7835 | #VALUE! | #VALUE! | #VALUE! | #VALUE! | #VALUE! | #VALUE! | #VALUE! | #VALUE! |  |  | #VALUE! | #VALUE! | #VALUE! | #VALUE! | #VALUE! | 13.5 | 0.7835 | #VALUE! | #VALUE! | #VALUE! | #VALUE! | #VALUE! | #VALUE! | #VALUE! | #VALUE! |  |  | #VALUE! | #VALUE! | #VALUE! | #VALUE! | #VALUE! | 13.5 | 0.7835 | #VALUE! | #VALUE! | #VALUE! | #VALUE! | #VALUE! | #VALUE! | #VALUE! | #VALUE! | 0 | #REF! | #VALUE! | #VALUE! | #VALUE! | #VALUE! | #VALUE! | #VALUE! | #VALUE! | 0
|  |  |  | 0 | 51 | 0 | 13.6 | 0.78948 | 1 | 1.0842e-19 | 0 | 1.0669e-18 | 1.0669e-18 | 1.0669e-18 | 0 | 0 |  |  |  |  | #VALUE! | #VALUE! | #VALUE! | 13.6 | 0.78948 | #VALUE! | #VALUE! | #VALUE! | #VALUE! | #VALUE! | #VALUE! | #VALUE! | #VALUE! |  |  |  |  | #VALUE! | #VALUE! | #VALUE! | 13.6 | 0.78948 | #VALUE! | #VALUE! | #VALUE! | #VALUE! | #VALUE! | #VALUE! | #VALUE! | #VALUE! |  |  |  |  | #VALUE! | #VALUE! | #VALUE! | 13.6 | 0.78948 | #VALUE! | #VALUE! | #VALUE! | #VALUE! | #VALUE! | #VALUE! | #VALUE! | #VALUE! |  |  | #VALUE! | #VALUE! | #VALUE! | #VALUE! | #VALUE! | 13.6 | 0.78948 | #VALUE! | #VALUE! | #VALUE! | #VALUE! | #VALUE! | #VALUE! | #VALUE! | #VALUE! |  |  |  |  | #VALUE! | #VALUE! | #VALUE! | 13.6 | 0.78948 | #VALUE! | #VALUE! | #VALUE! | #VALUE! | #VALUE! | #VALUE! | #VALUE! | #VALUE! |  |  | #VALUE! | #VALUE! | #VALUE! | #VALUE! | #VALUE! | 13.6 | 0.78948 | #VALUE! | #VALUE! | #VALUE! | #VALUE! | #VALUE! | #VALUE! | #VALUE! | #VALUE! |  |  | #VALUE! | #VALUE! | #VALUE! | #VALUE! | #VALUE! | 13.6 | 0.78948 | #VALUE! | #VALUE! | #VALUE! | #VALUE! | #VALUE! | #VALUE! | #VALUE! | #VALUE! | 0 | #REF! | #VALUE! | #VALUE! | #VALUE! | #VALUE! | #VALUE! | #VALUE! | #VALUE! | 0
|  |  |  | 0 | 51 | 0 | 13.7 | 0.79522 | 1 | 1.0842e-19 | 0 | 1.0669e-18 | 1.0669e-18 | 1.0669e-18 | 0 | 0 |  |  |  |  | #VALUE! | #VALUE! | #VALUE! | 13.7 | 0.79522 | #VALUE! | #VALUE! | #VALUE! | #VALUE! | #VALUE! | #VALUE! | #VALUE! | #VALUE! |  |  |  |  | #VALUE! | #VALUE! | #VALUE! | 13.7 | 0.79522 | #VALUE! | #VALUE! | #VALUE! | #VALUE! | #VALUE! | #VALUE! | #VALUE! | #VALUE! |  |  |  |  | #VALUE! | #VALUE! | #VALUE! | 13.7 | 0.79522 | #VALUE! | #VALUE! | #VALUE! | #VALUE! | #VALUE! | #VALUE! | #VALUE! | #VALUE! |  |  | #VALUE! | #VALUE! | #VALUE! | #VALUE! | #VALUE! | 13.7 | 0.79522 | #VALUE! | #VALUE! | #VALUE! | #VALUE! | #VALUE! | #VALUE! | #VALUE! | #VALUE! |  |  |  |  | #VALUE! | #VALUE! | #VALUE! | 13.7 | 0.79522 | #VALUE! | #VALUE! | #VALUE! | #VALUE! | #VALUE! | #VALUE! | #VALUE! | #VALUE! |  |  | #VALUE! | #VALUE! | #VALUE! | #VALUE! | #VALUE! | 13.7 | 0.79522 | #VALUE! | #VALUE! | #VALUE! | #VALUE! | #VALUE! | #VALUE! | #VALUE! | #VALUE! |  |  | #VALUE! | #VALUE! | #VALUE! | #VALUE! | #VALUE! | 13.7 | 0.79522 | #VALUE! | #VALUE! | #VALUE! | #VALUE! | #VALUE! | #VALUE! | #VALUE! | #VALUE! | 0 | #REF! | #VALUE! | #VALUE! | #VALUE! | #VALUE! | #VALUE! | #VALUE! | #VALUE! | 0
|  |  |  | 0 | 51 | 0 | 13.8 | 0.80072 | 1 | 1.0842e-19 | 0 | 1.0669e-18 | 1.0669e-18 | 1.0669e-18 | 0 | 0 |  |  |  |  | #VALUE! | #VALUE! | #VALUE! | 13.8 | 0.80072 | #VALUE! | #VALUE! | #VALUE! | #VALUE! | #VALUE! | #VALUE! | #VALUE! | #VALUE! |  |  |  |  | #VALUE! | #VALUE! | #VALUE! | 13.8 | 0.80072 | #VALUE! | #VALUE! | #VALUE! | #VALUE! | #VALUE! | #VALUE! | #VALUE! | #VALUE! |  |  |  |  | #VALUE! | #VALUE! | #VALUE! | 13.8 | 0.80072 | #VALUE! | #VALUE! | #VALUE! | #VALUE! | #VALUE! | #VALUE! | #VALUE! | #VALUE! |  |  | #VALUE! | #VALUE! | #VALUE! | #VALUE! | #VALUE! | 13.8 | 0.80072 | #VALUE! | #VALUE! | #VALUE! | #VALUE! | #VALUE! | #VALUE! | #VALUE! | #VALUE! |  |  |  |  | #VALUE! | #VALUE! | #VALUE! | 13.8 | 0.80072 | #VALUE! | #VALUE! | #VALUE! | #VALUE! | #VALUE! | #VALUE! | #VALUE! | #VALUE! |  |  | #VALUE! | #VALUE! | #VALUE! | #VALUE! | #VALUE! | 13.8 | 0.80072 | #VALUE! | #VALUE! | #VALUE! | #VALUE! | #VALUE! | #VALUE! | #VALUE! | #VALUE! |  |  | #VALUE! | #VALUE! | #VALUE! | #VALUE! | #VALUE! | 13.8 | 0.80072 | #VALUE! | #VALUE! | #VALUE! | #VALUE! | #VALUE! | #VALUE! | #VALUE! | #VALUE! | 0 | #REF! | #VALUE! | #VALUE! | #VALUE! | #VALUE! | #VALUE! | #VALUE! | #VALUE! | 0
|  |  |  | 0 | 51 | 0 | 13.9 | 0.80598 | 1 | 1.0842e-19 | 0 | 1.0669e-18 | 1.0669e-18 | 1.0669e-18 | 0 | 0 |  |  |  |  | #VALUE! | #VALUE! | #VALUE! | 13.9 | 0.80598 | #VALUE! | #VALUE! | #VALUE! | #VALUE! | #VALUE! | #VALUE! | #VALUE! | #VALUE! |  |  |  |  | #VALUE! | #VALUE! | #VALUE! | 13.9 | 0.80598 | #VALUE! | #VALUE! | #VALUE! | #VALUE! | #VALUE! | #VALUE! | #VALUE! | #VALUE! |  |  |  |  | #VALUE! | #VALUE! | #VALUE! | 13.9 | 0.80598 | #VALUE! | #VALUE! | #VALUE! | #VALUE! | #VALUE! | #VALUE! | #VALUE! | #VALUE! |  |  | #VALUE! | #VALUE! | #VALUE! | #VALUE! | #VALUE! | 13.9 | 0.80598 | #VALUE! | #VALUE! | #VALUE! | #VALUE! | #VALUE! | #VALUE! | #VALUE! | #VALUE! |  |  |  |  | #VALUE! | #VALUE! | #VALUE! | 13.9 | 0.80598 | #VALUE! | #VALUE! | #VALUE! | #VALUE! | #VALUE! | #VALUE! | #VALUE! | #VALUE! |  |  | #VALUE! | #VALUE! | #VALUE! | #VALUE! | #VALUE! | 13.9 | 0.80598 | #VALUE! | #VALUE! | #VALUE! | #VALUE! | #VALUE! | #VALUE! | #VALUE! | #VALUE! |  |  | #VALUE! | #VALUE! | #VALUE! | #VALUE! | #VALUE! | 13.9 | 0.80598 | #VALUE! | #VALUE! | #VALUE! | #VALUE! | #VALUE! | #VALUE! | #VALUE! | #VALUE! | 0 | #REF! | #VALUE! | #VALUE! | #VALUE! | #VALUE! | #VALUE! | #VALUE! | #VALUE! | 0
|  |  |  | 0 | 51 | 0 | 14 | 0.811 | 1 | 1.0842e-19 | 0 | 1.0669e-18 | 1.0669e-18 | 1.0669e-18 | 0 | 0 |  |  |  |  | #VALUE! | #VALUE! | #VALUE! | 14 | 0.811 | #VALUE! | #VALUE! | #VALUE! | #VALUE! | #VALUE! | #VALUE! | #VALUE! | #VALUE! |  |  |  |  | #VALUE! | #VALUE! | #VALUE! | 14 | 0.811 | #VALUE! | #VALUE! | #VALUE! | #VALUE! | #VALUE! | #VALUE! | #VALUE! | #VALUE! |  |  |  |  | #VALUE! | #VALUE! | #VALUE! | 14 | 0.811 | #VALUE! | #VALUE! | #VALUE! | #VALUE! | #VALUE! | #VALUE! | #VALUE! | #VALUE! |  |  | #VALUE! | #VALUE! | #VALUE! | #VALUE! | #VALUE! | 14 | 0.811 | #VALUE! | #VALUE! | #VALUE! | #VALUE! | #VALUE! | #VALUE! | #VALUE! | #VALUE! |  |  |  |  | #VALUE! | #VALUE! | #VALUE! | 14 | 0.811 | #VALUE! | #VALUE! | #VALUE! | #VALUE! | #VALUE! | #VALUE! | #VALUE! | #VALUE! |  |  | #VALUE! | #VALUE! | #VALUE! | #VALUE! | #VALUE! | 14 | 0.811 | #VALUE! | #VALUE! | #VALUE! | #VALUE! | #VALUE! | #VALUE! | #VALUE! | #VALUE! |  |  | #VALUE! | #VALUE! | #VALUE! | #VALUE! | #VALUE! | 14 | 0.811 | #VALUE! | #VALUE! | #VALUE! | #VALUE! | #VALUE! | #VALUE! | #VALUE! | #VALUE! | 0 | #REF! | #VALUE! | #VALUE! | #VALUE! | #VALUE! | #VALUE! | #VALUE! | #VALUE! | 0
|  |  |  | 0 | 51 | 0 | 14.1 | 0.81584 | 1 | 1.0842e-19 | 0 | 1.0669e-18 | 1.0669e-18 | 1.0669e-18 | 0 | 0 |  |  |  |  | #VALUE! | #VALUE! | #VALUE! | 14.1 | 0.81584 | #VALUE! | #VALUE! | #VALUE! | #VALUE! | #VALUE! | #VALUE! | #VALUE! | #VALUE! |  |  |  |  | #VALUE! | #VALUE! | #VALUE! | 14.1 | 0.81584 | #VALUE! | #VALUE! | #VALUE! | #VALUE! | #VALUE! | #VALUE! | #VALUE! | #VALUE! |  |  |  |  | #VALUE! | #VALUE! | #VALUE! | 14.1 | 0.81584 | #VALUE! | #VALUE! | #VALUE! | #VALUE! | #VALUE! | #VALUE! | #VALUE! | #VALUE! |  |  | #VALUE! | #VALUE! | #VALUE! | #VALUE! | #VALUE! | 14.1 | 0.81584 | #VALUE! | #VALUE! | #VALUE! | #VALUE! | #VALUE! | #VALUE! | #VALUE! | #VALUE! |  |  |  |  | #VALUE! | #VALUE! | #VALUE! | 14.1 | 0.81584 | #VALUE! | #VALUE! | #VALUE! | #VALUE! | #VALUE! | #VALUE! | #VALUE! | #VALUE! |  |  | #VALUE! | #VALUE! | #VALUE! | #VALUE! | #VALUE! | 14.1 | 0.81584 | #VALUE! | #VALUE! | #VALUE! | #VALUE! | #VALUE! | #VALUE! | #VALUE! | #VALUE! |  |  | #VALUE! | #VALUE! | #VALUE! | #VALUE! | #VALUE! | 14.1 | 0.81584 | #VALUE! | #VALUE! | #VALUE! | #VALUE! | #VALUE! | #VALUE! | #VALUE! | #VALUE! | 0 | #REF! | #VALUE! | #VALUE! | #VALUE! | #VALUE! | #VALUE! | #VALUE! | #VALUE! | 0
|  |  |  | 0 | 51 | 0 | 14.2 | 0.82057 | 1 | 1.0842e-19 | 0 | 1.0669e-18 | 1.0669e-18 | 1.0669e-18 | 0 | 0 |  |  |  |  | #VALUE! | #VALUE! | #VALUE! | 14.2 | 0.82057 | #VALUE! | #VALUE! | #VALUE! | #VALUE! | #VALUE! | #VALUE! | #VALUE! | #VALUE! |  |  |  |  | #VALUE! | #VALUE! | #VALUE! | 14.2 | 0.82057 | #VALUE! | #VALUE! | #VALUE! | #VALUE! | #VALUE! | #VALUE! | #VALUE! | #VALUE! |  |  |  |  | #VALUE! | #VALUE! | #VALUE! | 14.2 | 0.82057 | #VALUE! | #VALUE! | #VALUE! | #VALUE! | #VALUE! | #VALUE! | #VALUE! | #VALUE! |  |  | #VALUE! | #VALUE! | #VALUE! | #VALUE! | #VALUE! | 14.2 | 0.82057 | #VALUE! | #VALUE! | #VALUE! | #VALUE! | #VALUE! | #VALUE! | #VALUE! | #VALUE! |  |  |  |  | #VALUE! | #VALUE! | #VALUE! | 14.2 | 0.82057 | #VALUE! | #VALUE! | #VALUE! | #VALUE! | #VALUE! | #VALUE! | #VALUE! | #VALUE! |  |  | #VALUE! | #VALUE! | #VALUE! | #VALUE! | #VALUE! | 14.2 | 0.82057 | #VALUE! | #VALUE! | #VALUE! | #VALUE! | #VALUE! | #VALUE! | #VALUE! | #VALUE! |  |  | #VALUE! | #VALUE! | #VALUE! | #VALUE! | #VALUE! | 14.2 | 0.82057 | #VALUE! | #VALUE! | #VALUE! | #VALUE! | #VALUE! | #VALUE! | #VALUE! | #VALUE! | 0 | #REF! | #VALUE! | #VALUE! | #VALUE! | #VALUE! | #VALUE! | #VALUE! | #VALUE! | 0
|  |  |  | 0 | 51 | 0 | 14.3 | 0.82518 | 1 | 1.0842e-19 | 0 | 1.0669e-18 | 1.0669e-18 | 1.0669e-18 | 0 | 0 |  |  |  |  | #VALUE! | #VALUE! | #VALUE! | 14.3 | 0.82518 | #VALUE! | #VALUE! | #VALUE! | #VALUE! | #VALUE! | #VALUE! | #VALUE! | #VALUE! |  |  |  |  | #VALUE! | #VALUE! | #VALUE! | 14.3 | 0.82518 | #VALUE! | #VALUE! | #VALUE! | #VALUE! | #VALUE! | #VALUE! | #VALUE! | #VALUE! |  |  |  |  | #VALUE! | #VALUE! | #VALUE! | 14.3 | 0.82518 | #VALUE! | #VALUE! | #VALUE! | #VALUE! | #VALUE! | #VALUE! | #VALUE! | #VALUE! |  |  | #VALUE! | #VALUE! | #VALUE! | #VALUE! | #VALUE! | 14.3 | 0.82518 | #VALUE! | #VALUE! | #VALUE! | #VALUE! | #VALUE! | #VALUE! | #VALUE! | #VALUE! |  |  |  |  | #VALUE! | #VALUE! | #VALUE! | 14.3 | 0.82518 | #VALUE! | #VALUE! | #VALUE! | #VALUE! | #VALUE! | #VALUE! | #VALUE! | #VALUE! |  |  | #VALUE! | #VALUE! | #VALUE! | #VALUE! | #VALUE! | 14.3 | 0.82518 | #VALUE! | #VALUE! | #VALUE! | #VALUE! | #VALUE! | #VALUE! | #VALUE! | #VALUE! |  |  | #VALUE! | #VALUE! | #VALUE! | #VALUE! | #VALUE! | 14.3 | 0.82518 | #VALUE! | #VALUE! | #VALUE! | #VALUE! | #VALUE! | #VALUE! | #VALUE! | #VALUE! | 0 | #REF! | #VALUE! | #VALUE! | #VALUE! | #VALUE! | #VALUE! | #VALUE! | #VALUE! | 0
|  |  |  | 0 | 51 | 0 | 14.4 | 0.82968 | 1 | 1.0842e-19 | 0 | 1.0669e-18 | 1.0669e-18 | 1.0669e-18 | 0 | 0 |  |  |  |  | #VALUE! | #VALUE! | #VALUE! | 14.4 | 0.82968 | #VALUE! | #VALUE! | #VALUE! | #VALUE! | #VALUE! | #VALUE! | #VALUE! | #VALUE! |  |  |  |  | #VALUE! | #VALUE! | #VALUE! | 14.4 | 0.82968 | #VALUE! | #VALUE! | #VALUE! | #VALUE! | #VALUE! | #VALUE! | #VALUE! | #VALUE! |  |  |  |  | #VALUE! | #VALUE! | #VALUE! | 14.4 | 0.82968 | #VALUE! | #VALUE! | #VALUE! | #VALUE! | #VALUE! | #VALUE! | #VALUE! | #VALUE! |  |  | #VALUE! | #VALUE! | #VALUE! | #VALUE! | #VALUE! | 14.4 | 0.82968 | #VALUE! | #VALUE! | #VALUE! | #VALUE! | #VALUE! | #VALUE! | #VALUE! | #VALUE! |  |  |  |  | #VALUE! | #VALUE! | #VALUE! | 14.4 | 0.82968 | #VALUE! | #VALUE! | #VALUE! | #VALUE! | #VALUE! | #VALUE! | #VALUE! | #VALUE! |  |  | #VALUE! | #VALUE! | #VALUE! | #VALUE! | #VALUE! | 14.4 | 0.82968 | #VALUE! | #VALUE! | #VALUE! | #VALUE! | #VALUE! | #VALUE! | #VALUE! | #VALUE! |  |  | #VALUE! | #VALUE! | #VALUE! | #VALUE! | #VALUE! | 14.4 | 0.82968 | #VALUE! | #VALUE! | #VALUE! | #VALUE! | #VALUE! | #VALUE! | #VALUE! | #VALUE! | 0 | #REF! | #VALUE! | #VALUE! | #VALUE! | #VALUE! | #VALUE! | #VALUE! | #VALUE! | 0
|  |  |  | 0 | 51 | 0 | 14.5 | 0.83406 | 1 | 1.0842e-19 | 0 | 1.0669e-18 | 1.0669e-18 | 1.0669e-18 | 0 | 0 |  |  |  |  | #VALUE! | #VALUE! | #VALUE! | 14.5 | 0.83406 | #VALUE! | #VALUE! | #VALUE! | #VALUE! | #VALUE! | #VALUE! | #VALUE! | #VALUE! |  |  |  |  | #VALUE! | #VALUE! | #VALUE! | 14.5 | 0.83406 | #VALUE! | #VALUE! | #VALUE! | #VALUE! | #VALUE! | #VALUE! | #VALUE! | #VALUE! |  |  |  |  | #VALUE! | #VALUE! | #VALUE! | 14.5 | 0.83406 | #VALUE! | #VALUE! | #VALUE! | #VALUE! | #VALUE! | #VALUE! | #VALUE! | #VALUE! |  |  | #VALUE! | #VALUE! | #VALUE! | #VALUE! | #VALUE! | 14.5 | 0.83406 | #VALUE! | #VALUE! | #VALUE! | #VALUE! | #VALUE! | #VALUE! | #VALUE! | #VALUE! |  |  |  |  | #VALUE! | #VALUE! | #VALUE! | 14.5 | 0.83406 | #VALUE! | #VALUE! | #VALUE! | #VALUE! | #VALUE! | #VALUE! | #VALUE! | #VALUE! |  |  | #VALUE! | #VALUE! | #VALUE! | #VALUE! | #VALUE! | 14.5 | 0.83406 | #VALUE! | #VALUE! | #VALUE! | #VALUE! | #VALUE! | #VALUE! | #VALUE! | #VALUE! |  |  | #VALUE! | #VALUE! | #VALUE! | #VALUE! | #VALUE! | 14.5 | 0.83406 | #VALUE! | #VALUE! | #VALUE! | #VALUE! | #VALUE! | #VALUE! | #VALUE! | #VALUE! | 0 | #REF! | #VALUE! | #VALUE! | #VALUE! | #VALUE! | #VALUE! | #VALUE! | #VALUE! | 0
|  |  |  | 0 | 51 | 0 | 14.6 | 0.83833 | 1 | 1.0842e-19 | 0 | 1.0669e-18 | 1.0669e-18 | 1.0669e-18 | 0 | 0 |  |  |  |  | #VALUE! | #VALUE! | #VALUE! | 14.6 | 0.83833 | #VALUE! | #VALUE! | #VALUE! | #VALUE! | #VALUE! | #VALUE! | #VALUE! | #VALUE! |  |  |  |  | #VALUE! | #VALUE! | #VALUE! | 14.6 | 0.83833 | #VALUE! | #VALUE! | #VALUE! | #VALUE! | #VALUE! | #VALUE! | #VALUE! | #VALUE! |  |  |  |  | #VALUE! | #VALUE! | #VALUE! | 14.6 | 0.83833 | #VALUE! | #VALUE! | #VALUE! | #VALUE! | #VALUE! | #VALUE! | #VALUE! | #VALUE! |  |  | #VALUE! | #VALUE! | #VALUE! | #VALUE! | #VALUE! | 14.6 | 0.83833 | #VALUE! | #VALUE! | #VALUE! | #VALUE! | #VALUE! | #VALUE! | #VALUE! | #VALUE! |  |  |  |  | #VALUE! | #VALUE! | #VALUE! | 14.6 | 0.83833 | #VALUE! | #VALUE! | #VALUE! | #VALUE! | #VALUE! | #VALUE! | #VALUE! | #VALUE! |  |  | #VALUE! | #VALUE! | #VALUE! | #VALUE! | #VALUE! | 14.6 | 0.83833 | #VALUE! | #VALUE! | #VALUE! | #VALUE! | #VALUE! | #VALUE! | #VALUE! | #VALUE! |  |  | #VALUE! | #VALUE! | #VALUE! | #VALUE! | #VALUE! | 14.6 | 0.83833 | #VALUE! | #VALUE! | #VALUE! | #VALUE! | #VALUE! | #VALUE! | #VALUE! | #VALUE! | 0 | #REF! | #VALUE! | #VALUE! | #VALUE! | #VALUE! | #VALUE! | #VALUE! | #VALUE! | 0
|  |  |  | 0 | 51 | 0 | 14.7 | 0.84248 | 1 | 1.0842e-19 | 0 | 1.0669e-18 | 1.0669e-18 | 1.0669e-18 | 0 | 0 |  |  |  |  | #VALUE! | #VALUE! | #VALUE! | 14.7 | 0.84248 | #VALUE! | #VALUE! | #VALUE! | #VALUE! | #VALUE! | #VALUE! | #VALUE! | #VALUE! |  |  |  |  | #VALUE! | #VALUE! | #VALUE! | 14.7 | 0.84248 | #VALUE! | #VALUE! | #VALUE! | #VALUE! | #VALUE! | #VALUE! | #VALUE! | #VALUE! |  |  |  |  | #VALUE! | #VALUE! | #VALUE! | 14.7 | 0.84248 | #VALUE! | #VALUE! | #VALUE! | #VALUE! | #VALUE! | #VALUE! | #VALUE! | #VALUE! |  |  | #VALUE! | #VALUE! | #VALUE! | #VALUE! | #VALUE! | 14.7 | 0.84248 | #VALUE! | #VALUE! | #VALUE! | #VALUE! | #VALUE! | #VALUE! | #VALUE! | #VALUE! |  |  |  |  | #VALUE! | #VALUE! | #VALUE! | 14.7 | 0.84248 | #VALUE! | #VALUE! | #VALUE! | #VALUE! | #VALUE! | #VALUE! | #VALUE! | #VALUE! |  |  | #VALUE! | #VALUE! | #VALUE! | #VALUE! | #VALUE! | 14.7 | 0.84248 | #VALUE! | #VALUE! | #VALUE! | #VALUE! | #VALUE! | #VALUE! | #VALUE! | #VALUE! |  |  | #VALUE! | #VALUE! | #VALUE! | #VALUE! | #VALUE! | 14.7 | 0.84248 | #VALUE! | #VALUE! | #VALUE! | #VALUE! | #VALUE! | #VALUE! | #VALUE! | #VALUE! | 0 | #REF! | #VALUE! | #VALUE! | #VALUE! | #VALUE! | #VALUE! | #VALUE! | #VALUE! | 0
|  |  |  | 0 | 51 | 0 | 14.8 | 0.84652 | 1 | 1.0842e-19 | 0 | 1.0669e-18 | 1.0669e-18 | 1.0669e-18 | 0 | 0 |  |  |  |  | #VALUE! | #VALUE! | #VALUE! | 14.8 | 0.84652 | #VALUE! | #VALUE! | #VALUE! | #VALUE! | #VALUE! | #VALUE! | #VALUE! | #VALUE! |  |  |  |  | #VALUE! | #VALUE! | #VALUE! | 14.8 | 0.84652 | #VALUE! | #VALUE! | #VALUE! | #VALUE! | #VALUE! | #VALUE! | #VALUE! | #VALUE! |  |  |  |  | #VALUE! | #VALUE! | #VALUE! | 14.8 | 0.84652 | #VALUE! | #VALUE! | #VALUE! | #VALUE! | #VALUE! | #VALUE! | #VALUE! | #VALUE! |  |  | #VALUE! | #VALUE! | #VALUE! | #VALUE! | #VALUE! | 14.8 | 0.84652 | #VALUE! | #VALUE! | #VALUE! | #VALUE! | #VALUE! | #VALUE! | #VALUE! | #VALUE! |  |  |  |  | #VALUE! | #VALUE! | #VALUE! | 14.8 | 0.84652 | #VALUE! | #VALUE! | #VALUE! | #VALUE! | #VALUE! | #VALUE! | #VALUE! | #VALUE! |  |  | #VALUE! | #VALUE! | #VALUE! | #VALUE! | #VALUE! | 14.8 | 0.84652 | #VALUE! | #VALUE! | #VALUE! | #VALUE! | #VALUE! | #VALUE! | #VALUE! | #VALUE! |  |  | #VALUE! | #VALUE! | #VALUE! | #VALUE! | #VALUE! | 14.8 | 0.84652 | #VALUE! | #VALUE! | #VALUE! | #VALUE! | #VALUE! | #VALUE! | #VALUE! | #VALUE! | 0 | #REF! | #VALUE! | #VALUE! | #VALUE! | #VALUE! | #VALUE! | #VALUE! | #VALUE! | 0
|  |  |  | 0 | 51 | 0 | 14.9 | 0.85044 | 1 | 1.0842e-19 | 0 | 1.0669e-18 | 1.0669e-18 | 1.0669e-18 | 0 | 0 |  |  |  |  | #VALUE! | #VALUE! | #VALUE! | 14.9 | 0.85044 | #VALUE! | #VALUE! | #VALUE! | #VALUE! | #VALUE! | #VALUE! | #VALUE! | #VALUE! |  |  |  |  | #VALUE! | #VALUE! | #VALUE! | 14.9 | 0.85044 | #VALUE! | #VALUE! | #VALUE! | #VALUE! | #VALUE! | #VALUE! | #VALUE! | #VALUE! |  |  |  |  | #VALUE! | #VALUE! | #VALUE! | 14.9 | 0.85044 | #VALUE! | #VALUE! | #VALUE! | #VALUE! | #VALUE! | #VALUE! | #VALUE! | #VALUE! |  |  | #VALUE! | #VALUE! | #VALUE! | #VALUE! | #VALUE! | 14.9 | 0.85044 | #VALUE! | #VALUE! | #VALUE! | #VALUE! | #VALUE! | #VALUE! | #VALUE! | #VALUE! |  |  |  |  | #VALUE! | #VALUE! | #VALUE! | 14.9 | 0.85044 | #VALUE! | #VALUE! | #VALUE! | #VALUE! | #VALUE! | #VALUE! | #VALUE! | #VALUE! |  |  | #VALUE! | #VALUE! | #VALUE! | #VALUE! | #VALUE! | 14.9 | 0.85044 | #VALUE! | #VALUE! | #VALUE! | #VALUE! | #VALUE! | #VALUE! | #VALUE! | #VALUE! |  |  | #VALUE! | #VALUE! | #VALUE! | #VALUE! | #VALUE! | 14.9 | 0.85044 | #VALUE! | #VALUE! | #VALUE! | #VALUE! | #VALUE! | #VALUE! | #VALUE! | #VALUE! | 0 | #REF! | #VALUE! | #VALUE! | #VALUE! | #VALUE! | #VALUE! | #VALUE! | #VALUE! | 0
|  |  |  | 0 | 51 | 0 | 15 | 0.85425 | 1 | 1.0842e-19 | 0 | 1.0669e-18 | 1.0669e-18 | 1.0669e-18 | 0 | 0 |  |  |  |  | #VALUE! | #VALUE! | #VALUE! | 15 | 0.85425 | #VALUE! | #VALUE! | #VALUE! | #VALUE! | #VALUE! | #VALUE! | #VALUE! | #VALUE! |  |  |  |  | #VALUE! | #VALUE! | #VALUE! | 15 | 0.85425 | #VALUE! | #VALUE! | #VALUE! | #VALUE! | #VALUE! | #VALUE! | #VALUE! | #VALUE! |  |  |  |  | #VALUE! | #VALUE! | #VALUE! | 15 | 0.85425 | #VALUE! | #VALUE! | #VALUE! | #VALUE! | #VALUE! | #VALUE! | #VALUE! | #VALUE! |  |  | #VALUE! | #VALUE! | #VALUE! | #VALUE! | #VALUE! | 15 | 0.85425 | #VALUE! | #VALUE! | #VALUE! | #VALUE! | #VALUE! | #VALUE! | #VALUE! | #VALUE! |  |  |  |  | #VALUE! | #VALUE! | #VALUE! | 15 | 0.85425 | #VALUE! | #VALUE! | #VALUE! | #VALUE! | #VALUE! | #VALUE! | #VALUE! | #VALUE! |  |  | #VALUE! | #VALUE! | #VALUE! | #VALUE! | #VALUE! | 15 | 0.85425 | #VALUE! | #VALUE! | #VALUE! | #VALUE! | #VALUE! | #VALUE! | #VALUE! | #VALUE! |  |  | #VALUE! | #VALUE! | #VALUE! | #VALUE! | #VALUE! | 15 | 0.85425 | #VALUE! | #VALUE! | #VALUE! | #VALUE! | #VALUE! | #VALUE! | #VALUE! | #VALUE! | 0 | #REF! | #VALUE! | #VALUE! | #VALUE! | #VALUE! | #VALUE! | #VALUE! | #VALUE! | 0
|  |  |  | 0 | 51 | 0 | 15.1 | 0.85794 | 1 | 1.0842e-19 | 0 | 1.0669e-18 | 1.0669e-18 | 1.0669e-18 | 0 | 0 |  |  |  |  | #VALUE! | #VALUE! | #VALUE! | 15.1 | 0.85794 | #VALUE! | #VALUE! | #VALUE! | #VALUE! | #VALUE! | #VALUE! | #VALUE! | #VALUE! |  |  |  |  | #VALUE! | #VALUE! | #VALUE! | 15.1 | 0.85794 | #VALUE! | #VALUE! | #VALUE! | #VALUE! | #VALUE! | #VALUE! | #VALUE! | #VALUE! |  |  |  |  | #VALUE! | #VALUE! | #VALUE! | 15.1 | 0.85794 | #VALUE! | #VALUE! | #VALUE! | #VALUE! | #VALUE! | #VALUE! | #VALUE! | #VALUE! |  |  | #VALUE! | #VALUE! | #VALUE! | #VALUE! | #VALUE! | 15.1 | 0.85794 | #VALUE! | #VALUE! | #VALUE! | #VALUE! | #VALUE! | #VALUE! | #VALUE! | #VALUE! |  |  |  |  | #VALUE! | #VALUE! | #VALUE! | 15.1 | 0.85794 | #VALUE! | #VALUE! | #VALUE! | #VALUE! | #VALUE! | #VALUE! | #VALUE! | #VALUE! |  |  | #VALUE! | #VALUE! | #VALUE! | #VALUE! | #VALUE! | 15.1 | 0.85794 | #VALUE! | #VALUE! | #VALUE! | #VALUE! | #VALUE! | #VALUE! | #VALUE! | #VALUE! |  |  | #VALUE! | #VALUE! | #VALUE! | #VALUE! | #VALUE! | 15.1 | 0.85794 | #VALUE! | #VALUE! | #VALUE! | #VALUE! | #VALUE! | #VALUE! | #VALUE! | #VALUE! | 0 | #REF! | #VALUE! | #VALUE! | #VALUE! | #VALUE! | #VALUE! | #VALUE! | #VALUE! | 0
|  |  |  | 0 | 51 | 0 | 15.2 | 0.86152 | 1 | 1.0842e-19 | 0 | 1.0669e-18 | 1.0669e-18 | 1.0669e-18 | 0 | 0 |  |  |  |  | #VALUE! | #VALUE! | #VALUE! | 15.2 | 0.86152 | #VALUE! | #VALUE! | #VALUE! | #VALUE! | #VALUE! | #VALUE! | #VALUE! | #VALUE! |  |  |  |  | #VALUE! | #VALUE! | #VALUE! | 15.2 | 0.86152 | #VALUE! | #VALUE! | #VALUE! | #VALUE! | #VALUE! | #VALUE! | #VALUE! | #VALUE! |  |  |  |  | #VALUE! | #VALUE! | #VALUE! | 15.2 | 0.86152 | #VALUE! | #VALUE! | #VALUE! | #VALUE! | #VALUE! | #VALUE! | #VALUE! | #VALUE! |  |  | #VALUE! | #VALUE! | #VALUE! | #VALUE! | #VALUE! | 15.2 | 0.86152 | #VALUE! | #VALUE! | #VALUE! | #VALUE! | #VALUE! | #VALUE! | #VALUE! | #VALUE! |  |  |  |  | #VALUE! | #VALUE! | #VALUE! | 15.2 | 0.86152 | #VALUE! | #VALUE! | #VALUE! | #VALUE! | #VALUE! | #VALUE! | #VALUE! | #VALUE! |  |  | #VALUE! | #VALUE! | #VALUE! | #VALUE! | #VALUE! | 15.2 | 0.86152 | #VALUE! | #VALUE! | #VALUE! | #VALUE! | #VALUE! | #VALUE! | #VALUE! | #VALUE! |  |  | #VALUE! | #VALUE! | #VALUE! | #VALUE! | #VALUE! | 15.2 | 0.86152 | #VALUE! | #VALUE! | #VALUE! | #VALUE! | #VALUE! | #VALUE! | #VALUE! | #VALUE! | 0 | #REF! | #VALUE! | #VALUE! | #VALUE! | #VALUE! | #VALUE! | #VALUE! | #VALUE! | 0
|  |  |  | 0 | 51 | 0 | 15.3 | 0.86498 | 1 | 1.0842e-19 | 0 | 1.0669e-18 | 1.0669e-18 | 1.0669e-18 | 0 | 0 |  |  |  |  | #VALUE! | #VALUE! | #VALUE! | 15.3 | 0.86498 | #VALUE! | #VALUE! | #VALUE! | #VALUE! | #VALUE! | #VALUE! | #VALUE! | #VALUE! |  |  |  |  | #VALUE! | #VALUE! | #VALUE! | 15.3 | 0.86498 | #VALUE! | #VALUE! | #VALUE! | #VALUE! | #VALUE! | #VALUE! | #VALUE! | #VALUE! |  |  |  |  | #VALUE! | #VALUE! | #VALUE! | 15.3 | 0.86498 | #VALUE! | #VALUE! | #VALUE! | #VALUE! | #VALUE! | #VALUE! | #VALUE! | #VALUE! |  |  | #VALUE! | #VALUE! | #VALUE! | #VALUE! | #VALUE! | 15.3 | 0.86498 | #VALUE! | #VALUE! | #VALUE! | #VALUE! | #VALUE! | #VALUE! | #VALUE! | #VALUE! |  |  |  |  | #VALUE! | #VALUE! | #VALUE! | 15.3 | 0.86498 | #VALUE! | #VALUE! | #VALUE! | #VALUE! | #VALUE! | #VALUE! | #VALUE! | #VALUE! |  |  | #VALUE! | #VALUE! | #VALUE! | #VALUE! | #VALUE! | 15.3 | 0.86498 | #VALUE! | #VALUE! | #VALUE! | #VALUE! | #VALUE! | #VALUE! | #VALUE! | #VALUE! |  |  | #VALUE! | #VALUE! | #VALUE! | #VALUE! | #VALUE! | 15.3 | 0.86498 | #VALUE! | #VALUE! | #VALUE! | #VALUE! | #VALUE! | #VALUE! | #VALUE! | #VALUE! | 0 | #REF! | #VALUE! | #VALUE! | #VALUE! | #VALUE! | #VALUE! | #VALUE! | #VALUE! | 0
|  |  |  | 0 | 51 | 0 | 15.4 | 0.86833 | 1 | 1.0842e-19 | 0 | 1.0669e-18 | 1.0669e-18 | 1.0669e-18 | 0 | 0 |  |  |  |  | #VALUE! | #VALUE! | #VALUE! | 15.4 | 0.86833 | #VALUE! | #VALUE! | #VALUE! | #VALUE! | #VALUE! | #VALUE! | #VALUE! | #VALUE! |  |  |  |  | #VALUE! | #VALUE! | #VALUE! | 15.4 | 0.86833 | #VALUE! | #VALUE! | #VALUE! | #VALUE! | #VALUE! | #VALUE! | #VALUE! | #VALUE! |  |  |  |  | #VALUE! | #VALUE! | #VALUE! | 15.4 | 0.86833 | #VALUE! | #VALUE! | #VALUE! | #VALUE! | #VALUE! | #VALUE! | #VALUE! | #VALUE! |  |  | #VALUE! | #VALUE! | #VALUE! | #VALUE! | #VALUE! | 15.4 | 0.86833 | #VALUE! | #VALUE! | #VALUE! | #VALUE! | #VALUE! | #VALUE! | #VALUE! | #VALUE! |  |  |  |  | #VALUE! | #VALUE! | #VALUE! | 15.4 | 0.86833 | #VALUE! | #VALUE! | #VALUE! | #VALUE! | #VALUE! | #VALUE! | #VALUE! | #VALUE! |  |  | #VALUE! | #VALUE! | #VALUE! | #VALUE! | #VALUE! | 15.4 | 0.86833 | #VALUE! | #VALUE! | #VALUE! | #VALUE! | #VALUE! | #VALUE! | #VALUE! | #VALUE! |  |  | #VALUE! | #VALUE! | #VALUE! | #VALUE! | #VALUE! | 15.4 | 0.86833 | #VALUE! | #VALUE! | #VALUE! | #VALUE! | #VALUE! | #VALUE! | #VALUE! | #VALUE! | 0 | #REF! | #VALUE! | #VALUE! | #VALUE! | #VALUE! | #VALUE! | #VALUE! | #VALUE! | 0
|  |  |  | 0 | 51 | 0 | 15.5 | 0.87156 | 1 | 1.0842e-19 | 0 | 1.0669e-18 | 1.0669e-18 | 1.0669e-18 | 0 | 0 |  |  |  |  | #VALUE! | #VALUE! | #VALUE! | 15.5 | 0.87156 | #VALUE! | #VALUE! | #VALUE! | #VALUE! | #VALUE! | #VALUE! | #VALUE! | #VALUE! |  |  |  |  | #VALUE! | #VALUE! | #VALUE! | 15.5 | 0.87156 | #VALUE! | #VALUE! | #VALUE! | #VALUE! | #VALUE! | #VALUE! | #VALUE! | #VALUE! |  |  |  |  | #VALUE! | #VALUE! | #VALUE! | 15.5 | 0.87156 | #VALUE! | #VALUE! | #VALUE! | #VALUE! | #VALUE! | #VALUE! | #VALUE! | #VALUE! |  |  | #VALUE! | #VALUE! | #VALUE! | #VALUE! | #VALUE! | 15.5 | 0.87156 | #VALUE! | #VALUE! | #VALUE! | #VALUE! | #VALUE! | #VALUE! | #VALUE! | #VALUE! |  |  |  |  | #VALUE! | #VALUE! | #VALUE! | 15.5 | 0.87156 | #VALUE! | #VALUE! | #VALUE! | #VALUE! | #VALUE! | #VALUE! | #VALUE! | #VALUE! |  |  | #VALUE! | #VALUE! | #VALUE! | #VALUE! | #VALUE! | 15.5 | 0.87156 | #VALUE! | #VALUE! | #VALUE! | #VALUE! | #VALUE! | #VALUE! | #VALUE! | #VALUE! |  |  | #VALUE! | #VALUE! | #VALUE! | #VALUE! | #VALUE! | 15.5 | 0.87156 | #VALUE! | #VALUE! | #VALUE! | #VALUE! | #VALUE! | #VALUE! | #VALUE! | #VALUE! | 0 | #REF! | #VALUE! | #VALUE! | #VALUE! | #VALUE! | #VALUE! | #VALUE! | #VALUE! | 0
|  |  |  | 0 | 51 | 0 | 15.6 | 0.87468 | 1 | 1.0842e-19 | 0 | 1.0669e-18 | 1.0669e-18 | 1.0669e-18 | 0 | 0 |  |  |  |  | #VALUE! | #VALUE! | #VALUE! | 15.6 | 0.87468 | #VALUE! | #VALUE! | #VALUE! | #VALUE! | #VALUE! | #VALUE! | #VALUE! | #VALUE! |  |  |  |  | #VALUE! | #VALUE! | #VALUE! | 15.6 | 0.87468 | #VALUE! | #VALUE! | #VALUE! | #VALUE! | #VALUE! | #VALUE! | #VALUE! | #VALUE! |  |  |  |  | #VALUE! | #VALUE! | #VALUE! | 15.6 | 0.87468 | #VALUE! | #VALUE! | #VALUE! | #VALUE! | #VALUE! | #VALUE! | #VALUE! | #VALUE! |  |  | #VALUE! | #VALUE! | #VALUE! | #VALUE! | #VALUE! | 15.6 | 0.87468 | #VALUE! | #VALUE! | #VALUE! | #VALUE! | #VALUE! | #VALUE! | #VALUE! | #VALUE! |  |  |  |  | #VALUE! | #VALUE! | #VALUE! | 15.6 | 0.87468 | #VALUE! | #VALUE! | #VALUE! | #VALUE! | #VALUE! | #VALUE! | #VALUE! | #VALUE! |  |  | #VALUE! | #VALUE! | #VALUE! | #VALUE! | #VALUE! | 15.6 | 0.87468 | #VALUE! | #VALUE! | #VALUE! | #VALUE! | #VALUE! | #VALUE! | #VALUE! | #VALUE! |  |  | #VALUE! | #VALUE! | #VALUE! | #VALUE! | #VALUE! | 15.6 | 0.87468 | #VALUE! | #VALUE! | #VALUE! | #VALUE! | #VALUE! | #VALUE! | #VALUE! | #VALUE! | 0 | #REF! | #VALUE! | #VALUE! | #VALUE! | #VALUE! | #VALUE! | #VALUE! | #VALUE! | 0
|  |  |  | 0 | 51 | 0 | 15.7 | 0.87768 | 1 | 1.0842e-19 | 0 | 1.0669e-18 | 1.0669e-18 | 1.0669e-18 | 0 | 0 |  |  |  |  | #VALUE! | #VALUE! | #VALUE! | 15.7 | 0.87768 | #VALUE! | #VALUE! | #VALUE! | #VALUE! | #VALUE! | #VALUE! | #VALUE! | #VALUE! |  |  |  |  | #VALUE! | #VALUE! | #VALUE! | 15.7 | 0.87768 | #VALUE! | #VALUE! | #VALUE! | #VALUE! | #VALUE! | #VALUE! | #VALUE! | #VALUE! |  |  |  |  | #VALUE! | #VALUE! | #VALUE! | 15.7 | 0.87768 | #VALUE! | #VALUE! | #VALUE! | #VALUE! | #VALUE! | #VALUE! | #VALUE! | #VALUE! |  |  | #VALUE! | #VALUE! | #VALUE! | #VALUE! | #VALUE! | 15.7 | 0.87768 | #VALUE! | #VALUE! | #VALUE! | #VALUE! | #VALUE! | #VALUE! | #VALUE! | #VALUE! |  |  |  |  | #VALUE! | #VALUE! | #VALUE! | 15.7 | 0.87768 | #VALUE! | #VALUE! | #VALUE! | #VALUE! | #VALUE! | #VALUE! | #VALUE! | #VALUE! |  |  | #VALUE! | #VALUE! | #VALUE! | #VALUE! | #VALUE! | 15.7 | 0.87768 | #VALUE! | #VALUE! | #VALUE! | #VALUE! | #VALUE! | #VALUE! | #VALUE! | #VALUE! |  |  | #VALUE! | #VALUE! | #VALUE! | #VALUE! | #VALUE! | 15.7 | 0.87768 | #VALUE! | #VALUE! | #VALUE! | #VALUE! | #VALUE! | #VALUE! | #VALUE! | #VALUE! | 0 | #REF! | #VALUE! | #VALUE! | #VALUE! | #VALUE! | #VALUE! | #VALUE! | #VALUE! | 0
|  |  |  | 0 | 51 | 0 | 15.8 | 0.88057 | 1 | 1.0842e-19 | 0 | 1.0669e-18 | 1.0669e-18 | 1.0669e-18 | 0 | 0 |  |  |  |  | #VALUE! | #VALUE! | #VALUE! | 15.8 | 0.88057 | #VALUE! | #VALUE! | #VALUE! | #VALUE! | #VALUE! | #VALUE! | #VALUE! | #VALUE! |  |  |  |  | #VALUE! | #VALUE! | #VALUE! | 15.8 | 0.88057 | #VALUE! | #VALUE! | #VALUE! | #VALUE! | #VALUE! | #VALUE! | #VALUE! | #VALUE! |  |  |  |  | #VALUE! | #VALUE! | #VALUE! | 15.8 | 0.88057 | #VALUE! | #VALUE! | #VALUE! | #VALUE! | #VALUE! | #VALUE! | #VALUE! | #VALUE! |  |  | #VALUE! | #VALUE! | #VALUE! | #VALUE! | #VALUE! | 15.8 | 0.88057 | #VALUE! | #VALUE! | #VALUE! | #VALUE! | #VALUE! | #VALUE! | #VALUE! | #VALUE! |  |  |  |  | #VALUE! | #VALUE! | #VALUE! | 15.8 | 0.88057 | #VALUE! | #VALUE! | #VALUE! | #VALUE! | #VALUE! | #VALUE! | #VALUE! | #VALUE! |  |  | #VALUE! | #VALUE! | #VALUE! | #VALUE! | #VALUE! | 15.8 | 0.88057 | #VALUE! | #VALUE! | #VALUE! | #VALUE! | #VALUE! | #VALUE! | #VALUE! | #VALUE! |  |  | #VALUE! | #VALUE! | #VALUE! | #VALUE! | #VALUE! | 15.8 | 0.88057 | #VALUE! | #VALUE! | #VALUE! | #VALUE! | #VALUE! | #VALUE! | #VALUE! | #VALUE! | 0 | #REF! | #VALUE! | #VALUE! | #VALUE! | #VALUE! | #VALUE! | #VALUE! | #VALUE! | 0
|  |  |  | 0 | 51 | 0 | 15.9 | 0.88334 | 1 | 1.0842e-19 | 0 | 1.0669e-18 | 1.0669e-18 | 1.0669e-18 | 0 | 0 |  |  |  |  | #VALUE! | #VALUE! | #VALUE! | 15.9 | 0.88334 | #VALUE! | #VALUE! | #VALUE! | #VALUE! | #VALUE! | #VALUE! | #VALUE! | #VALUE! |  |  |  |  | #VALUE! | #VALUE! | #VALUE! | 15.9 | 0.88334 | #VALUE! | #VALUE! | #VALUE! | #VALUE! | #VALUE! | #VALUE! | #VALUE! | #VALUE! |  |  |  |  | #VALUE! | #VALUE! | #VALUE! | 15.9 | 0.88334 | #VALUE! | #VALUE! | #VALUE! | #VALUE! | #VALUE! | #VALUE! | #VALUE! | #VALUE! |  |  | #VALUE! | #VALUE! | #VALUE! | #VALUE! | #VALUE! | 15.9 | 0.88334 | #VALUE! | #VALUE! | #VALUE! | #VALUE! | #VALUE! | #VALUE! | #VALUE! | #VALUE! |  |  |  |  | #VALUE! | #VALUE! | #VALUE! | 15.9 | 0.88334 | #VALUE! | #VALUE! | #VALUE! | #VALUE! | #VALUE! | #VALUE! | #VALUE! | #VALUE! |  |  | #VALUE! | #VALUE! | #VALUE! | #VALUE! | #VALUE! | 15.9 | 0.88334 | #VALUE! | #VALUE! | #VALUE! | #VALUE! | #VALUE! | #VALUE! | #VALUE! | #VALUE! |  |  | #VALUE! | #VALUE! | #VALUE! | #VALUE! | #VALUE! | 15.9 | 0.88334 | #VALUE! | #VALUE! | #VALUE! | #VALUE! | #VALUE! | #VALUE! | #VALUE! | #VALUE! | 0 | #REF! | #VALUE! | #VALUE! | #VALUE! | #VALUE! | #VALUE! | #VALUE! | #VALUE! | 0
|  |  |  | 0 | 51 | 0 | 16 | 0.886 | 1 | 1.0842e-19 | 0 | 1.0669e-18 | 1.0669e-18 | 1.0669e-18 | 0 | 0 |  |  |  |  | #VALUE! | #VALUE! | #VALUE! | 16 | 0.886 | #VALUE! | #VALUE! | #VALUE! | #VALUE! | #VALUE! | #VALUE! | #VALUE! | #VALUE! |  |  |  |  | #VALUE! | #VALUE! | #VALUE! | 16 | 0.886 | #VALUE! | #VALUE! | #VALUE! | #VALUE! | #VALUE! | #VALUE! | #VALUE! | #VALUE! |  |  |  |  | #VALUE! | #VALUE! | #VALUE! | 16 | 0.886 | #VALUE! | #VALUE! | #VALUE! | #VALUE! | #VALUE! | #VALUE! | #VALUE! | #VALUE! |  |  | #VALUE! | #VALUE! | #VALUE! | #VALUE! | #VALUE! | 16 | 0.886 | #VALUE! | #VALUE! | #VALUE! | #VALUE! | #VALUE! | #VALUE! | #VALUE! | #VALUE! |  |  |  |  | #VALUE! | #VALUE! | #VALUE! | 16 | 0.886 | #VALUE! | #VALUE! | #VALUE! | #VALUE! | #VALUE! | #VALUE! | #VALUE! | #VALUE! |  |  | #VALUE! | #VALUE! | #VALUE! | #VALUE! | #VALUE! | 16 | 0.886 | #VALUE! | #VALUE! | #VALUE! | #VALUE! | #VALUE! | #VALUE! | #VALUE! | #VALUE! |  |  | #VALUE! | #VALUE! | #VALUE! | #VALUE! | #VALUE! | 16 | 0.886 | #VALUE! | #VALUE! | #VALUE! | #VALUE! | #VALUE! | #VALUE! | #VALUE! | #VALUE! | 0 | #REF! | #VALUE! | #VALUE! | #VALUE! | #VALUE! | #VALUE! | #VALUE! | #VALUE! | 0
|  |  |  | 0 | 51 | 0 | 16.1 | 0.88858 | 1 | 1.0842e-19 | 0 | 1.0669e-18 | 1.0669e-18 | 1.0669e-18 | 0 | 0 |  |  |  |  | #VALUE! | #VALUE! | #VALUE! | 16.1 | 0.88858 | #VALUE! | #VALUE! | #VALUE! | #VALUE! | #VALUE! | #VALUE! | #VALUE! | #VALUE! |  |  |  |  | #VALUE! | #VALUE! | #VALUE! | 16.1 | 0.88858 | #VALUE! | #VALUE! | #VALUE! | #VALUE! | #VALUE! | #VALUE! | #VALUE! | #VALUE! |  |  |  |  | #VALUE! | #VALUE! | #VALUE! | 16.1 | 0.88858 | #VALUE! | #VALUE! | #VALUE! | #VALUE! | #VALUE! | #VALUE! | #VALUE! | #VALUE! |  |  | #VALUE! | #VALUE! | #VALUE! | #VALUE! | #VALUE! | 16.1 | 0.88858 | #VALUE! | #VALUE! | #VALUE! | #VALUE! | #VALUE! | #VALUE! | #VALUE! | #VALUE! |  |  |  |  | #VALUE! | #VALUE! | #VALUE! | 16.1 | 0.88858 | #VALUE! | #VALUE! | #VALUE! | #VALUE! | #VALUE! | #VALUE! | #VALUE! | #VALUE! |  |  | #VALUE! | #VALUE! | #VALUE! | #VALUE! | #VALUE! | 16.1 | 0.88858 | #VALUE! | #VALUE! | #VALUE! | #VALUE! | #VALUE! | #VALUE! | #VALUE! | #VALUE! |  |  | #VALUE! | #VALUE! | #VALUE! | #VALUE! | #VALUE! | 16.1 | 0.88858 | #VALUE! | #VALUE! | #VALUE! | #VALUE! | #VALUE! | #VALUE! | #VALUE! | #VALUE! | 0 | #REF! | #VALUE! | #VALUE! | #VALUE! | #VALUE! | #VALUE! | #VALUE! | #VALUE! | 0
|  |  |  | 0 | 51 | 0 | 16.2 | 0.8911 | 1 | 1.0842e-19 | 0 | 1.0669e-18 | 1.0669e-18 | 1.0669e-18 | 0 | 0 |  |  |  |  | #VALUE! | #VALUE! | #VALUE! | 16.2 | 0.8911 | #VALUE! | #VALUE! | #VALUE! | #VALUE! | #VALUE! | #VALUE! | #VALUE! | #VALUE! |  |  |  |  | #VALUE! | #VALUE! | #VALUE! | 16.2 | 0.8911 | #VALUE! | #VALUE! | #VALUE! | #VALUE! | #VALUE! | #VALUE! | #VALUE! | #VALUE! |  |  |  |  | #VALUE! | #VALUE! | #VALUE! | 16.2 | 0.8911 | #VALUE! | #VALUE! | #VALUE! | #VALUE! | #VALUE! | #VALUE! | #VALUE! | #VALUE! |  |  | #VALUE! | #VALUE! | #VALUE! | #VALUE! | #VALUE! | 16.2 | 0.8911 | #VALUE! | #VALUE! | #VALUE! | #VALUE! | #VALUE! | #VALUE! | #VALUE! | #VALUE! |  |  |  |  | #VALUE! | #VALUE! | #VALUE! | 16.2 | 0.8911 | #VALUE! | #VALUE! | #VALUE! | #VALUE! | #VALUE! | #VALUE! | #VALUE! | #VALUE! |  |  | #VALUE! | #VALUE! | #VALUE! | #VALUE! | #VALUE! | 16.2 | 0.8911 | #VALUE! | #VALUE! | #VALUE! | #VALUE! | #VALUE! | #VALUE! | #VALUE! | #VALUE! |  |  | #VALUE! | #VALUE! | #VALUE! | #VALUE! | #VALUE! | 16.2 | 0.8911 | #VALUE! | #VALUE! | #VALUE! | #VALUE! | #VALUE! | #VALUE! | #VALUE! | #VALUE! | 0 | #REF! | #VALUE! | #VALUE! | #VALUE! | #VALUE! | #VALUE! | #VALUE! | #VALUE! | 0
|  |  |  | 0 | 51 | 0 | 16.3 | 0.89358 | 1 | 1.0842e-19 | 0 | 1.0669e-18 | 1.0669e-18 | 1.0669e-18 | 0 | 0 |  |  |  |  | #VALUE! | #VALUE! | #VALUE! | 16.3 | 0.89358 | #VALUE! | #VALUE! | #VALUE! | #VALUE! | #VALUE! | #VALUE! | #VALUE! | #VALUE! |  |  |  |  | #VALUE! | #VALUE! | #VALUE! | 16.3 | 0.89358 | #VALUE! | #VALUE! | #VALUE! | #VALUE! | #VALUE! | #VALUE! | #VALUE! | #VALUE! |  |  |  |  | #VALUE! | #VALUE! | #VALUE! | 16.3 | 0.89358 | #VALUE! | #VALUE! | #VALUE! | #VALUE! | #VALUE! | #VALUE! | #VALUE! | #VALUE! |  |  | #VALUE! | #VALUE! | #VALUE! | #VALUE! | #VALUE! | 16.3 | 0.89358 | #VALUE! | #VALUE! | #VALUE! | #VALUE! | #VALUE! | #VALUE! | #VALUE! | #VALUE! |  |  |  |  | #VALUE! | #VALUE! | #VALUE! | 16.3 | 0.89358 | #VALUE! | #VALUE! | #VALUE! | #VALUE! | #VALUE! | #VALUE! | #VALUE! | #VALUE! |  |  | #VALUE! | #VALUE! | #VALUE! | #VALUE! | #VALUE! | 16.3 | 0.89358 | #VALUE! | #VALUE! | #VALUE! | #VALUE! | #VALUE! | #VALUE! | #VALUE! | #VALUE! |  |  | #VALUE! | #VALUE! | #VALUE! | #VALUE! | #VALUE! | 16.3 | 0.89358 | #VALUE! | #VALUE! | #VALUE! | #VALUE! | #VALUE! | #VALUE! | #VALUE! | #VALUE! | 0 | #REF! | #VALUE! | #VALUE! | #VALUE! | #VALUE! | #VALUE! | #VALUE! | #VALUE! | 0
|  |  |  | 0 | 51 | 0 | 16.4 | 0.896 | 1 | 1.0842e-19 | 0 | 1.0669e-18 | 1.0669e-18 | 1.0669e-18 | 0 | 0 |  |  |  |  | #VALUE! | #VALUE! | #VALUE! | 16.4 | 0.896 | #VALUE! | #VALUE! | #VALUE! | #VALUE! | #VALUE! | #VALUE! | #VALUE! | #VALUE! |  |  |  |  | #VALUE! | #VALUE! | #VALUE! | 16.4 | 0.896 | #VALUE! | #VALUE! | #VALUE! | #VALUE! | #VALUE! | #VALUE! | #VALUE! | #VALUE! |  |  |  |  | #VALUE! | #VALUE! | #VALUE! | 16.4 | 0.896 | #VALUE! | #VALUE! | #VALUE! | #VALUE! | #VALUE! | #VALUE! | #VALUE! | #VALUE! |  |  | #VALUE! | #VALUE! | #VALUE! | #VALUE! | #VALUE! | 16.4 | 0.896 | #VALUE! | #VALUE! | #VALUE! | #VALUE! | #VALUE! | #VALUE! | #VALUE! | #VALUE! |  |  |  |  | #VALUE! | #VALUE! | #VALUE! | 16.4 | 0.896 | #VALUE! | #VALUE! | #VALUE! | #VALUE! | #VALUE! | #VALUE! | #VALUE! | #VALUE! |  |  | #VALUE! | #VALUE! | #VALUE! | #VALUE! | #VALUE! | 16.4 | 0.896 | #VALUE! | #VALUE! | #VALUE! | #VALUE! | #VALUE! | #VALUE! | #VALUE! | #VALUE! |  |  | #VALUE! | #VALUE! | #VALUE! | #VALUE! | #VALUE! | 16.4 | 0.896 | #VALUE! | #VALUE! | #VALUE! | #VALUE! | #VALUE! | #VALUE! | #VALUE! | #VALUE! | 0 | #REF! | #VALUE! | #VALUE! | #VALUE! | #VALUE! | #VALUE! | #VALUE! | #VALUE! | 0
|  |  |  | 0 | 51 | 0 | 16.5 | 0.89838 | 1 | 1.0842e-19 | 0 | 1.0669e-18 | 1.0669e-18 | 1.0669e-18 | 0 | 0 |  |  |  |  | #VALUE! | #VALUE! | #VALUE! | 16.5 | 0.89838 | #VALUE! | #VALUE! | #VALUE! | #VALUE! | #VALUE! | #VALUE! | #VALUE! | #VALUE! |  |  |  |  | #VALUE! | #VALUE! | #VALUE! | 16.5 | 0.89838 | #VALUE! | #VALUE! | #VALUE! | #VALUE! | #VALUE! | #VALUE! | #VALUE! | #VALUE! |  |  |  |  | #VALUE! | #VALUE! | #VALUE! | 16.5 | 0.89838 | #VALUE! | #VALUE! | #VALUE! | #VALUE! | #VALUE! | #VALUE! | #VALUE! | #VALUE! |  |  | #VALUE! | #VALUE! | #VALUE! | #VALUE! | #VALUE! | 16.5 | 0.89838 | #VALUE! | #VALUE! | #VALUE! | #VALUE! | #VALUE! | #VALUE! | #VALUE! | #VALUE! |  |  |  |  | #VALUE! | #VALUE! | #VALUE! | 16.5 | 0.89838 | #VALUE! | #VALUE! | #VALUE! | #VALUE! | #VALUE! | #VALUE! | #VALUE! | #VALUE! |  |  | #VALUE! | #VALUE! | #VALUE! | #VALUE! | #VALUE! | 16.5 | 0.89838 | #VALUE! | #VALUE! | #VALUE! | #VALUE! | #VALUE! | #VALUE! | #VALUE! | #VALUE! |  |  | #VALUE! | #VALUE! | #VALUE! | #VALUE! | #VALUE! | 16.5 | 0.89838 | #VALUE! | #VALUE! | #VALUE! | #VALUE! | #VALUE! | #VALUE! | #VALUE! | #VALUE! | 0 | #REF! | #VALUE! | #VALUE! | #VALUE! | #VALUE! | #VALUE! | #VALUE! | #VALUE! | 0
|  |  |  | 0 | 51 | 0 | 16.6 | 0.9007 | 1 | 1.0842e-19 | 0 | 1.0669e-18 | 1.0669e-18 | 1.0669e-18 | 0 | 0 |  |  |  |  | #VALUE! | #VALUE! | #VALUE! | 16.6 | 0.9007 | #VALUE! | #VALUE! | #VALUE! | #VALUE! | #VALUE! | #VALUE! | #VALUE! | #VALUE! |  |  |  |  | #VALUE! | #VALUE! | #VALUE! | 16.6 | 0.9007 | #VALUE! | #VALUE! | #VALUE! | #VALUE! | #VALUE! | #VALUE! | #VALUE! | #VALUE! |  |  |  |  | #VALUE! | #VALUE! | #VALUE! | 16.6 | 0.9007 | #VALUE! | #VALUE! | #VALUE! | #VALUE! | #VALUE! | #VALUE! | #VALUE! | #VALUE! |  |  | #VALUE! | #VALUE! | #VALUE! | #VALUE! | #VALUE! | 16.6 | 0.9007 | #VALUE! | #VALUE! | #VALUE! | #VALUE! | #VALUE! | #VALUE! | #VALUE! | #VALUE! |  |  |  |  | #VALUE! | #VALUE! | #VALUE! | 16.6 | 0.9007 | #VALUE! | #VALUE! | #VALUE! | #VALUE! | #VALUE! | #VALUE! | #VALUE! | #VALUE! |  |  | #VALUE! | #VALUE! | #VALUE! | #VALUE! | #VALUE! | 16.6 | 0.9007 | #VALUE! | #VALUE! | #VALUE! | #VALUE! | #VALUE! | #VALUE! | #VALUE! | #VALUE! |  |  | #VALUE! | #VALUE! | #VALUE! | #VALUE! | #VALUE! | 16.6 | 0.9007 | #VALUE! | #VALUE! | #VALUE! | #VALUE! | #VALUE! | #VALUE! | #VALUE! | #VALUE! | 0 | #REF! | #VALUE! | #VALUE! | #VALUE! | #VALUE! | #VALUE! | #VALUE! | #VALUE! | 0
|  |  |  | 0 | 51 | 0 | 16.7 | 0.90298 | 1 | 1.0842e-19 | 0 | 1.0669e-18 | 1.0669e-18 | 1.0669e-18 | 0 | 0 |  |  |  |  | #VALUE! | #VALUE! | #VALUE! | 16.7 | 0.90298 | #VALUE! | #VALUE! | #VALUE! | #VALUE! | #VALUE! | #VALUE! | #VALUE! | #VALUE! |  |  |  |  | #VALUE! | #VALUE! | #VALUE! | 16.7 | 0.90298 | #VALUE! | #VALUE! | #VALUE! | #VALUE! | #VALUE! | #VALUE! | #VALUE! | #VALUE! |  |  |  |  | #VALUE! | #VALUE! | #VALUE! | 16.7 | 0.90298 | #VALUE! | #VALUE! | #VALUE! | #VALUE! | #VALUE! | #VALUE! | #VALUE! | #VALUE! |  |  | #VALUE! | #VALUE! | #VALUE! | #VALUE! | #VALUE! | 16.7 | 0.90298 | #VALUE! | #VALUE! | #VALUE! | #VALUE! | #VALUE! | #VALUE! | #VALUE! | #VALUE! |  |  |  |  | #VALUE! | #VALUE! | #VALUE! | 16.7 | 0.90298 | #VALUE! | #VALUE! | #VALUE! | #VALUE! | #VALUE! | #VALUE! | #VALUE! | #VALUE! |  |  | #VALUE! | #VALUE! | #VALUE! | #VALUE! | #VALUE! | 16.7 | 0.90298 | #VALUE! | #VALUE! | #VALUE! | #VALUE! | #VALUE! | #VALUE! | #VALUE! | #VALUE! |  |  | #VALUE! | #VALUE! | #VALUE! | #VALUE! | #VALUE! | 16.7 | 0.90298 | #VALUE! | #VALUE! | #VALUE! | #VALUE! | #VALUE! | #VALUE! | #VALUE! | #VALUE! | 0 | #REF! | #VALUE! | #VALUE! | #VALUE! | #VALUE! | #VALUE! | #VALUE! | #VALUE! | 0
|  |  |  | 0 | 51 | 0 | 16.8 | 0.9052 | 1 | 1.0842e-19 | 0 | 1.0669e-18 | 1.0669e-18 | 1.0669e-18 | 0 | 0 |  |  |  |  | #VALUE! | #VALUE! | #VALUE! | 16.8 | 0.9052 | #VALUE! | #VALUE! | #VALUE! | #VALUE! | #VALUE! | #VALUE! | #VALUE! | #VALUE! |  |  |  |  | #VALUE! | #VALUE! | #VALUE! | 16.8 | 0.9052 | #VALUE! | #VALUE! | #VALUE! | #VALUE! | #VALUE! | #VALUE! | #VALUE! | #VALUE! |  |  |  |  | #VALUE! | #VALUE! | #VALUE! | 16.8 | 0.9052 | #VALUE! | #VALUE! | #VALUE! | #VALUE! | #VALUE! | #VALUE! | #VALUE! | #VALUE! |  |  | #VALUE! | #VALUE! | #VALUE! | #VALUE! | #VALUE! | 16.8 | 0.9052 | #VALUE! | #VALUE! | #VALUE! | #VALUE! | #VALUE! | #VALUE! | #VALUE! | #VALUE! |  |  |  |  | #VALUE! | #VALUE! | #VALUE! | 16.8 | 0.9052 | #VALUE! | #VALUE! | #VALUE! | #VALUE! | #VALUE! | #VALUE! | #VALUE! | #VALUE! |  |  | #VALUE! | #VALUE! | #VALUE! | #VALUE! | #VALUE! | 16.8 | 0.9052 | #VALUE! | #VALUE! | #VALUE! | #VALUE! | #VALUE! | #VALUE! | #VALUE! | #VALUE! |  |  | #VALUE! | #VALUE! | #VALUE! | #VALUE! | #VALUE! | 16.8 | 0.9052 | #VALUE! | #VALUE! | #VALUE! | #VALUE! | #VALUE! | #VALUE! | #VALUE! | #VALUE! | 0 | #REF! | #VALUE! | #VALUE! | #VALUE! | #VALUE! | #VALUE! | #VALUE! | #VALUE! | 0
|  |  |  | 0 | 51 | 0 | 16.9 | 0.90738 | 1 | 1.0842e-19 | 0 | 1.0669e-18 | 1.0669e-18 | 1.0669e-18 | 0 | 0 |  |  |  |  | #VALUE! | #VALUE! | #VALUE! | 16.9 | 0.90738 | #VALUE! | #VALUE! | #VALUE! | #VALUE! | #VALUE! | #VALUE! | #VALUE! | #VALUE! |  |  |  |  | #VALUE! | #VALUE! | #VALUE! | 16.9 | 0.90738 | #VALUE! | #VALUE! | #VALUE! | #VALUE! | #VALUE! | #VALUE! | #VALUE! | #VALUE! |  |  |  |  | #VALUE! | #VALUE! | #VALUE! | 16.9 | 0.90738 | #VALUE! | #VALUE! | #VALUE! | #VALUE! | #VALUE! | #VALUE! | #VALUE! | #VALUE! |  |  | #VALUE! | #VALUE! | #VALUE! | #VALUE! | #VALUE! | 16.9 | 0.90738 | #VALUE! | #VALUE! | #VALUE! | #VALUE! | #VALUE! | #VALUE! | #VALUE! | #VALUE! |  |  |  |  | #VALUE! | #VALUE! | #VALUE! | 16.9 | 0.90738 | #VALUE! | #VALUE! | #VALUE! | #VALUE! | #VALUE! | #VALUE! | #VALUE! | #VALUE! |  |  | #VALUE! | #VALUE! | #VALUE! | #VALUE! | #VALUE! | 16.9 | 0.90738 | #VALUE! | #VALUE! | #VALUE! | #VALUE! | #VALUE! | #VALUE! | #VALUE! | #VALUE! |  |  | #VALUE! | #VALUE! | #VALUE! | #VALUE! | #VALUE! | 16.9 | 0.90738 | #VALUE! | #VALUE! | #VALUE! | #VALUE! | #VALUE! | #VALUE! | #VALUE! | #VALUE! | 0 | #REF! | #VALUE! | #VALUE! | #VALUE! | #VALUE! | #VALUE! | #VALUE! | #VALUE! | 0
|  |  |  | 0 | 51 | 0 | 17 | 0.9095 | 1 | 1.0842e-19 | 0 | 1.0669e-18 | 1.0669e-18 | 1.0669e-18 | 0 | 0 |  |  |  |  | #VALUE! | #VALUE! | #VALUE! | 17 | 0.9095 | #VALUE! | #VALUE! | #VALUE! | #VALUE! | #VALUE! | #VALUE! | #VALUE! | #VALUE! |  |  |  |  | #VALUE! | #VALUE! | #VALUE! | 17 | 0.9095 | #VALUE! | #VALUE! | #VALUE! | #VALUE! | #VALUE! | #VALUE! | #VALUE! | #VALUE! |  |  |  |  | #VALUE! | #VALUE! | #VALUE! | 17 | 0.9095 | #VALUE! | #VALUE! | #VALUE! | #VALUE! | #VALUE! | #VALUE! | #VALUE! | #VALUE! |  |  | #VALUE! | #VALUE! | #VALUE! | #VALUE! | #VALUE! | 17 | 0.9095 | #VALUE! | #VALUE! | #VALUE! | #VALUE! | #VALUE! | #VALUE! | #VALUE! | #VALUE! |  |  |  |  | #VALUE! | #VALUE! | #VALUE! | 17 | 0.9095 | #VALUE! | #VALUE! | #VALUE! | #VALUE! | #VALUE! | #VALUE! | #VALUE! | #VALUE! |  |  | #VALUE! | #VALUE! | #VALUE! | #VALUE! | #VALUE! | 17 | 0.9095 | #VALUE! | #VALUE! | #VALUE! | #VALUE! | #VALUE! | #VALUE! | #VALUE! | #VALUE! |  |  | #VALUE! | #VALUE! | #VALUE! | #VALUE! | #VALUE! | 17 | 0.9095 | #VALUE! | #VALUE! | #VALUE! | #VALUE! | #VALUE! | #VALUE! | #VALUE! | #VALUE! | 0 | #REF! | #VALUE! | #VALUE! | #VALUE! | #VALUE! | #VALUE! | #VALUE! | #VALUE! | 0
|  |  |  | 0 | 51 | 0 | 17.1 | 0.91158 | 1 | 1.0842e-19 | 0 | 1.0669e-18 | 1.0669e-18 | 1.0669e-18 | 0 | 0 |  |  |  |  | #VALUE! | #VALUE! | #VALUE! | 17.1 | 0.91158 | #VALUE! | #VALUE! | #VALUE! | #VALUE! | #VALUE! | #VALUE! | #VALUE! | #VALUE! |  |  |  |  | #VALUE! | #VALUE! | #VALUE! | 17.1 | 0.91158 | #VALUE! | #VALUE! | #VALUE! | #VALUE! | #VALUE! | #VALUE! | #VALUE! | #VALUE! |  |  |  |  | #VALUE! | #VALUE! | #VALUE! | 17.1 | 0.91158 | #VALUE! | #VALUE! | #VALUE! | #VALUE! | #VALUE! | #VALUE! | #VALUE! | #VALUE! |  |  |  |  | #VALUE! | #VALUE! | #VALUE! | 17.1 | 0.91158 | #VALUE! | #VALUE! | #VALUE! | #VALUE! | #VALUE! | #VALUE! | #VALUE! | #VALUE! |  |  |  |  | #VALUE! | #VALUE! | #VALUE! | 17.1 | 0.91158 | #VALUE! | #VALUE! | #VALUE! | #VALUE! | #VALUE! | #VALUE! | #VALUE! | #VALUE! |  |  | #VALUE! | #VALUE! | #VALUE! | #VALUE! | #VALUE! | 17.1 | 0.91158 | #VALUE! | #VALUE! | #VALUE! | #VALUE! | #VALUE! | #VALUE! | #VALUE! | #VALUE! |  |  | #VALUE! | #VALUE! | #VALUE! | #VALUE! | #VALUE! | 17.1 | 0.91158 | #VALUE! | #VALUE! | #VALUE! | #VALUE! | #VALUE! | #VALUE! | #VALUE! | #VALUE! | 0 | #REF! | #VALUE! | #VALUE! | #VALUE! | #VALUE! | #VALUE! | #VALUE! | #VALUE! | 0
|  |  |  | 0 | 51 | 0 | 17.2 | 0.9136 | 1 | 1.0842e-19 | 0 | 1.0669e-18 | 1.0669e-18 | 1.0669e-18 | 0 | 0 |  |  |  |  | #VALUE! | #VALUE! | #VALUE! | 17.2 | 0.9136 | #VALUE! | #VALUE! | #VALUE! | #VALUE! | #VALUE! | #VALUE! | #VALUE! | #VALUE! |  |  |  |  | #VALUE! | #VALUE! | #VALUE! | 17.2 | 0.9136 | #VALUE! | #VALUE! | #VALUE! | #VALUE! | #VALUE! | #VALUE! | #VALUE! | #VALUE! |  |  |  |  | #VALUE! | #VALUE! | #VALUE! | 17.2 | 0.9136 | #VALUE! | #VALUE! | #VALUE! | #VALUE! | #VALUE! | #VALUE! | #VALUE! | #VALUE! |  |  |  |  | #VALUE! | #VALUE! | #VALUE! | 17.2 | 0.9136 | #VALUE! | #VALUE! | #VALUE! | #VALUE! | #VALUE! | #VALUE! | #VALUE! | #VALUE! |  |  |  |  | #VALUE! | #VALUE! | #VALUE! | 17.2 | 0.9136 | #VALUE! | #VALUE! | #VALUE! | #VALUE! | #VALUE! | #VALUE! | #VALUE! | #VALUE! |  |  | #VALUE! | #VALUE! | #VALUE! | #VALUE! | #VALUE! | 17.2 | 0.9136 | #VALUE! | #VALUE! | #VALUE! | #VALUE! | #VALUE! | #VALUE! | #VALUE! | #VALUE! |  |  | #VALUE! | #VALUE! | #VALUE! | #VALUE! | #VALUE! | 17.2 | 0.9136 | #VALUE! | #VALUE! | #VALUE! | #VALUE! | #VALUE! | #VALUE! | #VALUE! | #VALUE! | 0 | #REF! | #VALUE! | #VALUE! | #VALUE! | #VALUE! | #VALUE! | #VALUE! | #VALUE! | 0
|  |  |  | 0 | 51 | 0 | 17.3 | 0.91558 | 1 | 1.0842e-19 | 0 | 1.0669e-18 | 1.0669e-18 | 1.0669e-18 | 0 | 0 |  |  |  |  | #VALUE! | #VALUE! | #VALUE! | 17.3 | 0.91558 | #VALUE! | #VALUE! | #VALUE! | #VALUE! | #VALUE! | #VALUE! | #VALUE! | #VALUE! |  |  |  |  | #VALUE! | #VALUE! | #VALUE! | 17.3 | 0.91558 | #VALUE! | #VALUE! | #VALUE! | #VALUE! | #VALUE! | #VALUE! | #VALUE! | #VALUE! |  |  |  |  | #VALUE! | #VALUE! | #VALUE! | 17.3 | 0.91558 | #VALUE! | #VALUE! | #VALUE! | #VALUE! | #VALUE! | #VALUE! | #VALUE! | #VALUE! |  |  |  |  | #VALUE! | #VALUE! | #VALUE! | 17.3 | 0.91558 | #VALUE! | #VALUE! | #VALUE! | #VALUE! | #VALUE! | #VALUE! | #VALUE! | #VALUE! |  |  |  |  | #VALUE! | #VALUE! | #VALUE! | 17.3 | 0.91558 | #VALUE! | #VALUE! | #VALUE! | #VALUE! | #VALUE! | #VALUE! | #VALUE! | #VALUE! |  |  | #VALUE! | #VALUE! | #VALUE! | #VALUE! | #VALUE! | 17.3 | 0.91558 | #VALUE! | #VALUE! | #VALUE! | #VALUE! | #VALUE! | #VALUE! | #VALUE! | #VALUE! |  |  | #VALUE! | #VALUE! | #VALUE! | #VALUE! | #VALUE! | 17.3 | 0.91558 | #VALUE! | #VALUE! | #VALUE! | #VALUE! | #VALUE! | #VALUE! | #VALUE! | #VALUE! | 0 | #REF! | #VALUE! | #VALUE! | #VALUE! | #VALUE! | #VALUE! | #VALUE! | #VALUE! | 0
|  |  |  | 0 | 51 | 0 | 17.4 | 0.9175 | 1 | 1.0842e-19 | 0 | 1.0669e-18 | 1.0669e-18 | 1.0669e-18 | 0 | 0 |  |  |  |  | #VALUE! | #VALUE! | #VALUE! | 17.4 | 0.9175 | #VALUE! | #VALUE! | #VALUE! | #VALUE! | #VALUE! | #VALUE! | #VALUE! | #VALUE! |  |  |  |  | #VALUE! | #VALUE! | #VALUE! | 17.4 | 0.9175 | #VALUE! | #VALUE! | #VALUE! | #VALUE! | #VALUE! | #VALUE! | #VALUE! | #VALUE! |  |  |  |  | #VALUE! | #VALUE! | #VALUE! | 17.4 | 0.9175 | #VALUE! | #VALUE! | #VALUE! | #VALUE! | #VALUE! | #VALUE! | #VALUE! | #VALUE! |  |  |  |  | #VALUE! | #VALUE! | #VALUE! | 17.4 | 0.9175 | #VALUE! | #VALUE! | #VALUE! | #VALUE! | #VALUE! | #VALUE! | #VALUE! | #VALUE! |  |  |  |  | #VALUE! | #VALUE! | #VALUE! | 17.4 | 0.9175 | #VALUE! | #VALUE! | #VALUE! | #VALUE! | #VALUE! | #VALUE! | #VALUE! | #VALUE! |  |  | #VALUE! | #VALUE! | #VALUE! | #VALUE! | #VALUE! | 17.4 | 0.9175 | #VALUE! | #VALUE! | #VALUE! | #VALUE! | #VALUE! | #VALUE! | #VALUE! | #VALUE! |  |  | #VALUE! | #VALUE! | #VALUE! | #VALUE! | #VALUE! | 17.4 | 0.9175 | #VALUE! | #VALUE! | #VALUE! | #VALUE! | #VALUE! | #VALUE! | #VALUE! | #VALUE! | 0 | #REF! | #VALUE! | #VALUE! | #VALUE! | #VALUE! | #VALUE! | #VALUE! | #VALUE! | 0
|  |  |  | 0 | 51 | 0 | 17.5 | 0.91938 | 1 | 1.0842e-19 | 0 | 1.0669e-18 | 1.0669e-18 | 1.0669e-18 | 0 | 0 |  |  |  |  | #VALUE! | #VALUE! | #VALUE! | 17.5 | 0.91938 | #VALUE! | #VALUE! | #VALUE! | #VALUE! | #VALUE! | #VALUE! | #VALUE! | #VALUE! |  |  |  |  | #VALUE! | #VALUE! | #VALUE! | 17.5 | 0.91938 | #VALUE! | #VALUE! | #VALUE! | #VALUE! | #VALUE! | #VALUE! | #VALUE! | #VALUE! |  |  |  |  | #VALUE! | #VALUE! | #VALUE! | 17.5 | 0.91938 | #VALUE! | #VALUE! | #VALUE! | #VALUE! | #VALUE! | #VALUE! | #VALUE! | #VALUE! |  |  |  |  | #VALUE! | #VALUE! | #VALUE! | 17.5 | 0.91938 | #VALUE! | #VALUE! | #VALUE! | #VALUE! | #VALUE! | #VALUE! | #VALUE! | #VALUE! |  |  |  |  | #VALUE! | #VALUE! | #VALUE! | 17.5 | 0.91938 | #VALUE! | #VALUE! | #VALUE! | #VALUE! | #VALUE! | #VALUE! | #VALUE! | #VALUE! |  |  | #VALUE! | #VALUE! | #VALUE! | #VALUE! | #VALUE! | 17.5 | 0.91938 | #VALUE! | #VALUE! | #VALUE! | #VALUE! | #VALUE! | #VALUE! | #VALUE! | #VALUE! |  |  | #VALUE! | #VALUE! | #VALUE! | #VALUE! | #VALUE! | 17.5 | 0.91938 | #VALUE! | #VALUE! | #VALUE! | #VALUE! | #VALUE! | #VALUE! | #VALUE! | #VALUE! | 0 | #REF! | #VALUE! | #VALUE! | #VALUE! | #VALUE! | #VALUE! | #VALUE! | #VALUE! | 0
|  |  |  | 0 | 51 | 0 | 17.6 | 0.9212 | 1 | 1.0842e-19 | 0 | 1.0669e-18 | 1.0669e-18 | 1.0669e-18 | 0 | 0 |  |  |  |  | #VALUE! | #VALUE! | #VALUE! | 17.6 | 0.9212 | #VALUE! | #VALUE! | #VALUE! | #VALUE! | #VALUE! | #VALUE! | #VALUE! | #VALUE! |  |  |  |  | #VALUE! | #VALUE! | #VALUE! | 17.6 | 0.9212 | #VALUE! | #VALUE! | #VALUE! | #VALUE! | #VALUE! | #VALUE! | #VALUE! | #VALUE! |  |  |  |  | #VALUE! | #VALUE! | #VALUE! | 17.6 | 0.9212 | #VALUE! | #VALUE! | #VALUE! | #VALUE! | #VALUE! | #VALUE! | #VALUE! | #VALUE! |  |  |  |  | #VALUE! | #VALUE! | #VALUE! | 17.6 | 0.9212 | #VALUE! | #VALUE! | #VALUE! | #VALUE! | #VALUE! | #VALUE! | #VALUE! | #VALUE! |  |  |  |  | #VALUE! | #VALUE! | #VALUE! | 17.6 | 0.9212 | #VALUE! | #VALUE! | #VALUE! | #VALUE! | #VALUE! | #VALUE! | #VALUE! | #VALUE! |  |  | #VALUE! | #VALUE! | #VALUE! | #VALUE! | #VALUE! | 17.6 | 0.9212 | #VALUE! | #VALUE! | #VALUE! | #VALUE! | #VALUE! | #VALUE! | #VALUE! | #VALUE! |  |  | #VALUE! | #VALUE! | #VALUE! | #VALUE! | #VALUE! | 17.6 | 0.9212 | #VALUE! | #VALUE! | #VALUE! | #VALUE! | #VALUE! | #VALUE! | #VALUE! | #VALUE! | 0 | #REF! | #VALUE! | #VALUE! | #VALUE! | #VALUE! | #VALUE! | #VALUE! | #VALUE! | 0
|  |  |  | 0 | 51 | 0 | 17.7 | 0.92298 | 1 | 1.0842e-19 | 0 | 1.0669e-18 | 1.0669e-18 | 1.0669e-18 | 0 | 0 |  |  |  |  | #VALUE! | #VALUE! | #VALUE! | 17.7 | 0.92298 | #VALUE! | #VALUE! | #VALUE! | #VALUE! | #VALUE! | #VALUE! | #VALUE! | #VALUE! |  |  |  |  | #VALUE! | #VALUE! | #VALUE! | 17.7 | 0.92298 | #VALUE! | #VALUE! | #VALUE! | #VALUE! | #VALUE! | #VALUE! | #VALUE! | #VALUE! |  |  |  |  | #VALUE! | #VALUE! | #VALUE! | 17.7 | 0.92298 | #VALUE! | #VALUE! | #VALUE! | #VALUE! | #VALUE! | #VALUE! | #VALUE! | #VALUE! |  |  |  |  | #VALUE! | #VALUE! | #VALUE! | 17.7 | 0.92298 | #VALUE! | #VALUE! | #VALUE! | #VALUE! | #VALUE! | #VALUE! | #VALUE! | #VALUE! |  |  |  |  | #VALUE! | #VALUE! | #VALUE! | 17.7 | 0.92298 | #VALUE! | #VALUE! | #VALUE! | #VALUE! | #VALUE! | #VALUE! | #VALUE! | #VALUE! |  |  | #VALUE! | #VALUE! | #VALUE! | #VALUE! | #VALUE! | 17.7 | 0.92298 | #VALUE! | #VALUE! | #VALUE! | #VALUE! | #VALUE! | #VALUE! | #VALUE! | #VALUE! |  |  | #VALUE! | #VALUE! | #VALUE! | #VALUE! | #VALUE! | 17.7 | 0.92298 | #VALUE! | #VALUE! | #VALUE! | #VALUE! | #VALUE! | #VALUE! | #VALUE! | #VALUE! | 0 | #REF! | #VALUE! | #VALUE! | #VALUE! | #VALUE! | #VALUE! | #VALUE! | #VALUE! | 0
|  |  |  | 0 | 51 | 0 | 17.8 | 0.9247 | 1 | 1.0842e-19 | 0 | 1.0669e-18 | 1.0669e-18 | 1.0669e-18 | 0 | 0 |  |  |  |  | #VALUE! | #VALUE! | #VALUE! | 17.8 | 0.9247 | #VALUE! | #VALUE! | #VALUE! | #VALUE! | #VALUE! | #VALUE! | #VALUE! | #VALUE! |  |  |  |  | #VALUE! | #VALUE! | #VALUE! | 17.8 | 0.9247 | #VALUE! | #VALUE! | #VALUE! | #VALUE! | #VALUE! | #VALUE! | #VALUE! | #VALUE! |  |  |  |  | #VALUE! | #VALUE! | #VALUE! | 17.8 | 0.9247 | #VALUE! | #VALUE! | #VALUE! | #VALUE! | #VALUE! | #VALUE! | #VALUE! | #VALUE! |  |  |  |  | #VALUE! | #VALUE! | #VALUE! | 17.8 | 0.9247 | #VALUE! | #VALUE! | #VALUE! | #VALUE! | #VALUE! | #VALUE! | #VALUE! | #VALUE! |  |  |  |  | #VALUE! | #VALUE! | #VALUE! | 17.8 | 0.9247 | #VALUE! | #VALUE! | #VALUE! | #VALUE! | #VALUE! | #VALUE! | #VALUE! | #VALUE! |  |  | #VALUE! | #VALUE! | #VALUE! | #VALUE! | #VALUE! | 17.8 | 0.9247 | #VALUE! | #VALUE! | #VALUE! | #VALUE! | #VALUE! | #VALUE! | #VALUE! | #VALUE! |  |  | #VALUE! | #VALUE! | #VALUE! | #VALUE! | #VALUE! | 17.8 | 0.9247 | #VALUE! | #VALUE! | #VALUE! | #VALUE! | #VALUE! | #VALUE! | #VALUE! | #VALUE! | 0 | #REF! | #VALUE! | #VALUE! | #VALUE! | #VALUE! | #VALUE! | #VALUE! | #VALUE! | 0
|  |  |  | 0 | 51 | 0 | 17.9 | 0.92638 | 1 | 1.0842e-19 | 0 | 1.0669e-18 | 1.0669e-18 | 1.0669e-18 | 0 | 0 |  |  |  |  | #VALUE! | #VALUE! | #VALUE! | 17.9 | 0.92638 | #VALUE! | #VALUE! | #VALUE! | #VALUE! | #VALUE! | #VALUE! | #VALUE! | #VALUE! |  |  |  |  | #VALUE! | #VALUE! | #VALUE! | 17.9 | 0.92638 | #VALUE! | #VALUE! | #VALUE! | #VALUE! | #VALUE! | #VALUE! | #VALUE! | #VALUE! |  |  |  |  | #VALUE! | #VALUE! | #VALUE! | 17.9 | 0.92638 | #VALUE! | #VALUE! | #VALUE! | #VALUE! | #VALUE! | #VALUE! | #VALUE! | #VALUE! |  |  |  |  | #VALUE! | #VALUE! | #VALUE! | 17.9 | 0.92638 | #VALUE! | #VALUE! | #VALUE! | #VALUE! | #VALUE! | #VALUE! | #VALUE! | #VALUE! |  |  |  |  | #VALUE! | #VALUE! | #VALUE! | 17.9 | 0.92638 | #VALUE! | #VALUE! | #VALUE! | #VALUE! | #VALUE! | #VALUE! | #VALUE! | #VALUE! |  |  | #VALUE! | #VALUE! | #VALUE! | #VALUE! | #VALUE! | 17.9 | 0.92638 | #VALUE! | #VALUE! | #VALUE! | #VALUE! | #VALUE! | #VALUE! | #VALUE! | #VALUE! |  |  | #VALUE! | #VALUE! | #VALUE! | #VALUE! | #VALUE! | 17.9 | 0.92638 | #VALUE! | #VALUE! | #VALUE! | #VALUE! | #VALUE! | #VALUE! | #VALUE! | #VALUE! | 0 | #REF! | #VALUE! | #VALUE! | #VALUE! | #VALUE! | #VALUE! | #VALUE! | #VALUE! | 0
|  |  |  | 0 | 51 | 0 | 18 | 0.928 | 1 | 1.0842e-19 | 0 | 1.0669e-18 | 1.0669e-18 | 1.0669e-18 | 0 | 0 |  |  |  |  | #VALUE! | #VALUE! | #VALUE! | 18 | 0.928 | #VALUE! | #VALUE! | #VALUE! | #VALUE! | #VALUE! | #VALUE! | #VALUE! | #VALUE! |  |  |  |  | #VALUE! | #VALUE! | #VALUE! | 18 | 0.928 | #VALUE! | #VALUE! | #VALUE! | #VALUE! | #VALUE! | #VALUE! | #VALUE! | #VALUE! |  |  |  |  | #VALUE! | #VALUE! | #VALUE! | 18 | 0.928 | #VALUE! | #VALUE! | #VALUE! | #VALUE! | #VALUE! | #VALUE! | #VALUE! | #VALUE! |  |  |  |  | #VALUE! | #VALUE! | #VALUE! | 18 | 0.928 | #VALUE! | #VALUE! | #VALUE! | #VALUE! | #VALUE! | #VALUE! | #VALUE! | #VALUE! |  |  |  |  | #VALUE! | #VALUE! | #VALUE! | 18 | 0.928 | #VALUE! | #VALUE! | #VALUE! | #VALUE! | #VALUE! | #VALUE! | #VALUE! | #VALUE! |  |  | #VALUE! | #VALUE! | #VALUE! | #VALUE! | #VALUE! | 18 | 0.928 | #VALUE! | #VALUE! | #VALUE! | #VALUE! | #VALUE! | #VALUE! | #VALUE! | #VALUE! |  |  | #VALUE! | #VALUE! | #VALUE! | #VALUE! | #VALUE! | 18 | 0.928 | #VALUE! | #VALUE! | #VALUE! | #VALUE! | #VALUE! | #VALUE! | #VALUE! | #VALUE! | 0 | #REF! | #VALUE! | #VALUE! | #VALUE! | #VALUE! | #VALUE! | #VALUE! | #VALUE! | 0
|  |  |  | 0 | 51 | 0 | 18.1 | 0.92959 | 1 | 1.0842e-19 | 0 | 1.0669e-18 | 1.0669e-18 | 1.0669e-18 | 0 | 0 |  |  |  |  | #VALUE! | #VALUE! | #VALUE! | 18.1 | 0.92959 | #VALUE! | #VALUE! | #VALUE! | #VALUE! | #VALUE! | #VALUE! | #VALUE! | #VALUE! |  |  |  |  | #VALUE! | #VALUE! | #VALUE! | 18.1 | 0.92959 | #VALUE! | #VALUE! | #VALUE! | #VALUE! | #VALUE! | #VALUE! | #VALUE! | #VALUE! |  |  |  |  | #VALUE! | #VALUE! | #VALUE! | 18.1 | 0.92959 | #VALUE! | #VALUE! | #VALUE! | #VALUE! | #VALUE! | #VALUE! | #VALUE! | #VALUE! |  |  |  |  | #VALUE! | #VALUE! | #VALUE! | 18.1 | 0.92959 | #VALUE! | #VALUE! | #VALUE! | #VALUE! | #VALUE! | #VALUE! | #VALUE! | #VALUE! |  |  |  |  | #VALUE! | #VALUE! | #VALUE! | 18.1 | 0.92959 | #VALUE! | #VALUE! | #VALUE! | #VALUE! | #VALUE! | #VALUE! | #VALUE! | #VALUE! |  |  | #VALUE! | #VALUE! | #VALUE! | #VALUE! | #VALUE! | 18.1 | 0.92959 | #VALUE! | #VALUE! | #VALUE! | #VALUE! | #VALUE! | #VALUE! | #VALUE! | #VALUE! |  |  | #VALUE! | #VALUE! | #VALUE! | #VALUE! | #VALUE! | 18.1 | 0.92959 | #VALUE! | #VALUE! | #VALUE! | #VALUE! | #VALUE! | #VALUE! | #VALUE! | #VALUE! | 0 | #REF! | #VALUE! | #VALUE! | #VALUE! | #VALUE! | #VALUE! | #VALUE! | #VALUE! | 0
|  |  |  | 0 | 51 | 0 | 18.2 | 0.93117 | 1 | 1.0842e-19 | 0 | 1.0669e-18 | 1.0669e-18 | 1.0669e-18 | 0 | 0 |  |  |  |  | #VALUE! | #VALUE! | #VALUE! | 18.2 | 0.93117 | #VALUE! | #VALUE! | #VALUE! | #VALUE! | #VALUE! | #VALUE! | #VALUE! | #VALUE! |  |  |  |  | #VALUE! | #VALUE! | #VALUE! | 18.2 | 0.93117 | #VALUE! | #VALUE! | #VALUE! | #VALUE! | #VALUE! | #VALUE! | #VALUE! | #VALUE! |  |  |  |  | #VALUE! | #VALUE! | #VALUE! | 18.2 | 0.93117 | #VALUE! | #VALUE! | #VALUE! | #VALUE! | #VALUE! | #VALUE! | #VALUE! | #VALUE! |  |  |  |  | #VALUE! | #VALUE! | #VALUE! | 18.2 | 0.93117 | #VALUE! | #VALUE! | #VALUE! | #VALUE! | #VALUE! | #VALUE! | #VALUE! | #VALUE! |  |  |  |  | #VALUE! | #VALUE! | #VALUE! | 18.2 | 0.93117 | #VALUE! | #VALUE! | #VALUE! | #VALUE! | #VALUE! | #VALUE! | #VALUE! | #VALUE! |  |  | #VALUE! | #VALUE! | #VALUE! | #VALUE! | #VALUE! | 18.2 | 0.93117 | #VALUE! | #VALUE! | #VALUE! | #VALUE! | #VALUE! | #VALUE! | #VALUE! | #VALUE! |  |  | #VALUE! | #VALUE! | #VALUE! | #VALUE! | #VALUE! | 18.2 | 0.93117 | #VALUE! | #VALUE! | #VALUE! | #VALUE! | #VALUE! | #VALUE! | #VALUE! | #VALUE! | 0 | #REF! | #VALUE! | #VALUE! | #VALUE! | #VALUE! | #VALUE! | #VALUE! | #VALUE! | 0
|  |  |  | 0 | 51 | 0 | 18.3 | 0.93273 | 1 | 1.0842e-19 | 0 | 1.0669e-18 | 1.0669e-18 | 1.0669e-18 | 0 | 0 |  |  |  |  | #VALUE! | #VALUE! | #VALUE! | 18.3 | 0.93273 | #VALUE! | #VALUE! | #VALUE! | #VALUE! | #VALUE! | #VALUE! | #VALUE! | #VALUE! |  |  |  |  | #VALUE! | #VALUE! | #VALUE! | 18.3 | 0.93273 | #VALUE! | #VALUE! | #VALUE! | #VALUE! | #VALUE! | #VALUE! | #VALUE! | #VALUE! |  |  |  |  | #VALUE! | #VALUE! | #VALUE! | 18.3 | 0.93273 | #VALUE! | #VALUE! | #VALUE! | #VALUE! | #VALUE! | #VALUE! | #VALUE! | #VALUE! |  |  |  |  | #VALUE! | #VALUE! | #VALUE! | 18.3 | 0.93273 | #VALUE! | #VALUE! | #VALUE! | #VALUE! | #VALUE! | #VALUE! | #VALUE! | #VALUE! |  |  |  |  | #VALUE! | #VALUE! | #VALUE! | 18.3 | 0.93273 | #VALUE! | #VALUE! | #VALUE! | #VALUE! | #VALUE! | #VALUE! | #VALUE! | #VALUE! |  |  | #VALUE! | #VALUE! | #VALUE! | #VALUE! | #VALUE! | 18.3 | 0.93273 | #VALUE! | #VALUE! | #VALUE! | #VALUE! | #VALUE! | #VALUE! | #VALUE! | #VALUE! |  |  | #VALUE! | #VALUE! | #VALUE! | #VALUE! | #VALUE! | 18.3 | 0.93273 | #VALUE! | #VALUE! | #VALUE! | #VALUE! | #VALUE! | #VALUE! | #VALUE! | #VALUE! | 0 | #REF! | #VALUE! | #VALUE! | #VALUE! | #VALUE! | #VALUE! | #VALUE! | #VALUE! | 0
|  |  |  | 0 | 51 | 0 | 18.4 | 0.93428 | 1 | 1.0842e-19 | 0 | 1.0669e-18 | 1.0669e-18 | 1.0669e-18 | 0 | 0 |  |  |  |  | #VALUE! | #VALUE! | #VALUE! | 18.4 | 0.93428 | #VALUE! | #VALUE! | #VALUE! | #VALUE! | #VALUE! | #VALUE! | #VALUE! | #VALUE! |  |  |  |  | #VALUE! | #VALUE! | #VALUE! | 18.4 | 0.93428 | #VALUE! | #VALUE! | #VALUE! | #VALUE! | #VALUE! | #VALUE! | #VALUE! | #VALUE! |  |  |  |  | #VALUE! | #VALUE! | #VALUE! | 18.4 | 0.93428 | #VALUE! | #VALUE! | #VALUE! | #VALUE! | #VALUE! | #VALUE! | #VALUE! | #VALUE! |  |  |  |  | #VALUE! | #VALUE! | #VALUE! | 18.4 | 0.93428 | #VALUE! | #VALUE! | #VALUE! | #VALUE! | #VALUE! | #VALUE! | #VALUE! | #VALUE! |  |  |  |  | #VALUE! | #VALUE! | #VALUE! | 18.4 | 0.93428 | #VALUE! | #VALUE! | #VALUE! | #VALUE! | #VALUE! | #VALUE! | #VALUE! | #VALUE! |  |  | #VALUE! | #VALUE! | #VALUE! | #VALUE! | #VALUE! | 18.4 | 0.93428 | #VALUE! | #VALUE! | #VALUE! | #VALUE! | #VALUE! | #VALUE! | #VALUE! | #VALUE! |  |  | #VALUE! | #VALUE! | #VALUE! | #VALUE! | #VALUE! | 18.4 | 0.93428 | #VALUE! | #VALUE! | #VALUE! | #VALUE! | #VALUE! | #VALUE! | #VALUE! | #VALUE! | 0 | #REF! | #VALUE! | #VALUE! | #VALUE! | #VALUE! | #VALUE! | #VALUE! | #VALUE! | 0
|  |  |  | 0 | 51 | 0 | 18.5 | 0.93581 | 1 | 1.0842e-19 | 0 | 1.0669e-18 | 1.0669e-18 | 1.0669e-18 | 0 | 0 |  |  |  |  | #VALUE! | #VALUE! | #VALUE! | 18.5 | 0.93581 | #VALUE! | #VALUE! | #VALUE! | #VALUE! | #VALUE! | #VALUE! | #VALUE! | #VALUE! |  |  |  |  | #VALUE! | #VALUE! | #VALUE! | 18.5 | 0.93581 | #VALUE! | #VALUE! | #VALUE! | #VALUE! | #VALUE! | #VALUE! | #VALUE! | #VALUE! |  |  |  |  | #VALUE! | #VALUE! | #VALUE! | 18.5 | 0.93581 | #VALUE! | #VALUE! | #VALUE! | #VALUE! | #VALUE! | #VALUE! | #VALUE! | #VALUE! |  |  |  |  | #VALUE! | #VALUE! | #VALUE! | 18.5 | 0.93581 | #VALUE! | #VALUE! | #VALUE! | #VALUE! | #VALUE! | #VALUE! | #VALUE! | #VALUE! |  |  |  |  | #VALUE! | #VALUE! | #VALUE! | 18.5 | 0.93581 | #VALUE! | #VALUE! | #VALUE! | #VALUE! | #VALUE! | #VALUE! | #VALUE! | #VALUE! |  |  | #VALUE! | #VALUE! | #VALUE! | #VALUE! | #VALUE! | 18.5 | 0.93581 | #VALUE! | #VALUE! | #VALUE! | #VALUE! | #VALUE! | #VALUE! | #VALUE! | #VALUE! |  |  | #VALUE! | #VALUE! | #VALUE! | #VALUE! | #VALUE! | 18.5 | 0.93581 | #VALUE! | #VALUE! | #VALUE! | #VALUE! | #VALUE! | #VALUE! | #VALUE! | #VALUE! | 0 | #REF! | #VALUE! | #VALUE! | #VALUE! | #VALUE! | #VALUE! | #VALUE! | #VALUE! | 0
|  |  |  | 0 | 51 | 0 | 18.6 | 0.93733 | 1 | 1.0842e-19 | 0 | 1.0669e-18 | 1.0669e-18 | 1.0669e-18 | 0 | 0 |  |  |  |  | #VALUE! | #VALUE! | #VALUE! | 18.6 | 0.93733 | #VALUE! | #VALUE! | #VALUE! | #VALUE! | #VALUE! | #VALUE! | #VALUE! | #VALUE! |  |  |  |  | #VALUE! | #VALUE! | #VALUE! | 18.6 | 0.93733 | #VALUE! | #VALUE! | #VALUE! | #VALUE! | #VALUE! | #VALUE! | #VALUE! | #VALUE! |  |  |  |  | #VALUE! | #VALUE! | #VALUE! | 18.6 | 0.93733 | #VALUE! | #VALUE! | #VALUE! | #VALUE! | #VALUE! | #VALUE! | #VALUE! | #VALUE! |  |  |  |  | #VALUE! | #VALUE! | #VALUE! | 18.6 | 0.93733 | #VALUE! | #VALUE! | #VALUE! | #VALUE! | #VALUE! | #VALUE! | #VALUE! | #VALUE! |  |  |  |  | #VALUE! | #VALUE! | #VALUE! | 18.6 | 0.93733 | #VALUE! | #VALUE! | #VALUE! | #VALUE! | #VALUE! | #VALUE! | #VALUE! | #VALUE! |  |  | #VALUE! | #VALUE! | #VALUE! | #VALUE! | #VALUE! | 18.6 | 0.93733 | #VALUE! | #VALUE! | #VALUE! | #VALUE! | #VALUE! | #VALUE! | #VALUE! | #VALUE! |  |  | #VALUE! | #VALUE! | #VALUE! | #VALUE! | #VALUE! | 18.6 | 0.93733 | #VALUE! | #VALUE! | #VALUE! | #VALUE! | #VALUE! | #VALUE! | #VALUE! | #VALUE! | 0 | #REF! | #VALUE! | #VALUE! | #VALUE! | #VALUE! | #VALUE! | #VALUE! | #VALUE! | 0
|  |  |  | 0 | 51 | 0 | 18.7 | 0.93883 | 1 | 1.0842e-19 | 0 | 1.0669e-18 | 1.0669e-18 | 1.0669e-18 | 0 | 0 |  |  |  |  | #VALUE! | #VALUE! | #VALUE! | 18.7 | 0.93883 | #VALUE! | #VALUE! | #VALUE! | #VALUE! | #VALUE! | #VALUE! | #VALUE! | #VALUE! |  |  |  |  | #VALUE! | #VALUE! | #VALUE! | 18.7 | 0.93883 | #VALUE! | #VALUE! | #VALUE! | #VALUE! | #VALUE! | #VALUE! | #VALUE! | #VALUE! |  |  |  |  | #VALUE! | #VALUE! | #VALUE! | 18.7 | 0.93883 | #VALUE! | #VALUE! | #VALUE! | #VALUE! | #VALUE! | #VALUE! | #VALUE! | #VALUE! |  |  |  |  | #VALUE! | #VALUE! | #VALUE! | 18.7 | 0.93883 | #VALUE! | #VALUE! | #VALUE! | #VALUE! | #VALUE! | #VALUE! | #VALUE! | #VALUE! |  |  |  |  | #VALUE! | #VALUE! | #VALUE! | 18.7 | 0.93883 | #VALUE! | #VALUE! | #VALUE! | #VALUE! | #VALUE! | #VALUE! | #VALUE! | #VALUE! |  |  | #VALUE! | #VALUE! | #VALUE! | #VALUE! | #VALUE! | 18.7 | 0.93883 | #VALUE! | #VALUE! | #VALUE! | #VALUE! | #VALUE! | #VALUE! | #VALUE! | #VALUE! |  |  | #VALUE! | #VALUE! | #VALUE! | #VALUE! | #VALUE! | 18.7 | 0.93883 | #VALUE! | #VALUE! | #VALUE! | #VALUE! | #VALUE! | #VALUE! | #VALUE! | #VALUE! | 0 | #REF! | #VALUE! | #VALUE! | #VALUE! | #VALUE! | #VALUE! | #VALUE! | #VALUE! | 0
|  |  |  | 0 | 51 | 0 | 18.8 | 0.94032 | 1 | 1.0842e-19 | 0 | 1.0669e-18 | 1.0669e-18 | 1.0669e-18 | 0 | 0 |  |  |  |  | #VALUE! | #VALUE! | #VALUE! | 18.8 | 0.94032 | #VALUE! | #VALUE! | #VALUE! | #VALUE! | #VALUE! | #VALUE! | #VALUE! | #VALUE! |  |  |  |  | #VALUE! | #VALUE! | #VALUE! | 18.8 | 0.94032 | #VALUE! | #VALUE! | #VALUE! | #VALUE! | #VALUE! | #VALUE! | #VALUE! | #VALUE! |  |  |  |  | #VALUE! | #VALUE! | #VALUE! | 18.8 | 0.94032 | #VALUE! | #VALUE! | #VALUE! | #VALUE! | #VALUE! | #VALUE! | #VALUE! | #VALUE! |  |  |  |  | #VALUE! | #VALUE! | #VALUE! | 18.8 | 0.94032 | #VALUE! | #VALUE! | #VALUE! | #VALUE! | #VALUE! | #VALUE! | #VALUE! | #VALUE! |  |  |  |  | #VALUE! | #VALUE! | #VALUE! | 18.8 | 0.94032 | #VALUE! | #VALUE! | #VALUE! | #VALUE! | #VALUE! | #VALUE! | #VALUE! | #VALUE! |  |  | #VALUE! | #VALUE! | #VALUE! | #VALUE! | #VALUE! | 18.8 | 0.94032 | #VALUE! | #VALUE! | #VALUE! | #VALUE! | #VALUE! | #VALUE! | #VALUE! | #VALUE! |  |  | #VALUE! | #VALUE! | #VALUE! | #VALUE! | #VALUE! | 18.8 | 0.94032 | #VALUE! | #VALUE! | #VALUE! | #VALUE! | #VALUE! | #VALUE! | #VALUE! | #VALUE! | 0 | #REF! | #VALUE! | #VALUE! | #VALUE! | #VALUE! | #VALUE! | #VALUE! | #VALUE! | 0
|  |  |  | 0 | 51 | 0 | 18.9 | 0.94179 | 1 | 1.0842e-19 | 0 | 1.0669e-18 | 1.0669e-18 | 1.0669e-18 | 0 | 0 |  |  |  |  | #VALUE! | #VALUE! | #VALUE! | 18.9 | 0.94179 | #VALUE! | #VALUE! | #VALUE! | #VALUE! | #VALUE! | #VALUE! | #VALUE! | #VALUE! |  |  |  |  | #VALUE! | #VALUE! | #VALUE! | 18.9 | 0.94179 | #VALUE! | #VALUE! | #VALUE! | #VALUE! | #VALUE! | #VALUE! | #VALUE! | #VALUE! |  |  |  |  | #VALUE! | #VALUE! | #VALUE! | 18.9 | 0.94179 | #VALUE! | #VALUE! | #VALUE! | #VALUE! | #VALUE! | #VALUE! | #VALUE! | #VALUE! |  |  |  |  | #VALUE! | #VALUE! | #VALUE! | 18.9 | 0.94179 | #VALUE! | #VALUE! | #VALUE! | #VALUE! | #VALUE! | #VALUE! | #VALUE! | #VALUE! |  |  |  |  | #VALUE! | #VALUE! | #VALUE! | 18.9 | 0.94179 | #VALUE! | #VALUE! | #VALUE! | #VALUE! | #VALUE! | #VALUE! | #VALUE! | #VALUE! |  |  | #VALUE! | #VALUE! | #VALUE! | #VALUE! | #VALUE! | 18.9 | 0.94179 | #VALUE! | #VALUE! | #VALUE! | #VALUE! | #VALUE! | #VALUE! | #VALUE! | #VALUE! |  |  | #VALUE! | #VALUE! | #VALUE! | #VALUE! | #VALUE! | 18.9 | 0.94179 | #VALUE! | #VALUE! | #VALUE! | #VALUE! | #VALUE! | #VALUE! | #VALUE! | #VALUE! | 0 | #REF! | #VALUE! | #VALUE! | #VALUE! | #VALUE! | #VALUE! | #VALUE! | #VALUE! | 0
|  |  |  | 0 | 51 | 0 | 19 | 0.94325 | 1 | 1.0842e-19 | 0 | 1.0669e-18 | 1.0669e-18 | 1.0669e-18 | 0 | 0 |  |  |  |  | #VALUE! | #VALUE! | #VALUE! | 19 | 0.94325 | #VALUE! | #VALUE! | #VALUE! | #VALUE! | #VALUE! | #VALUE! | #VALUE! | #VALUE! |  |  |  |  | #VALUE! | #VALUE! | #VALUE! | 19 | 0.94325 | #VALUE! | #VALUE! | #VALUE! | #VALUE! | #VALUE! | #VALUE! | #VALUE! | #VALUE! |  |  |  |  | #VALUE! | #VALUE! | #VALUE! | 19 | 0.94325 | #VALUE! | #VALUE! | #VALUE! | #VALUE! | #VALUE! | #VALUE! | #VALUE! | #VALUE! |  |  |  |  | #VALUE! | #VALUE! | #VALUE! | 19 | 0.94325 | #VALUE! | #VALUE! | #VALUE! | #VALUE! | #VALUE! | #VALUE! | #VALUE! | #VALUE! |  |  |  |  | #VALUE! | #VALUE! | #VALUE! | 19 | 0.94325 | #VALUE! | #VALUE! | #VALUE! | #VALUE! | #VALUE! | #VALUE! | #VALUE! | #VALUE! |  |  | #VALUE! | #VALUE! | #VALUE! | #VALUE! | #VALUE! | 19 | 0.94325 | #VALUE! | #VALUE! | #VALUE! | #VALUE! | #VALUE! | #VALUE! | #VALUE! | #VALUE! |  |  | #VALUE! | #VALUE! | #VALUE! | #VALUE! | #VALUE! | 19 | 0.94325 | #VALUE! | #VALUE! | #VALUE! | #VALUE! | #VALUE! | #VALUE! | #VALUE! | #VALUE! | 0 | #REF! | #VALUE! | #VALUE! | #VALUE! | #VALUE! | #VALUE! | #VALUE! | #VALUE! | 0
|  |  |  | 0 | 51 | 0 | 19.1 | 0.94469 | 1 | 1.0842e-19 | 0 | 1.0669e-18 | 1.0669e-18 | 1.0669e-18 | 0 | 0 |  |  |  |  | #VALUE! | #VALUE! | #VALUE! | 19.1 | 0.94469 | #VALUE! | #VALUE! | #VALUE! | #VALUE! | #VALUE! | #VALUE! | #VALUE! | #VALUE! |  |  |  |  | #VALUE! | #VALUE! | #VALUE! | 19.1 | 0.94469 | #VALUE! | #VALUE! | #VALUE! | #VALUE! | #VALUE! | #VALUE! | #VALUE! | #VALUE! |  |  |  |  | #VALUE! | #VALUE! | #VALUE! | 19.1 | 0.94469 | #VALUE! | #VALUE! | #VALUE! | #VALUE! | #VALUE! | #VALUE! | #VALUE! | #VALUE! |  |  |  |  | #VALUE! | #VALUE! | #VALUE! | 19.1 | 0.94469 | #VALUE! | #VALUE! | #VALUE! | #VALUE! | #VALUE! | #VALUE! | #VALUE! | #VALUE! |  |  |  |  | #VALUE! | #VALUE! | #VALUE! | 19.1 | 0.94469 | #VALUE! | #VALUE! | #VALUE! | #VALUE! | #VALUE! | #VALUE! | #VALUE! | #VALUE! |  |  | #VALUE! | #VALUE! | #VALUE! | #VALUE! | #VALUE! | 19.1 | 0.94469 | #VALUE! | #VALUE! | #VALUE! | #VALUE! | #VALUE! | #VALUE! | #VALUE! | #VALUE! |  |  | #VALUE! | #VALUE! | #VALUE! | #VALUE! | #VALUE! | 19.1 | 0.94469 | #VALUE! | #VALUE! | #VALUE! | #VALUE! | #VALUE! | #VALUE! | #VALUE! | #VALUE! | 0 | #REF! | #VALUE! | #VALUE! | #VALUE! | #VALUE! | #VALUE! | #VALUE! | #VALUE! | 0
|  |  |  | 0 | 51 | 0 | 19.2 | 0.94612 | 1 | 1.0842e-19 | 0 | 1.0669e-18 | 1.0669e-18 | 1.0669e-18 | 0 | 0 |  |  |  |  | #VALUE! | #VALUE! | #VALUE! | 19.2 | 0.94612 | #VALUE! | #VALUE! | #VALUE! | #VALUE! | #VALUE! | #VALUE! | #VALUE! | #VALUE! |  |  |  |  | #VALUE! | #VALUE! | #VALUE! | 19.2 | 0.94612 | #VALUE! | #VALUE! | #VALUE! | #VALUE! | #VALUE! | #VALUE! | #VALUE! | #VALUE! |  |  |  |  | #VALUE! | #VALUE! | #VALUE! | 19.2 | 0.94612 | #VALUE! | #VALUE! | #VALUE! | #VALUE! | #VALUE! | #VALUE! | #VALUE! | #VALUE! |  |  |  |  | #VALUE! | #VALUE! | #VALUE! | 19.2 | 0.94612 | #VALUE! | #VALUE! | #VALUE! | #VALUE! | #VALUE! | #VALUE! | #VALUE! | #VALUE! |  |  |  |  | #VALUE! | #VALUE! | #VALUE! | 19.2 | 0.94612 | #VALUE! | #VALUE! | #VALUE! | #VALUE! | #VALUE! | #VALUE! | #VALUE! | #VALUE! |  |  | #VALUE! | #VALUE! | #VALUE! | #VALUE! | #VALUE! | 19.2 | 0.94612 | #VALUE! | #VALUE! | #VALUE! | #VALUE! | #VALUE! | #VALUE! | #VALUE! | #VALUE! |  |  | #VALUE! | #VALUE! | #VALUE! | #VALUE! | #VALUE! | 19.2 | 0.94612 | #VALUE! | #VALUE! | #VALUE! | #VALUE! | #VALUE! | #VALUE! | #VALUE! | #VALUE! | 0 | #REF! | #VALUE! | #VALUE! | #VALUE! | #VALUE! | #VALUE! | #VALUE! | #VALUE! | 0
|  |  |  | 0 | 51 | 0 | 19.3 | 0.94753 | 1 | 1.0842e-19 | 0 | 1.0669e-18 | 1.0669e-18 | 1.0669e-18 | 0 | 0 |  |  |  |  | #VALUE! | #VALUE! | #VALUE! | 19.3 | 0.94753 | #VALUE! | #VALUE! | #VALUE! | #VALUE! | #VALUE! | #VALUE! | #VALUE! | #VALUE! |  |  |  |  | #VALUE! | #VALUE! | #VALUE! | 19.3 | 0.94753 | #VALUE! | #VALUE! | #VALUE! | #VALUE! | #VALUE! | #VALUE! | #VALUE! | #VALUE! |  |  |  |  | #VALUE! | #VALUE! | #VALUE! | 19.3 | 0.94753 | #VALUE! | #VALUE! | #VALUE! | #VALUE! | #VALUE! | #VALUE! | #VALUE! | #VALUE! |  |  |  |  | #VALUE! | #VALUE! | #VALUE! | 19.3 | 0.94753 | #VALUE! | #VALUE! | #VALUE! | #VALUE! | #VALUE! | #VALUE! | #VALUE! | #VALUE! |  |  |  |  | #VALUE! | #VALUE! | #VALUE! | 19.3 | 0.94753 | #VALUE! | #VALUE! | #VALUE! | #VALUE! | #VALUE! | #VALUE! | #VALUE! | #VALUE! |  |  | #VALUE! | #VALUE! | #VALUE! | #VALUE! | #VALUE! | 19.3 | 0.94753 | #VALUE! | #VALUE! | #VALUE! | #VALUE! | #VALUE! | #VALUE! | #VALUE! | #VALUE! |  |  | #VALUE! | #VALUE! | #VALUE! | #VALUE! | #VALUE! | 19.3 | 0.94753 | #VALUE! | #VALUE! | #VALUE! | #VALUE! | #VALUE! | #VALUE! | #VALUE! | #VALUE! | 0 | #REF! | #VALUE! | #VALUE! | #VALUE! | #VALUE! | #VALUE! | #VALUE! | #VALUE! | 0
|  |  |  | 0 | 51 | 0 | 19.4 | 0.94893 | 1 | 1.0842e-19 | 0 | 1.0669e-18 | 1.0669e-18 | 1.0669e-18 | 0 | 0 |  |  |  |  | #VALUE! | #VALUE! | #VALUE! | 19.4 | 0.94893 | #VALUE! | #VALUE! | #VALUE! | #VALUE! | #VALUE! | #VALUE! | #VALUE! | #VALUE! |  |  |  |  | #VALUE! | #VALUE! | #VALUE! | 19.4 | 0.94893 | #VALUE! | #VALUE! | #VALUE! | #VALUE! | #VALUE! | #VALUE! | #VALUE! | #VALUE! |  |  |  |  | #VALUE! | #VALUE! | #VALUE! | 19.4 | 0.94893 | #VALUE! | #VALUE! | #VALUE! | #VALUE! | #VALUE! | #VALUE! | #VALUE! | #VALUE! |  |  |  |  | #VALUE! | #VALUE! | #VALUE! | 19.4 | 0.94893 | #VALUE! | #VALUE! | #VALUE! | #VALUE! | #VALUE! | #VALUE! | #VALUE! | #VALUE! |  |  |  |  | #VALUE! | #VALUE! | #VALUE! | 19.4 | 0.94893 | #VALUE! | #VALUE! | #VALUE! | #VALUE! | #VALUE! | #VALUE! | #VALUE! | #VALUE! |  |  | #VALUE! | #VALUE! | #VALUE! | #VALUE! | #VALUE! | 19.4 | 0.94893 | #VALUE! | #VALUE! | #VALUE! | #VALUE! | #VALUE! | #VALUE! | #VALUE! | #VALUE! |  |  | #VALUE! | #VALUE! | #VALUE! | #VALUE! | #VALUE! | 19.4 | 0.94893 | #VALUE! | #VALUE! | #VALUE! | #VALUE! | #VALUE! | #VALUE! | #VALUE! | #VALUE! | 0 | #REF! | #VALUE! | #VALUE! | #VALUE! | #VALUE! | #VALUE! | #VALUE! | #VALUE! | 0
|  |  |  | 0 | 51 | 0 | 19.5 | 0.95031 | 1 | 1.0842e-19 | 0 | 1.0669e-18 | 1.0669e-18 | 1.0669e-18 | 0 | 0 |  |  |  |  | #VALUE! | #VALUE! | #VALUE! | 19.5 | 0.95031 | #VALUE! | #VALUE! | #VALUE! | #VALUE! | #VALUE! | #VALUE! | #VALUE! | #VALUE! |  |  |  |  | #VALUE! | #VALUE! | #VALUE! | 19.5 | 0.95031 | #VALUE! | #VALUE! | #VALUE! | #VALUE! | #VALUE! | #VALUE! | #VALUE! | #VALUE! |  |  |  |  | #VALUE! | #VALUE! | #VALUE! | 19.5 | 0.95031 | #VALUE! | #VALUE! | #VALUE! | #VALUE! | #VALUE! | #VALUE! | #VALUE! | #VALUE! |  |  |  |  | #VALUE! | #VALUE! | #VALUE! | 19.5 | 0.95031 | #VALUE! | #VALUE! | #VALUE! | #VALUE! | #VALUE! | #VALUE! | #VALUE! | #VALUE! |  |  |  |  | #VALUE! | #VALUE! | #VALUE! | 19.5 | 0.95031 | #VALUE! | #VALUE! | #VALUE! | #VALUE! | #VALUE! | #VALUE! | #VALUE! | #VALUE! |  |  | #VALUE! | #VALUE! | #VALUE! | #VALUE! | #VALUE! | 19.5 | 0.95031 | #VALUE! | #VALUE! | #VALUE! | #VALUE! | #VALUE! | #VALUE! | #VALUE! | #VALUE! |  |  | #VALUE! | #VALUE! | #VALUE! | #VALUE! | #VALUE! | 19.5 | 0.95031 | #VALUE! | #VALUE! | #VALUE! | #VALUE! | #VALUE! | #VALUE! | #VALUE! | #VALUE! | 0 | #REF! | #VALUE! | #VALUE! | #VALUE! | #VALUE! | #VALUE! | #VALUE! | #VALUE! | 0
|  |  |  | 0 | 51 | 0 | 19.6 | 0.95168 | 1 | 1.0842e-19 | 0 | 1.0669e-18 | 1.0669e-18 | 1.0669e-18 | 0 | 0 |  |  |  |  | #VALUE! | #VALUE! | #VALUE! | 19.6 | 0.95168 | #VALUE! | #VALUE! | #VALUE! | #VALUE! | #VALUE! | #VALUE! | #VALUE! | #VALUE! |  |  |  |  | #VALUE! | #VALUE! | #VALUE! | 19.6 | 0.95168 | #VALUE! | #VALUE! | #VALUE! | #VALUE! | #VALUE! | #VALUE! | #VALUE! | #VALUE! |  |  |  |  | #VALUE! | #VALUE! | #VALUE! | 19.6 | 0.95168 | #VALUE! | #VALUE! | #VALUE! | #VALUE! | #VALUE! | #VALUE! | #VALUE! | #VALUE! |  |  |  |  | #VALUE! | #VALUE! | #VALUE! | 19.6 | 0.95168 | #VALUE! | #VALUE! | #VALUE! | #VALUE! | #VALUE! | #VALUE! | #VALUE! | #VALUE! |  |  |  |  | #VALUE! | #VALUE! | #VALUE! | 19.6 | 0.95168 | #VALUE! | #VALUE! | #VALUE! | #VALUE! | #VALUE! | #VALUE! | #VALUE! | #VALUE! |  |  | #VALUE! | #VALUE! | #VALUE! | #VALUE! | #VALUE! | 19.6 | 0.95168 | #VALUE! | #VALUE! | #VALUE! | #VALUE! | #VALUE! | #VALUE! | #VALUE! | #VALUE! |  |  | #VALUE! | #VALUE! | #VALUE! | #VALUE! | #VALUE! | 19.6 | 0.95168 | #VALUE! | #VALUE! | #VALUE! | #VALUE! | #VALUE! | #VALUE! | #VALUE! | #VALUE! | 0 | #REF! | #VALUE! | #VALUE! | #VALUE! | #VALUE! | #VALUE! | #VALUE! | #VALUE! | 0
|  |  |  | 0 | 51 | 0 | 19.7 | 0.95303 | 1 | 1.0842e-19 | 0 | 1.0669e-18 | 1.0669e-18 | 1.0669e-18 | 0 | 0 |  |  |  |  | #VALUE! | #VALUE! | #VALUE! | 19.7 | 0.95303 | #VALUE! | #VALUE! | #VALUE! | #VALUE! | #VALUE! | #VALUE! | #VALUE! | #VALUE! |  |  |  |  | #VALUE! | #VALUE! | #VALUE! | 19.7 | 0.95303 | #VALUE! | #VALUE! | #VALUE! | #VALUE! | #VALUE! | #VALUE! | #VALUE! | #VALUE! |  |  |  |  | #VALUE! | #VALUE! | #VALUE! | 19.7 | 0.95303 | #VALUE! | #VALUE! | #VALUE! | #VALUE! | #VALUE! | #VALUE! | #VALUE! | #VALUE! |  |  |  |  | #VALUE! | #VALUE! | #VALUE! | 19.7 | 0.95303 | #VALUE! | #VALUE! | #VALUE! | #VALUE! | #VALUE! | #VALUE! | #VALUE! | #VALUE! |  |  |  |  | #VALUE! | #VALUE! | #VALUE! | 19.7 | 0.95303 | #VALUE! | #VALUE! | #VALUE! | #VALUE! | #VALUE! | #VALUE! | #VALUE! | #VALUE! |  |  | #VALUE! | #VALUE! | #VALUE! | #VALUE! | #VALUE! | 19.7 | 0.95303 | #VALUE! | #VALUE! | #VALUE! | #VALUE! | #VALUE! | #VALUE! | #VALUE! | #VALUE! |  |  | #VALUE! | #VALUE! | #VALUE! | #VALUE! | #VALUE! | 19.7 | 0.95303 | #VALUE! | #VALUE! | #VALUE! | #VALUE! | #VALUE! | #VALUE! | #VALUE! | #VALUE! | 0 | #REF! | #VALUE! | #VALUE! | #VALUE! | #VALUE! | #VALUE! | #VALUE! | #VALUE! | 0
|  |  |  | 0 | 51 | 0 | 19.8 | 0.95437 | 1 | 1.0842e-19 | 0 | 1.0669e-18 | 1.0669e-18 | 1.0669e-18 | 0 | 0 |  |  |  |  | #VALUE! | #VALUE! | #VALUE! | 19.8 | 0.95437 | #VALUE! | #VALUE! | #VALUE! | #VALUE! | #VALUE! | #VALUE! | #VALUE! | #VALUE! |  |  |  |  | #VALUE! | #VALUE! | #VALUE! | 19.8 | 0.95437 | #VALUE! | #VALUE! | #VALUE! | #VALUE! | #VALUE! | #VALUE! | #VALUE! | #VALUE! |  |  |  |  | #VALUE! | #VALUE! | #VALUE! | 19.8 | 0.95437 | #VALUE! | #VALUE! | #VALUE! | #VALUE! | #VALUE! | #VALUE! | #VALUE! | #VALUE! |  |  |  |  | #VALUE! | #VALUE! | #VALUE! | 19.8 | 0.95437 | #VALUE! | #VALUE! | #VALUE! | #VALUE! | #VALUE! | #VALUE! | #VALUE! | #VALUE! |  |  |  |  | #VALUE! | #VALUE! | #VALUE! | 19.8 | 0.95437 | #VALUE! | #VALUE! | #VALUE! | #VALUE! | #VALUE! | #VALUE! | #VALUE! | #VALUE! |  |  | #VALUE! | #VALUE! | #VALUE! | #VALUE! | #VALUE! | 19.8 | 0.95437 | #VALUE! | #VALUE! | #VALUE! | #VALUE! | #VALUE! | #VALUE! | #VALUE! | #VALUE! |  |  | #VALUE! | #VALUE! | #VALUE! | #VALUE! | #VALUE! | 19.8 | 0.95437 | #VALUE! | #VALUE! | #VALUE! | #VALUE! | #VALUE! | #VALUE! | #VALUE! | #VALUE! | 0 | #REF! | #VALUE! | #VALUE! | #VALUE! | #VALUE! | #VALUE! | #VALUE! | #VALUE! | 0
|  |  |  | 0 | 51 | 0 | 19.9 | 0.95569 | 1 | 1.0842e-19 | 0 | 1.0669e-18 | 1.0669e-18 | 1.0669e-18 | 0 | 0 |  |  |  |  | #VALUE! | #VALUE! | #VALUE! | 19.9 | 0.95569 | #VALUE! | #VALUE! | #VALUE! | #VALUE! | #VALUE! | #VALUE! | #VALUE! | #VALUE! |  |  |  |  | #VALUE! | #VALUE! | #VALUE! | 19.9 | 0.95569 | #VALUE! | #VALUE! | #VALUE! | #VALUE! | #VALUE! | #VALUE! | #VALUE! | #VALUE! |  |  |  |  | #VALUE! | #VALUE! | #VALUE! | 19.9 | 0.95569 | #VALUE! | #VALUE! | #VALUE! | #VALUE! | #VALUE! | #VALUE! | #VALUE! | #VALUE! |  |  |  |  | #VALUE! | #VALUE! | #VALUE! | 19.9 | 0.95569 | #VALUE! | #VALUE! | #VALUE! | #VALUE! | #VALUE! | #VALUE! | #VALUE! | #VALUE! |  |  |  |  | #VALUE! | #VALUE! | #VALUE! | 19.9 | 0.95569 | #VALUE! | #VALUE! | #VALUE! | #VALUE! | #VALUE! | #VALUE! | #VALUE! | #VALUE! |  |  | #VALUE! | #VALUE! | #VALUE! | #VALUE! | #VALUE! | 19.9 | 0.95569 | #VALUE! | #VALUE! | #VALUE! | #VALUE! | #VALUE! | #VALUE! | #VALUE! | #VALUE! |  |  | #VALUE! | #VALUE! | #VALUE! | #VALUE! | #VALUE! | 19.9 | 0.95569 | #VALUE! | #VALUE! | #VALUE! | #VALUE! | #VALUE! | #VALUE! | #VALUE! | #VALUE! | 0 | #REF! | #VALUE! | #VALUE! | #VALUE! | #VALUE! | #VALUE! | #VALUE! | #VALUE! | 0
|  |  |  | 0 | 51 | 0 | 20 | 0.957 | 1 | 1.0842e-19 | 0 | 1.0669e-18 | 1.0669e-18 | 1.0669e-18 | 0 | 0 |  |  |  |  | #VALUE! | #VALUE! | #VALUE! | 20 | 0.957 | #VALUE! | #VALUE! | #VALUE! | #VALUE! | #VALUE! | #VALUE! | #VALUE! | #VALUE! |  |  |  |  | #VALUE! | #VALUE! | #VALUE! | 20 | 0.957 | #VALUE! | #VALUE! | #VALUE! | #VALUE! | #VALUE! | #VALUE! | #VALUE! | #VALUE! |  |  |  |  | #VALUE! | #VALUE! | #VALUE! | 20 | 0.957 | #VALUE! | #VALUE! | #VALUE! | #VALUE! | #VALUE! | #VALUE! | #VALUE! | #VALUE! |  |  |  |  | #VALUE! | #VALUE! | #VALUE! | 20 | 0.957 | #VALUE! | #VALUE! | #VALUE! | #VALUE! | #VALUE! | #VALUE! | #VALUE! | #VALUE! |  |  |  |  | #VALUE! | #VALUE! | #VALUE! | 20 | 0.957 | #VALUE! | #VALUE! | #VALUE! | #VALUE! | #VALUE! | #VALUE! | #VALUE! | #VALUE! |  |  | #VALUE! | #VALUE! | #VALUE! | #VALUE! | #VALUE! | 20 | 0.957 | #VALUE! | #VALUE! | #VALUE! | #VALUE! | #VALUE! | #VALUE! | #VALUE! | #VALUE! |  |  | #VALUE! | #VALUE! | #VALUE! | #VALUE! | #VALUE! | 20 | 0.957 | #VALUE! | #VALUE! | #VALUE! | #VALUE! | #VALUE! | #VALUE! | #VALUE! | #VALUE! | 0 | #REF! | #VALUE! | #VALUE! | #VALUE! | #VALUE! | #VALUE! | #VALUE! | #VALUE! | 0
|  |  |  | 0 | 51 | 0 | 20.1 | 0.95829 | 1 | 1.0842e-19 | 0 | 1.0669e-18 | 1.0669e-18 | 1.0669e-18 | 0 | 0 |  |  |  |  | #VALUE! | #VALUE! | #VALUE! | 20.1 | 0.95829 | #VALUE! | #VALUE! | #VALUE! | #VALUE! | #VALUE! | #VALUE! | #VALUE! | #VALUE! |  |  |  |  | #VALUE! | #VALUE! | #VALUE! | 20.1 | 0.95829 | #VALUE! | #VALUE! | #VALUE! | #VALUE! | #VALUE! | #VALUE! | #VALUE! | #VALUE! |  |  |  |  | #VALUE! | #VALUE! | #VALUE! | 20.1 | 0.95829 | #VALUE! | #VALUE! | #VALUE! | #VALUE! | #VALUE! | #VALUE! | #VALUE! | #VALUE! |  |  |  |  | #VALUE! | #VALUE! | #VALUE! | 20.1 | 0.95829 | #VALUE! | #VALUE! | #VALUE! | #VALUE! | #VALUE! | #VALUE! | #VALUE! | #VALUE! |  |  |  |  | #VALUE! | #VALUE! | #VALUE! | 20.1 | 0.95829 | #VALUE! | #VALUE! | #VALUE! | #VALUE! | #VALUE! | #VALUE! | #VALUE! | #VALUE! |  |  | #VALUE! | #VALUE! | #VALUE! | #VALUE! | #VALUE! | 20.1 | 0.95829 | #VALUE! | #VALUE! | #VALUE! | #VALUE! | #VALUE! | #VALUE! | #VALUE! | #VALUE! |  |  | #VALUE! | #VALUE! | #VALUE! | #VALUE! | #VALUE! | 20.1 | 0.95829 | #VALUE! | #VALUE! | #VALUE! | #VALUE! | #VALUE! | #VALUE! | #VALUE! | #VALUE! | 0 | #REF! | #VALUE! | #VALUE! | #VALUE! | #VALUE! | #VALUE! | #VALUE! | #VALUE! | 0
|  |  |  | 0 | 51 | 0 | 20.2 | 0.95958 | 1 | 1.0842e-19 | 0 | 1.0669e-18 | 1.0669e-18 | 1.0669e-18 | 0 | 0 |  |  |  |  | #VALUE! | #VALUE! | #VALUE! | 20.2 | 0.95958 | #VALUE! | #VALUE! | #VALUE! | #VALUE! | #VALUE! | #VALUE! | #VALUE! | #VALUE! |  |  |  |  | #VALUE! | #VALUE! | #VALUE! | 20.2 | 0.95958 | #VALUE! | #VALUE! | #VALUE! | #VALUE! | #VALUE! | #VALUE! | #VALUE! | #VALUE! |  |  |  |  | #VALUE! | #VALUE! | #VALUE! | 20.2 | 0.95958 | #VALUE! | #VALUE! | #VALUE! | #VALUE! | #VALUE! | #VALUE! | #VALUE! | #VALUE! |  |  |  |  | #VALUE! | #VALUE! | #VALUE! | 20.2 | 0.95958 | #VALUE! | #VALUE! | #VALUE! | #VALUE! | #VALUE! | #VALUE! | #VALUE! | #VALUE! |  |  |  |  | #VALUE! | #VALUE! | #VALUE! | 20.2 | 0.95958 | #VALUE! | #VALUE! | #VALUE! | #VALUE! | #VALUE! | #VALUE! | #VALUE! | #VALUE! |  |  | #VALUE! | #VALUE! | #VALUE! | #VALUE! | #VALUE! | 20.2 | 0.95958 | #VALUE! | #VALUE! | #VALUE! | #VALUE! | #VALUE! | #VALUE! | #VALUE! | #VALUE! |  |  | #VALUE! | #VALUE! | #VALUE! | #VALUE! | #VALUE! | 20.2 | 0.95958 | #VALUE! | #VALUE! | #VALUE! | #VALUE! | #VALUE! | #VALUE! | #VALUE! | #VALUE! | 0 | #REF! | #VALUE! | #VALUE! | #VALUE! | #VALUE! | #VALUE! | #VALUE! | #VALUE! | 0
|  |  |  | 0 | 51 | 0 | 20.3 | 0.96085 | 1 | 1.0842e-19 | 0 | 1.0669e-18 | 1.0669e-18 | 1.0669e-18 | 0 | 0 |  |  |  |  | #VALUE! | #VALUE! | #VALUE! | 20.3 | 0.96085 | #VALUE! | #VALUE! | #VALUE! | #VALUE! | #VALUE! | #VALUE! | #VALUE! | #VALUE! |  |  |  |  | #VALUE! | #VALUE! | #VALUE! | 20.3 | 0.96085 | #VALUE! | #VALUE! | #VALUE! | #VALUE! | #VALUE! | #VALUE! | #VALUE! | #VALUE! |  |  |  |  | #VALUE! | #VALUE! | #VALUE! | 20.3 | 0.96085 | #VALUE! | #VALUE! | #VALUE! | #VALUE! | #VALUE! | #VALUE! | #VALUE! | #VALUE! |  |  |  |  | #VALUE! | #VALUE! | #VALUE! | 20.3 | 0.96085 | #VALUE! | #VALUE! | #VALUE! | #VALUE! | #VALUE! | #VALUE! | #VALUE! | #VALUE! |  |  |  |  | #VALUE! | #VALUE! | #VALUE! | 20.3 | 0.96085 | #VALUE! | #VALUE! | #VALUE! | #VALUE! | #VALUE! | #VALUE! | #VALUE! | #VALUE! |  |  | #VALUE! | #VALUE! | #VALUE! | #VALUE! | #VALUE! | 20.3 | 0.96085 | #VALUE! | #VALUE! | #VALUE! | #VALUE! | #VALUE! | #VALUE! | #VALUE! | #VALUE! |  |  | #VALUE! | #VALUE! | #VALUE! | #VALUE! | #VALUE! | 20.3 | 0.96085 | #VALUE! | #VALUE! | #VALUE! | #VALUE! | #VALUE! | #VALUE! | #VALUE! | #VALUE! | 0 | #REF! | #VALUE! | #VALUE! | #VALUE! | #VALUE! | #VALUE! | #VALUE! | #VALUE! | 0
|  |  |  | 0 | 51 | 0 | 20.4 | 0.96211 | 1 | 1.0842e-19 | 0 | 1.0669e-18 | 1.0669e-18 | 1.0669e-18 | 0 | 0 |  |  |  |  | #VALUE! | #VALUE! | #VALUE! | 20.4 | 0.96211 | #VALUE! | #VALUE! | #VALUE! | #VALUE! | #VALUE! | #VALUE! | #VALUE! | #VALUE! |  |  |  |  | #VALUE! | #VALUE! | #VALUE! | 20.4 | 0.96211 | #VALUE! | #VALUE! | #VALUE! | #VALUE! | #VALUE! | #VALUE! | #VALUE! | #VALUE! |  |  |  |  | #VALUE! | #VALUE! | #VALUE! | 20.4 | 0.96211 | #VALUE! | #VALUE! | #VALUE! | #VALUE! | #VALUE! | #VALUE! | #VALUE! | #VALUE! |  |  |  |  | #VALUE! | #VALUE! | #VALUE! | 20.4 | 0.96211 | #VALUE! | #VALUE! | #VALUE! | #VALUE! | #VALUE! | #VALUE! | #VALUE! | #VALUE! |  |  |  |  | #VALUE! | #VALUE! | #VALUE! | 20.4 | 0.96211 | #VALUE! | #VALUE! | #VALUE! | #VALUE! | #VALUE! | #VALUE! | #VALUE! | #VALUE! |  |  | #VALUE! | #VALUE! | #VALUE! | #VALUE! | #VALUE! | 20.4 | 0.96211 | #VALUE! | #VALUE! | #VALUE! | #VALUE! | #VALUE! | #VALUE! | #VALUE! | #VALUE! |  |  | #VALUE! | #VALUE! | #VALUE! | #VALUE! | #VALUE! | 20.4 | 0.96211 | #VALUE! | #VALUE! | #VALUE! | #VALUE! | #VALUE! | #VALUE! | #VALUE! | #VALUE! | 0 | #REF! | #VALUE! | #VALUE! | #VALUE! | #VALUE! | #VALUE! | #VALUE! | #VALUE! | 0
|  |  |  | 0 | 51 | 0 | 20.5 | 0.96336 | 1 | 1.0842e-19 | 0 | 1.0669e-18 | 1.0669e-18 | 1.0669e-18 | 0 | 0 |  |  |  |  | #VALUE! | #VALUE! | #VALUE! | 20.5 | 0.96336 | #VALUE! | #VALUE! | #VALUE! | #VALUE! | #VALUE! | #VALUE! | #VALUE! | #VALUE! |  |  |  |  | #VALUE! | #VALUE! | #VALUE! | 20.5 | 0.96336 | #VALUE! | #VALUE! | #VALUE! | #VALUE! | #VALUE! | #VALUE! | #VALUE! | #VALUE! |  |  |  |  | #VALUE! | #VALUE! | #VALUE! | 20.5 | 0.96336 | #VALUE! | #VALUE! | #VALUE! | #VALUE! | #VALUE! | #VALUE! | #VALUE! | #VALUE! |  |  |  |  | #VALUE! | #VALUE! | #VALUE! | 20.5 | 0.96336 | #VALUE! | #VALUE! | #VALUE! | #VALUE! | #VALUE! | #VALUE! | #VALUE! | #VALUE! |  |  |  |  | #VALUE! | #VALUE! | #VALUE! | 20.5 | 0.96336 | #VALUE! | #VALUE! | #VALUE! | #VALUE! | #VALUE! | #VALUE! | #VALUE! | #VALUE! |  |  | #VALUE! | #VALUE! | #VALUE! | #VALUE! | #VALUE! | 20.5 | 0.96336 | #VALUE! | #VALUE! | #VALUE! | #VALUE! | #VALUE! | #VALUE! | #VALUE! | #VALUE! |  |  | #VALUE! | #VALUE! | #VALUE! | #VALUE! | #VALUE! | 20.5 | 0.96336 | #VALUE! | #VALUE! | #VALUE! | #VALUE! | #VALUE! | #VALUE! | #VALUE! | #VALUE! | 0 | #REF! | #VALUE! | #VALUE! | #VALUE! | #VALUE! | #VALUE! | #VALUE! | #VALUE! | 0
|  |  |  | 0 | 51 | 0 | 20.6 | 0.9646 | 1 | 1.0842e-19 | 0 | 1.0669e-18 | 1.0669e-18 | 1.0669e-18 | 0 | 0 |  |  |  |  | #VALUE! | #VALUE! | #VALUE! | 20.6 | 0.9646 | #VALUE! | #VALUE! | #VALUE! | #VALUE! | #VALUE! | #VALUE! | #VALUE! | #VALUE! |  |  |  |  | #VALUE! | #VALUE! | #VALUE! | 20.6 | 0.9646 | #VALUE! | #VALUE! | #VALUE! | #VALUE! | #VALUE! | #VALUE! | #VALUE! | #VALUE! |  |  |  |  | #VALUE! | #VALUE! | #VALUE! | 20.6 | 0.9646 | #VALUE! | #VALUE! | #VALUE! | #VALUE! | #VALUE! | #VALUE! | #VALUE! | #VALUE! |  |  |  |  | #VALUE! | #VALUE! | #VALUE! | 20.6 | 0.9646 | #VALUE! | #VALUE! | #VALUE! | #VALUE! | #VALUE! | #VALUE! | #VALUE! | #VALUE! |  |  |  |  | #VALUE! | #VALUE! | #VALUE! | 20.6 | 0.9646 | #VALUE! | #VALUE! | #VALUE! | #VALUE! | #VALUE! | #VALUE! | #VALUE! | #VALUE! |  |  | #VALUE! | #VALUE! | #VALUE! | #VALUE! | #VALUE! | 20.6 | 0.9646 | #VALUE! | #VALUE! | #VALUE! | #VALUE! | #VALUE! | #VALUE! | #VALUE! | #VALUE! |  |  | #VALUE! | #VALUE! | #VALUE! | #VALUE! | #VALUE! | 20.6 | 0.9646 | #VALUE! | #VALUE! | #VALUE! | #VALUE! | #VALUE! | #VALUE! | #VALUE! | #VALUE! | 0 | #REF! | #VALUE! | #VALUE! | #VALUE! | #VALUE! | #VALUE! | #VALUE! | #VALUE! | 0
|  |  |  | 0 | 51 | 0 | 20.7 | 0.96582 | 1 | 1.0842e-19 | 0 | 1.0669e-18 | 1.0669e-18 | 1.0669e-18 | 0 | 0 |  |  |  |  | #VALUE! | #VALUE! | #VALUE! | 20.7 | 0.96582 | #VALUE! | #VALUE! | #VALUE! | #VALUE! | #VALUE! | #VALUE! | #VALUE! | #VALUE! |  |  |  |  | #VALUE! | #VALUE! | #VALUE! | 20.7 | 0.96582 | #VALUE! | #VALUE! | #VALUE! | #VALUE! | #VALUE! | #VALUE! | #VALUE! | #VALUE! |  |  |  |  | #VALUE! | #VALUE! | #VALUE! | 20.7 | 0.96582 | #VALUE! | #VALUE! | #VALUE! | #VALUE! | #VALUE! | #VALUE! | #VALUE! | #VALUE! |  |  |  |  | #VALUE! | #VALUE! | #VALUE! | 20.7 | 0.96582 | #VALUE! | #VALUE! | #VALUE! | #VALUE! | #VALUE! | #VALUE! | #VALUE! | #VALUE! |  |  |  |  | #VALUE! | #VALUE! | #VALUE! | 20.7 | 0.96582 | #VALUE! | #VALUE! | #VALUE! | #VALUE! | #VALUE! | #VALUE! | #VALUE! | #VALUE! |  |  | #VALUE! | #VALUE! | #VALUE! | #VALUE! | #VALUE! | 20.7 | 0.96582 | #VALUE! | #VALUE! | #VALUE! | #VALUE! | #VALUE! | #VALUE! | #VALUE! | #VALUE! |  |  | #VALUE! | #VALUE! | #VALUE! | #VALUE! | #VALUE! | 20.7 | 0.96582 | #VALUE! | #VALUE! | #VALUE! | #VALUE! | #VALUE! | #VALUE! | #VALUE! | #VALUE! | 0 | #REF! | #VALUE! | #VALUE! | #VALUE! | #VALUE! | #VALUE! | #VALUE! | #VALUE! | 0
|  |  |  | 0 | 51 | 0 | 20.8 | 0.96704 | 1 | 1.0842e-19 | 0 | 1.0669e-18 | 1.0669e-18 | 1.0669e-18 | 0 | 0 |  |  |  |  | #VALUE! | #VALUE! | #VALUE! | 20.8 | 0.96704 | #VALUE! | #VALUE! | #VALUE! | #VALUE! | #VALUE! | #VALUE! | #VALUE! | #VALUE! |  |  |  |  | #VALUE! | #VALUE! | #VALUE! | 20.8 | 0.96704 | #VALUE! | #VALUE! | #VALUE! | #VALUE! | #VALUE! | #VALUE! | #VALUE! | #VALUE! |  |  |  |  | #VALUE! | #VALUE! | #VALUE! | 20.8 | 0.96704 | #VALUE! | #VALUE! | #VALUE! | #VALUE! | #VALUE! | #VALUE! | #VALUE! | #VALUE! |  |  |  |  | #VALUE! | #VALUE! | #VALUE! | 20.8 | 0.96704 | #VALUE! | #VALUE! | #VALUE! | #VALUE! | #VALUE! | #VALUE! | #VALUE! | #VALUE! |  |  |  |  | #VALUE! | #VALUE! | #VALUE! | 20.8 | 0.96704 | #VALUE! | #VALUE! | #VALUE! | #VALUE! | #VALUE! | #VALUE! | #VALUE! | #VALUE! |  |  | #VALUE! | #VALUE! | #VALUE! | #VALUE! | #VALUE! | 20.8 | 0.96704 | #VALUE! | #VALUE! | #VALUE! | #VALUE! | #VALUE! | #VALUE! | #VALUE! | #VALUE! |  |  | #VALUE! | #VALUE! | #VALUE! | #VALUE! | #VALUE! | 20.8 | 0.96704 | #VALUE! | #VALUE! | #VALUE! | #VALUE! | #VALUE! | #VALUE! | #VALUE! | #VALUE! | 0 | #REF! | #VALUE! | #VALUE! | #VALUE! | #VALUE! | #VALUE! | #VALUE! | #VALUE! | 0
|  |  |  | 0 | 51 | 0 | 20.9 | 0.96824 | 1 | 1.0842e-19 | 0 | 1.0669e-18 | 1.0669e-18 | 1.0669e-18 | 0 | 0 |  |  |  |  | #VALUE! | #VALUE! | #VALUE! | 20.9 | 0.96824 | #VALUE! | #VALUE! | #VALUE! | #VALUE! | #VALUE! | #VALUE! | #VALUE! | #VALUE! |  |  |  |  | #VALUE! | #VALUE! | #VALUE! | 20.9 | 0.96824 | #VALUE! | #VALUE! | #VALUE! | #VALUE! | #VALUE! | #VALUE! | #VALUE! | #VALUE! |  |  |  |  | #VALUE! | #VALUE! | #VALUE! | 20.9 | 0.96824 | #VALUE! | #VALUE! | #VALUE! | #VALUE! | #VALUE! | #VALUE! | #VALUE! | #VALUE! |  |  |  |  | #VALUE! | #VALUE! | #VALUE! | 20.9 | 0.96824 | #VALUE! | #VALUE! | #VALUE! | #VALUE! | #VALUE! | #VALUE! | #VALUE! | #VALUE! |  |  |  |  | #VALUE! | #VALUE! | #VALUE! | 20.9 | 0.96824 | #VALUE! | #VALUE! | #VALUE! | #VALUE! | #VALUE! | #VALUE! | #VALUE! | #VALUE! |  |  | #VALUE! | #VALUE! | #VALUE! | #VALUE! | #VALUE! | 20.9 | 0.96824 | #VALUE! | #VALUE! | #VALUE! | #VALUE! | #VALUE! | #VALUE! | #VALUE! | #VALUE! |  |  | #VALUE! | #VALUE! | #VALUE! | #VALUE! | #VALUE! | 20.9 | 0.96824 | #VALUE! | #VALUE! | #VALUE! | #VALUE! | #VALUE! | #VALUE! | #VALUE! | #VALUE! | 0 | #REF! | #VALUE! | #VALUE! | #VALUE! | #VALUE! | #VALUE! | #VALUE! | #VALUE! | 0
|  |  |  | 0 | 51 | 0 | 21 | 0.96944 | 1 | 1.0842e-19 | 0 | 1.0669e-18 | 1.0669e-18 | 1.0669e-18 | 0 | 0 |  |  |  |  | #VALUE! | #VALUE! | #VALUE! | 21 | 0.96944 | #VALUE! | #VALUE! | #VALUE! | #VALUE! | #VALUE! | #VALUE! | #VALUE! | #VALUE! |  |  |  |  | #VALUE! | #VALUE! | #VALUE! | 21 | 0.96944 | #VALUE! | #VALUE! | #VALUE! | #VALUE! | #VALUE! | #VALUE! | #VALUE! | #VALUE! |  |  |  |  | #VALUE! | #VALUE! | #VALUE! | 21 | 0.96944 | #VALUE! | #VALUE! | #VALUE! | #VALUE! | #VALUE! | #VALUE! | #VALUE! | #VALUE! |  |  |  |  | #VALUE! | #VALUE! | #VALUE! | 21 | 0.96944 | #VALUE! | #VALUE! | #VALUE! | #VALUE! | #VALUE! | #VALUE! | #VALUE! | #VALUE! |  |  |  |  | #VALUE! | #VALUE! | #VALUE! | 21 | 0.96944 | #VALUE! | #VALUE! | #VALUE! | #VALUE! | #VALUE! | #VALUE! | #VALUE! | #VALUE! |  |  | #VALUE! | #VALUE! | #VALUE! | #VALUE! | #VALUE! | 21 | 0.96944 | #VALUE! | #VALUE! | #VALUE! | #VALUE! | #VALUE! | #VALUE! | #VALUE! | #VALUE! |  |  | #VALUE! | #VALUE! | #VALUE! | #VALUE! | #VALUE! | 21 | 0.96944 | #VALUE! | #VALUE! | #VALUE! | #VALUE! | #VALUE! | #VALUE! | #VALUE! | #VALUE! | 0 | #REF! | #VALUE! | #VALUE! | #VALUE! | #VALUE! | #VALUE! | #VALUE! | #VALUE! | 0
|  |  |  | 0 | 51 | 0 | 21.1 | 0.97062 | 1 | 1.0842e-19 | 0 | 1.0669e-18 | 1.0669e-18 | 1.0669e-18 | 0 | 0 |  |  |  |  | #VALUE! | #VALUE! | #VALUE! | 21.1 | 0.97062 | #VALUE! | #VALUE! | #VALUE! | #VALUE! | #VALUE! | #VALUE! | #VALUE! | #VALUE! |  |  |  |  | #VALUE! | #VALUE! | #VALUE! | 21.1 | 0.97062 | #VALUE! | #VALUE! | #VALUE! | #VALUE! | #VALUE! | #VALUE! | #VALUE! | #VALUE! |  |  |  |  | #VALUE! | #VALUE! | #VALUE! | 21.1 | 0.97062 | #VALUE! | #VALUE! | #VALUE! | #VALUE! | #VALUE! | #VALUE! | #VALUE! | #VALUE! |  |  |  |  | #VALUE! | #VALUE! | #VALUE! | 21.1 | 0.97062 | #VALUE! | #VALUE! | #VALUE! | #VALUE! | #VALUE! | #VALUE! | #VALUE! | #VALUE! |  |  |  |  | #VALUE! | #VALUE! | #VALUE! | 21.1 | 0.97062 | #VALUE! | #VALUE! | #VALUE! | #VALUE! | #VALUE! | #VALUE! | #VALUE! | #VALUE! |  |  | #VALUE! | #VALUE! | #VALUE! | #VALUE! | #VALUE! | 21.1 | 0.97062 | #VALUE! | #VALUE! | #VALUE! | #VALUE! | #VALUE! | #VALUE! | #VALUE! | #VALUE! |  |  | #VALUE! | #VALUE! | #VALUE! | #VALUE! | #VALUE! | 21.1 | 0.97062 | #VALUE! | #VALUE! | #VALUE! | #VALUE! | #VALUE! | #VALUE! | #VALUE! | #VALUE! | 0 | #REF! | #VALUE! | #VALUE! | #VALUE! | #VALUE! | #VALUE! | #VALUE! | #VALUE! | 0
|  |  |  | 0 | 51 | 0 | 21.2 | 0.97179 | 1 | 1.0842e-19 | 0 | 1.0669e-18 | 1.0669e-18 | 1.0669e-18 | 0 | 0 |  |  |  |  | #VALUE! | #VALUE! | #VALUE! | 21.2 | 0.97179 | #VALUE! | #VALUE! | #VALUE! | #VALUE! | #VALUE! | #VALUE! | #VALUE! | #VALUE! |  |  |  |  | #VALUE! | #VALUE! | #VALUE! | 21.2 | 0.97179 | #VALUE! | #VALUE! | #VALUE! | #VALUE! | #VALUE! | #VALUE! | #VALUE! | #VALUE! |  |  |  |  | #VALUE! | #VALUE! | #VALUE! | 21.2 | 0.97179 | #VALUE! | #VALUE! | #VALUE! | #VALUE! | #VALUE! | #VALUE! | #VALUE! | #VALUE! |  |  |  |  | #VALUE! | #VALUE! | #VALUE! | 21.2 | 0.97179 | #VALUE! | #VALUE! | #VALUE! | #VALUE! | #VALUE! | #VALUE! | #VALUE! | #VALUE! |  |  |  |  | #VALUE! | #VALUE! | #VALUE! | 21.2 | 0.97179 | #VALUE! | #VALUE! | #VALUE! | #VALUE! | #VALUE! | #VALUE! | #VALUE! | #VALUE! |  |  | #VALUE! | #VALUE! | #VALUE! | #VALUE! | #VALUE! | 21.2 | 0.97179 | #VALUE! | #VALUE! | #VALUE! | #VALUE! | #VALUE! | #VALUE! | #VALUE! | #VALUE! |  |  | #VALUE! | #VALUE! | #VALUE! | #VALUE! | #VALUE! | 21.2 | 0.97179 | #VALUE! | #VALUE! | #VALUE! | #VALUE! | #VALUE! | #VALUE! | #VALUE! | #VALUE! | 0 | #REF! | #VALUE! | #VALUE! | #VALUE! | #VALUE! | #VALUE! | #VALUE! | #VALUE! | 0
|  |  |  | 0 | 51 | 0 | 21.3 | 0.97295 | 1 | 1.0842e-19 | 0 | 1.0669e-18 | 1.0669e-18 | 1.0669e-18 | 0 | 0 |  |  |  |  | #VALUE! | #VALUE! | #VALUE! | 21.3 | 0.97295 | #VALUE! | #VALUE! | #VALUE! | #VALUE! | #VALUE! | #VALUE! | #VALUE! | #VALUE! |  |  |  |  | #VALUE! | #VALUE! | #VALUE! | 21.3 | 0.97295 | #VALUE! | #VALUE! | #VALUE! | #VALUE! | #VALUE! | #VALUE! | #VALUE! | #VALUE! |  |  |  |  | #VALUE! | #VALUE! | #VALUE! | 21.3 | 0.97295 | #VALUE! | #VALUE! | #VALUE! | #VALUE! | #VALUE! | #VALUE! | #VALUE! | #VALUE! |  |  |  |  | #VALUE! | #VALUE! | #VALUE! | 21.3 | 0.97295 | #VALUE! | #VALUE! | #VALUE! | #VALUE! | #VALUE! | #VALUE! | #VALUE! | #VALUE! |  |  |  |  | #VALUE! | #VALUE! | #VALUE! | 21.3 | 0.97295 | #VALUE! | #VALUE! | #VALUE! | #VALUE! | #VALUE! | #VALUE! | #VALUE! | #VALUE! |  |  | #VALUE! | #VALUE! | #VALUE! | #VALUE! | #VALUE! | 21.3 | 0.97295 | #VALUE! | #VALUE! | #VALUE! | #VALUE! | #VALUE! | #VALUE! | #VALUE! | #VALUE! |  |  | #VALUE! | #VALUE! | #VALUE! | #VALUE! | #VALUE! | 21.3 | 0.97295 | #VALUE! | #VALUE! | #VALUE! | #VALUE! | #VALUE! | #VALUE! | #VALUE! | #VALUE! | 0 | #REF! | #VALUE! | #VALUE! | #VALUE! | #VALUE! | #VALUE! | #VALUE! | #VALUE! | 0
|  |  |  | 0 | 51 | 0 | 21.4 | 0.9741 | 1 | 1.0842e-19 | 0 | 1.0669e-18 | 1.0669e-18 | 1.0669e-18 | 0 | 0 |  |  |  |  | #VALUE! | #VALUE! | #VALUE! | 21.4 | 0.9741 | #VALUE! | #VALUE! | #VALUE! | #VALUE! | #VALUE! | #VALUE! | #VALUE! | #VALUE! |  |  |  |  | #VALUE! | #VALUE! | #VALUE! | 21.4 | 0.9741 | #VALUE! | #VALUE! | #VALUE! | #VALUE! | #VALUE! | #VALUE! | #VALUE! | #VALUE! |  |  |  |  | #VALUE! | #VALUE! | #VALUE! | 21.4 | 0.9741 | #VALUE! | #VALUE! | #VALUE! | #VALUE! | #VALUE! | #VALUE! | #VALUE! | #VALUE! |  |  |  |  | #VALUE! | #VALUE! | #VALUE! | 21.4 | 0.9741 | #VALUE! | #VALUE! | #VALUE! | #VALUE! | #VALUE! | #VALUE! | #VALUE! | #VALUE! |  |  |  |  | #VALUE! | #VALUE! | #VALUE! | 21.4 | 0.9741 | #VALUE! | #VALUE! | #VALUE! | #VALUE! | #VALUE! | #VALUE! | #VALUE! | #VALUE! |  |  | #VALUE! | #VALUE! | #VALUE! | #VALUE! | #VALUE! | 21.4 | 0.9741 | #VALUE! | #VALUE! | #VALUE! | #VALUE! | #VALUE! | #VALUE! | #VALUE! | #VALUE! |  |  | #VALUE! | #VALUE! | #VALUE! | #VALUE! | #VALUE! | 21.4 | 0.9741 | #VALUE! | #VALUE! | #VALUE! | #VALUE! | #VALUE! | #VALUE! | #VALUE! | #VALUE! | 0 | #REF! | #VALUE! | #VALUE! | #VALUE! | #VALUE! | #VALUE! | #VALUE! | #VALUE! | 0
|  |  |  | 0 | 51 | 0 | 21.5 | 0.97523 | 1 | 1.0842e-19 | 0 | 1.0669e-18 | 1.0669e-18 | 1.0669e-18 | 0 | 0 |  |  |  |  | #VALUE! | #VALUE! | #VALUE! | 21.5 | 0.97523 | #VALUE! | #VALUE! | #VALUE! | #VALUE! | #VALUE! | #VALUE! | #VALUE! | #VALUE! |  |  |  |  | #VALUE! | #VALUE! | #VALUE! | 21.5 | 0.97523 | #VALUE! | #VALUE! | #VALUE! | #VALUE! | #VALUE! | #VALUE! | #VALUE! | #VALUE! |  |  |  |  | #VALUE! | #VALUE! | #VALUE! | 21.5 | 0.97523 | #VALUE! | #VALUE! | #VALUE! | #VALUE! | #VALUE! | #VALUE! | #VALUE! | #VALUE! |  |  |  |  | #VALUE! | #VALUE! | #VALUE! | 21.5 | 0.97523 | #VALUE! | #VALUE! | #VALUE! | #VALUE! | #VALUE! | #VALUE! | #VALUE! | #VALUE! |  |  |  |  | #VALUE! | #VALUE! | #VALUE! | 21.5 | 0.97523 | #VALUE! | #VALUE! | #VALUE! | #VALUE! | #VALUE! | #VALUE! | #VALUE! | #VALUE! |  |  | #VALUE! | #VALUE! | #VALUE! | #VALUE! | #VALUE! | 21.5 | 0.97523 | #VALUE! | #VALUE! | #VALUE! | #VALUE! | #VALUE! | #VALUE! | #VALUE! | #VALUE! |  |  | #VALUE! | #VALUE! | #VALUE! | #VALUE! | #VALUE! | 21.5 | 0.97523 | #VALUE! | #VALUE! | #VALUE! | #VALUE! | #VALUE! | #VALUE! | #VALUE! | #VALUE! | 0 | #REF! | #VALUE! | #VALUE! | #VALUE! | #VALUE! | #VALUE! | #VALUE! | #VALUE! | 0
|  |  |  | 0 | 51 | 0 | 21.6 | 0.97636 | 1 | 1.0842e-19 | 0 | 1.0669e-18 | 1.0669e-18 | 1.0669e-18 | 0 | 0 |  |  |  |  | #VALUE! | #VALUE! | #VALUE! | 21.6 | 0.97636 | #VALUE! | #VALUE! | #VALUE! | #VALUE! | #VALUE! | #VALUE! | #VALUE! | #VALUE! |  |  |  |  | #VALUE! | #VALUE! | #VALUE! | 21.6 | 0.97636 | #VALUE! | #VALUE! | #VALUE! | #VALUE! | #VALUE! | #VALUE! | #VALUE! | #VALUE! |  |  |  |  | #VALUE! | #VALUE! | #VALUE! | 21.6 | 0.97636 | #VALUE! | #VALUE! | #VALUE! | #VALUE! | #VALUE! | #VALUE! | #VALUE! | #VALUE! |  |  |  |  | #VALUE! | #VALUE! | #VALUE! | 21.6 | 0.97636 | #VALUE! | #VALUE! | #VALUE! | #VALUE! | #VALUE! | #VALUE! | #VALUE! | #VALUE! |  |  |  |  | #VALUE! | #VALUE! | #VALUE! | 21.6 | 0.97636 | #VALUE! | #VALUE! | #VALUE! | #VALUE! | #VALUE! | #VALUE! | #VALUE! | #VALUE! |  |  | #VALUE! | #VALUE! | #VALUE! | #VALUE! | #VALUE! | 21.6 | 0.97636 | #VALUE! | #VALUE! | #VALUE! | #VALUE! | #VALUE! | #VALUE! | #VALUE! | #VALUE! |  |  | #VALUE! | #VALUE! | #VALUE! | #VALUE! | #VALUE! | 21.6 | 0.97636 | #VALUE! | #VALUE! | #VALUE! | #VALUE! | #VALUE! | #VALUE! | #VALUE! | #VALUE! | 0 | #REF! | #VALUE! | #VALUE! | #VALUE! | #VALUE! | #VALUE! | #VALUE! | #VALUE! | 0
|  |  |  | 0 | 51 | 0 | 21.7 | 0.97747 | 1 | 1.0842e-19 | 0 | 1.0669e-18 | 1.0669e-18 | 1.0669e-18 | 0 | 0 |  |  |  |  | #VALUE! | #VALUE! | #VALUE! | 21.7 | 0.97747 | #VALUE! | #VALUE! | #VALUE! | #VALUE! | #VALUE! | #VALUE! | #VALUE! | #VALUE! |  |  |  |  | #VALUE! | #VALUE! | #VALUE! | 21.7 | 0.97747 | #VALUE! | #VALUE! | #VALUE! | #VALUE! | #VALUE! | #VALUE! | #VALUE! | #VALUE! |  |  |  |  | #VALUE! | #VALUE! | #VALUE! | 21.7 | 0.97747 | #VALUE! | #VALUE! | #VALUE! | #VALUE! | #VALUE! | #VALUE! | #VALUE! | #VALUE! |  |  |  |  | #VALUE! | #VALUE! | #VALUE! | 21.7 | 0.97747 | #VALUE! | #VALUE! | #VALUE! | #VALUE! | #VALUE! | #VALUE! | #VALUE! | #VALUE! |  |  |  |  | #VALUE! | #VALUE! | #VALUE! | 21.7 | 0.97747 | #VALUE! | #VALUE! | #VALUE! | #VALUE! | #VALUE! | #VALUE! | #VALUE! | #VALUE! |  |  | #VALUE! | #VALUE! | #VALUE! | #VALUE! | #VALUE! | 21.7 | 0.97747 | #VALUE! | #VALUE! | #VALUE! | #VALUE! | #VALUE! | #VALUE! | #VALUE! | #VALUE! |  |  | #VALUE! | #VALUE! | #VALUE! | #VALUE! | #VALUE! | 21.7 | 0.97747 | #VALUE! | #VALUE! | #VALUE! | #VALUE! | #VALUE! | #VALUE! | #VALUE! | #VALUE! | 0 | #REF! | #VALUE! | #VALUE! | #VALUE! | #VALUE! | #VALUE! | #VALUE! | #VALUE! | 0
|  |  |  | 0 | 51 | 0 | 21.8 | 0.97858 | 1 | 1.0842e-19 | 0 | 1.0669e-18 | 1.0669e-18 | 1.0669e-18 | 0 | 0 |  |  |  |  | #VALUE! | #VALUE! | #VALUE! | 21.8 | 0.97858 | #VALUE! | #VALUE! | #VALUE! | #VALUE! | #VALUE! | #VALUE! | #VALUE! | #VALUE! |  |  |  |  | #VALUE! | #VALUE! | #VALUE! | 21.8 | 0.97858 | #VALUE! | #VALUE! | #VALUE! | #VALUE! | #VALUE! | #VALUE! | #VALUE! | #VALUE! |  |  |  |  | #VALUE! | #VALUE! | #VALUE! | 21.8 | 0.97858 | #VALUE! | #VALUE! | #VALUE! | #VALUE! | #VALUE! | #VALUE! | #VALUE! | #VALUE! |  |  |  |  | #VALUE! | #VALUE! | #VALUE! | 21.8 | 0.97858 | #VALUE! | #VALUE! | #VALUE! | #VALUE! | #VALUE! | #VALUE! | #VALUE! | #VALUE! |  |  |  |  | #VALUE! | #VALUE! | #VALUE! | 21.8 | 0.97858 | #VALUE! | #VALUE! | #VALUE! | #VALUE! | #VALUE! | #VALUE! | #VALUE! | #VALUE! |  |  | #VALUE! | #VALUE! | #VALUE! | #VALUE! | #VALUE! | 21.8 | 0.97858 | #VALUE! | #VALUE! | #VALUE! | #VALUE! | #VALUE! | #VALUE! | #VALUE! | #VALUE! |  |  | #VALUE! | #VALUE! | #VALUE! | #VALUE! | #VALUE! | 21.8 | 0.97858 | #VALUE! | #VALUE! | #VALUE! | #VALUE! | #VALUE! | #VALUE! | #VALUE! | #VALUE! | 0 | #REF! | #VALUE! | #VALUE! | #VALUE! | #VALUE! | #VALUE! | #VALUE! | #VALUE! | 0
|  |  |  | 0 | 51 | 0 | 21.9 | 0.97967 | 1 | 1.0842e-19 | 0 | 1.0669e-18 | 1.0669e-18 | 1.0669e-18 | 0 | 0 |  |  |  |  | #VALUE! | #VALUE! | #VALUE! | 21.9 | 0.97967 | #VALUE! | #VALUE! | #VALUE! | #VALUE! | #VALUE! | #VALUE! | #VALUE! | #VALUE! |  |  |  |  | #VALUE! | #VALUE! | #VALUE! | 21.9 | 0.97967 | #VALUE! | #VALUE! | #VALUE! | #VALUE! | #VALUE! | #VALUE! | #VALUE! | #VALUE! |  |  |  |  | #VALUE! | #VALUE! | #VALUE! | 21.9 | 0.97967 | #VALUE! | #VALUE! | #VALUE! | #VALUE! | #VALUE! | #VALUE! | #VALUE! | #VALUE! |  |  |  |  | #VALUE! | #VALUE! | #VALUE! | 21.9 | 0.97967 | #VALUE! | #VALUE! | #VALUE! | #VALUE! | #VALUE! | #VALUE! | #VALUE! | #VALUE! |  |  |  |  | #VALUE! | #VALUE! | #VALUE! | 21.9 | 0.97967 | #VALUE! | #VALUE! | #VALUE! | #VALUE! | #VALUE! | #VALUE! | #VALUE! | #VALUE! |  |  | #VALUE! | #VALUE! | #VALUE! | #VALUE! | #VALUE! | 21.9 | 0.97967 | #VALUE! | #VALUE! | #VALUE! | #VALUE! | #VALUE! | #VALUE! | #VALUE! | #VALUE! |  |  | #VALUE! | #VALUE! | #VALUE! | #VALUE! | #VALUE! | 21.9 | 0.97967 | #VALUE! | #VALUE! | #VALUE! | #VALUE! | #VALUE! | #VALUE! | #VALUE! | #VALUE! | 0 | #REF! | #VALUE! | #VALUE! | #VALUE! | #VALUE! | #VALUE! | #VALUE! | #VALUE! | 0
|  |  |  | 0 | 51 | 0 | 22 | 0.98075 | 1 | 1.0842e-19 | 0 | 1.0669e-18 | 1.0669e-18 | 1.0669e-18 | 0 | 0 |  |  |  |  | #VALUE! | #VALUE! | #VALUE! | 22 | 0.98075 | #VALUE! | #VALUE! | #VALUE! | #VALUE! | #VALUE! | #VALUE! | #VALUE! | #VALUE! |  |  |  |  | #VALUE! | #VALUE! | #VALUE! | 22 | 0.98075 | #VALUE! | #VALUE! | #VALUE! | #VALUE! | #VALUE! | #VALUE! | #VALUE! | #VALUE! |  |  |  |  | #VALUE! | #VALUE! | #VALUE! | 22 | 0.98075 | #VALUE! | #VALUE! | #VALUE! | #VALUE! | #VALUE! | #VALUE! | #VALUE! | #VALUE! |  |  |  |  | #VALUE! | #VALUE! | #VALUE! | 22 | 0.98075 | #VALUE! | #VALUE! | #VALUE! | #VALUE! | #VALUE! | #VALUE! | #VALUE! | #VALUE! |  |  |  |  | #VALUE! | #VALUE! | #VALUE! | 22 | 0.98075 | #VALUE! | #VALUE! | #VALUE! | #VALUE! | #VALUE! | #VALUE! | #VALUE! | #VALUE! |  |  | #VALUE! | #VALUE! | #VALUE! | #VALUE! | #VALUE! | 22 | 0.98075 | #VALUE! | #VALUE! | #VALUE! | #VALUE! | #VALUE! | #VALUE! | #VALUE! | #VALUE! |  |  | #VALUE! | #VALUE! | #VALUE! | #VALUE! | #VALUE! | 22 | 0.98075 | #VALUE! | #VALUE! | #VALUE! | #VALUE! | #VALUE! | #VALUE! | #VALUE! | #VALUE! | 0 | #REF! | #VALUE! | #VALUE! | #VALUE! | #VALUE! | #VALUE! | #VALUE! | #VALUE! | 0
|  |  |  | 0 | 51 | 0 | 22.1 | 0.98182 | 1 | 1.0842e-19 | 0 | 1.0669e-18 | 1.0669e-18 | 1.0669e-18 | 0 | 0 |  |  |  |  | #VALUE! | #VALUE! | #VALUE! | 22.1 | 0.98182 | #VALUE! | #VALUE! | #VALUE! | #VALUE! | #VALUE! | #VALUE! | #VALUE! | #VALUE! |  |  |  |  | #VALUE! | #VALUE! | #VALUE! | 22.1 | 0.98182 | #VALUE! | #VALUE! | #VALUE! | #VALUE! | #VALUE! | #VALUE! | #VALUE! | #VALUE! |  |  |  |  | #VALUE! | #VALUE! | #VALUE! | 22.1 | 0.98182 | #VALUE! | #VALUE! | #VALUE! | #VALUE! | #VALUE! | #VALUE! | #VALUE! | #VALUE! |  |  |  |  | #VALUE! | #VALUE! | #VALUE! | 22.1 | 0.98182 | #VALUE! | #VALUE! | #VALUE! | #VALUE! | #VALUE! | #VALUE! | #VALUE! | #VALUE! |  |  |  |  | #VALUE! | #VALUE! | #VALUE! | 22.1 | 0.98182 | #VALUE! | #VALUE! | #VALUE! | #VALUE! | #VALUE! | #VALUE! | #VALUE! | #VALUE! |  |  | #VALUE! | #VALUE! | #VALUE! | #VALUE! | #VALUE! | 22.1 | 0.98182 | #VALUE! | #VALUE! | #VALUE! | #VALUE! | #VALUE! | #VALUE! | #VALUE! | #VALUE! |  |  | #VALUE! | #VALUE! | #VALUE! | #VALUE! | #VALUE! | 22.1 | 0.98182 | #VALUE! | #VALUE! | #VALUE! | #VALUE! | #VALUE! | #VALUE! | #VALUE! | #VALUE! | 0 | #REF! | #VALUE! | #VALUE! | #VALUE! | #VALUE! | #VALUE! | #VALUE! | #VALUE! | 0
|  |  |  | 0 | 51 | 0 | 22.2 | 0.98288 | 1 | 1.0842e-19 | 0 | 1.0669e-18 | 1.0669e-18 | 1.0669e-18 | 0 | 0 |  |  |  |  | #VALUE! | #VALUE! | #VALUE! | 22.2 | 0.98288 | #VALUE! | #VALUE! | #VALUE! | #VALUE! | #VALUE! | #VALUE! | #VALUE! | #VALUE! |  |  |  |  | #VALUE! | #VALUE! | #VALUE! | 22.2 | 0.98288 | #VALUE! | #VALUE! | #VALUE! | #VALUE! | #VALUE! | #VALUE! | #VALUE! | #VALUE! |  |  |  |  | #VALUE! | #VALUE! | #VALUE! | 22.2 | 0.98288 | #VALUE! | #VALUE! | #VALUE! | #VALUE! | #VALUE! | #VALUE! | #VALUE! | #VALUE! |  |  |  |  | #VALUE! | #VALUE! | #VALUE! | 22.2 | 0.98288 | #VALUE! | #VALUE! | #VALUE! | #VALUE! | #VALUE! | #VALUE! | #VALUE! | #VALUE! |  |  |  |  | #VALUE! | #VALUE! | #VALUE! | 22.2 | 0.98288 | #VALUE! | #VALUE! | #VALUE! | #VALUE! | #VALUE! | #VALUE! | #VALUE! | #VALUE! |  |  | #VALUE! | #VALUE! | #VALUE! | #VALUE! | #VALUE! | 22.2 | 0.98288 | #VALUE! | #VALUE! | #VALUE! | #VALUE! | #VALUE! | #VALUE! | #VALUE! | #VALUE! |  |  | #VALUE! | #VALUE! | #VALUE! | #VALUE! | #VALUE! | 22.2 | 0.98288 | #VALUE! | #VALUE! | #VALUE! | #VALUE! | #VALUE! | #VALUE! | #VALUE! | #VALUE! | 0 | #REF! | #VALUE! | #VALUE! | #VALUE! | #VALUE! | #VALUE! | #VALUE! | #VALUE! | 0
|  |  |  | 0 | 51 | 0 | 22.3 | 0.98392 | 1 | 1.0842e-19 | 0 | 1.0669e-18 | 1.0669e-18 | 1.0669e-18 | 0 | 0 |  |  |  |  | #VALUE! | #VALUE! | #VALUE! | 22.3 | 0.98392 | #VALUE! | #VALUE! | #VALUE! | #VALUE! | #VALUE! | #VALUE! | #VALUE! | #VALUE! |  |  |  |  | #VALUE! | #VALUE! | #VALUE! | 22.3 | 0.98392 | #VALUE! | #VALUE! | #VALUE! | #VALUE! | #VALUE! | #VALUE! | #VALUE! | #VALUE! |  |  |  |  | #VALUE! | #VALUE! | #VALUE! | 22.3 | 0.98392 | #VALUE! | #VALUE! | #VALUE! | #VALUE! | #VALUE! | #VALUE! | #VALUE! | #VALUE! |  |  |  |  | #VALUE! | #VALUE! | #VALUE! | 22.3 | 0.98392 | #VALUE! | #VALUE! | #VALUE! | #VALUE! | #VALUE! | #VALUE! | #VALUE! | #VALUE! |  |  |  |  | #VALUE! | #VALUE! | #VALUE! | 22.3 | 0.98392 | #VALUE! | #VALUE! | #VALUE! | #VALUE! | #VALUE! | #VALUE! | #VALUE! | #VALUE! |  |  | #VALUE! | #VALUE! | #VALUE! | #VALUE! | #VALUE! | 22.3 | 0.98392 | #VALUE! | #VALUE! | #VALUE! | #VALUE! | #VALUE! | #VALUE! | #VALUE! | #VALUE! |  |  | #VALUE! | #VALUE! | #VALUE! | #VALUE! | #VALUE! | 22.3 | 0.98392 | #VALUE! | #VALUE! | #VALUE! | #VALUE! | #VALUE! | #VALUE! | #VALUE! | #VALUE! | 0 | #REF! | #VALUE! | #VALUE! | #VALUE! | #VALUE! | #VALUE! | #VALUE! | #VALUE! | 0
|  |  |  | 0 | 51 | 0 | 22.4 | 0.98496 | 1 | 1.0842e-19 | 0 | 1.0669e-18 | 1.0669e-18 | 1.0669e-18 | 0 | 0 |  |  |  |  | #VALUE! | #VALUE! | #VALUE! | 22.4 | 0.98496 | #VALUE! | #VALUE! | #VALUE! | #VALUE! | #VALUE! | #VALUE! | #VALUE! | #VALUE! |  |  |  |  | #VALUE! | #VALUE! | #VALUE! | 22.4 | 0.98496 | #VALUE! | #VALUE! | #VALUE! | #VALUE! | #VALUE! | #VALUE! | #VALUE! | #VALUE! |  |  |  |  | #VALUE! | #VALUE! | #VALUE! | 22.4 | 0.98496 | #VALUE! | #VALUE! | #VALUE! | #VALUE! | #VALUE! | #VALUE! | #VALUE! | #VALUE! |  |  |  |  | #VALUE! | #VALUE! | #VALUE! | 22.4 | 0.98496 | #VALUE! | #VALUE! | #VALUE! | #VALUE! | #VALUE! | #VALUE! | #VALUE! | #VALUE! |  |  |  |  | #VALUE! | #VALUE! | #VALUE! | 22.4 | 0.98496 | #VALUE! | #VALUE! | #VALUE! | #VALUE! | #VALUE! | #VALUE! | #VALUE! | #VALUE! |  |  | #VALUE! | #VALUE! | #VALUE! | #VALUE! | #VALUE! | 22.4 | 0.98496 | #VALUE! | #VALUE! | #VALUE! | #VALUE! | #VALUE! | #VALUE! | #VALUE! | #VALUE! |  |  | #VALUE! | #VALUE! | #VALUE! | #VALUE! | #VALUE! | 22.4 | 0.98496 | #VALUE! | #VALUE! | #VALUE! | #VALUE! | #VALUE! | #VALUE! | #VALUE! | #VALUE! | 0 | #REF! | #VALUE! | #VALUE! | #VALUE! | #VALUE! | #VALUE! | #VALUE! | #VALUE! | 0
|  |  |  | 0 | 51 | 0 | 22.5 | 0.98598 | 1 | 1.0842e-19 | 0 | 1.0669e-18 | 1.0669e-18 | 1.0669e-18 | 0 | 0 |  |  |  |  | #VALUE! | #VALUE! | #VALUE! | 22.5 | 0.98598 | #VALUE! | #VALUE! | #VALUE! | #VALUE! | #VALUE! | #VALUE! | #VALUE! | #VALUE! |  |  |  |  | #VALUE! | #VALUE! | #VALUE! | 22.5 | 0.98598 | #VALUE! | #VALUE! | #VALUE! | #VALUE! | #VALUE! | #VALUE! | #VALUE! | #VALUE! |  |  |  |  | #VALUE! | #VALUE! | #VALUE! | 22.5 | 0.98598 | #VALUE! | #VALUE! | #VALUE! | #VALUE! | #VALUE! | #VALUE! | #VALUE! | #VALUE! |  |  |  |  | #VALUE! | #VALUE! | #VALUE! | 22.5 | 0.98598 | #VALUE! | #VALUE! | #VALUE! | #VALUE! | #VALUE! | #VALUE! | #VALUE! | #VALUE! |  |  |  |  | #VALUE! | #VALUE! | #VALUE! | 22.5 | 0.98598 | #VALUE! | #VALUE! | #VALUE! | #VALUE! | #VALUE! | #VALUE! | #VALUE! | #VALUE! |  |  | #VALUE! | #VALUE! | #VALUE! | #VALUE! | #VALUE! | 22.5 | 0.98598 | #VALUE! | #VALUE! | #VALUE! | #VALUE! | #VALUE! | #VALUE! | #VALUE! | #VALUE! |  |  | #VALUE! | #VALUE! | #VALUE! | #VALUE! | #VALUE! | 22.5 | 0.98598 | #VALUE! | #VALUE! | #VALUE! | #VALUE! | #VALUE! | #VALUE! | #VALUE! | #VALUE! | 0 | #REF! | #VALUE! | #VALUE! | #VALUE! | #VALUE! | #VALUE! | #VALUE! | #VALUE! | 0
|  |  |  | 0 | 51 | 0 | 22.6 | 0.987 | 1 | 1.0842e-19 | 0 | 1.0669e-18 | 1.0669e-18 | 1.0669e-18 | 0 | 0 |  |  |  |  | #VALUE! | #VALUE! | #VALUE! | 22.6 | 0.987 | #VALUE! | #VALUE! | #VALUE! | #VALUE! | #VALUE! | #VALUE! | #VALUE! | #VALUE! |  |  |  |  | #VALUE! | #VALUE! | #VALUE! | 22.6 | 0.987 | #VALUE! | #VALUE! | #VALUE! | #VALUE! | #VALUE! | #VALUE! | #VALUE! | #VALUE! |  |  |  |  | #VALUE! | #VALUE! | #VALUE! | 22.6 | 0.987 | #VALUE! | #VALUE! | #VALUE! | #VALUE! | #VALUE! | #VALUE! | #VALUE! | #VALUE! |  |  |  |  | #VALUE! | #VALUE! | #VALUE! | 22.6 | 0.987 | #VALUE! | #VALUE! | #VALUE! | #VALUE! | #VALUE! | #VALUE! | #VALUE! | #VALUE! |  |  |  |  | #VALUE! | #VALUE! | #VALUE! | 22.6 | 0.987 | #VALUE! | #VALUE! | #VALUE! | #VALUE! | #VALUE! | #VALUE! | #VALUE! | #VALUE! |  |  | #VALUE! | #VALUE! | #VALUE! | #VALUE! | #VALUE! | 22.6 | 0.987 | #VALUE! | #VALUE! | #VALUE! | #VALUE! | #VALUE! | #VALUE! | #VALUE! | #VALUE! |  |  | #VALUE! | #VALUE! | #VALUE! | #VALUE! | #VALUE! | 22.6 | 0.987 | #VALUE! | #VALUE! | #VALUE! | #VALUE! | #VALUE! | #VALUE! | #VALUE! | #VALUE! | 0 | #REF! | #VALUE! | #VALUE! | #VALUE! | #VALUE! | #VALUE! | #VALUE! | #VALUE! | 0
|  |  |  | 0 | 51 | 0 | 22.7 | 0.988 | 1 | 1.0842e-19 | 0 | 1.0669e-18 | 1.0669e-18 | 1.0669e-18 | 0 | 0 |  |  |  |  | #VALUE! | #VALUE! | #VALUE! | 22.7 | 0.988 | #VALUE! | #VALUE! | #VALUE! | #VALUE! | #VALUE! | #VALUE! | #VALUE! | #VALUE! |  |  |  |  | #VALUE! | #VALUE! | #VALUE! | 22.7 | 0.988 | #VALUE! | #VALUE! | #VALUE! | #VALUE! | #VALUE! | #VALUE! | #VALUE! | #VALUE! |  |  |  |  | #VALUE! | #VALUE! | #VALUE! | 22.7 | 0.988 | #VALUE! | #VALUE! | #VALUE! | #VALUE! | #VALUE! | #VALUE! | #VALUE! | #VALUE! |  |  |  |  | #VALUE! | #VALUE! | #VALUE! | 22.7 | 0.988 | #VALUE! | #VALUE! | #VALUE! | #VALUE! | #VALUE! | #VALUE! | #VALUE! | #VALUE! |  |  |  |  | #VALUE! | #VALUE! | #VALUE! | 22.7 | 0.988 | #VALUE! | #VALUE! | #VALUE! | #VALUE! | #VALUE! | #VALUE! | #VALUE! | #VALUE! |  |  | #VALUE! | #VALUE! | #VALUE! | #VALUE! | #VALUE! | 22.7 | 0.988 | #VALUE! | #VALUE! | #VALUE! | #VALUE! | #VALUE! | #VALUE! | #VALUE! | #VALUE! |  |  | #VALUE! | #VALUE! | #VALUE! | #VALUE! | #VALUE! | 22.7 | 0.988 | #VALUE! | #VALUE! | #VALUE! | #VALUE! | #VALUE! | #VALUE! | #VALUE! | #VALUE! | 0 | #REF! | #VALUE! | #VALUE! | #VALUE! | #VALUE! | #VALUE! | #VALUE! | #VALUE! | 0
|  |  |  | 0 | 51 | 0 | 22.8 | 0.98899 | 1 | 1.0842e-19 | 0 | 1.0669e-18 | 1.0669e-18 | 1.0669e-18 | 0 | 0 |  |  |  |  | #VALUE! | #VALUE! | #VALUE! | 22.8 | 0.98899 | #VALUE! | #VALUE! | #VALUE! | #VALUE! | #VALUE! | #VALUE! | #VALUE! | #VALUE! |  |  |  |  | #VALUE! | #VALUE! | #VALUE! | 22.8 | 0.98899 | #VALUE! | #VALUE! | #VALUE! | #VALUE! | #VALUE! | #VALUE! | #VALUE! | #VALUE! |  |  |  |  | #VALUE! | #VALUE! | #VALUE! | 22.8 | 0.98899 | #VALUE! | #VALUE! | #VALUE! | #VALUE! | #VALUE! | #VALUE! | #VALUE! | #VALUE! |  |  |  |  | #VALUE! | #VALUE! | #VALUE! | 22.8 | 0.98899 | #VALUE! | #VALUE! | #VALUE! | #VALUE! | #VALUE! | #VALUE! | #VALUE! | #VALUE! |  |  |  |  | #VALUE! | #VALUE! | #VALUE! | 22.8 | 0.98899 | #VALUE! | #VALUE! | #VALUE! | #VALUE! | #VALUE! | #VALUE! | #VALUE! | #VALUE! |  |  | #VALUE! | #VALUE! | #VALUE! | #VALUE! | #VALUE! | 22.8 | 0.98899 | #VALUE! | #VALUE! | #VALUE! | #VALUE! | #VALUE! | #VALUE! | #VALUE! | #VALUE! |  |  | #VALUE! | #VALUE! | #VALUE! | #VALUE! | #VALUE! | 22.8 | 0.98899 | #VALUE! | #VALUE! | #VALUE! | #VALUE! | #VALUE! | #VALUE! | #VALUE! | #VALUE! | 0 | #REF! | #VALUE! | #VALUE! | #VALUE! | #VALUE! | #VALUE! | #VALUE! | #VALUE! | 0
|  |  |  | 0 | 51 | 0 | 22.9 | 0.98997 | 1 | 1.0842e-19 | 0 | 1.0669e-18 | 1.0669e-18 | 1.0669e-18 | 0 | 0 |  |  |  |  | #VALUE! | #VALUE! | #VALUE! | 22.9 | 0.98997 | #VALUE! | #VALUE! | #VALUE! | #VALUE! | #VALUE! | #VALUE! | #VALUE! | #VALUE! |  |  |  |  | #VALUE! | #VALUE! | #VALUE! | 22.9 | 0.98997 | #VALUE! | #VALUE! | #VALUE! | #VALUE! | #VALUE! | #VALUE! | #VALUE! | #VALUE! |  |  |  |  | #VALUE! | #VALUE! | #VALUE! | 22.9 | 0.98997 | #VALUE! | #VALUE! | #VALUE! | #VALUE! | #VALUE! | #VALUE! | #VALUE! | #VALUE! |  |  |  |  | #VALUE! | #VALUE! | #VALUE! | 22.9 | 0.98997 | #VALUE! | #VALUE! | #VALUE! | #VALUE! | #VALUE! | #VALUE! | #VALUE! | #VALUE! |  |  |  |  | #VALUE! | #VALUE! | #VALUE! | 22.9 | 0.98997 | #VALUE! | #VALUE! | #VALUE! | #VALUE! | #VALUE! | #VALUE! | #VALUE! | #VALUE! |  |  | #VALUE! | #VALUE! | #VALUE! | #VALUE! | #VALUE! | 22.9 | 0.98997 | #VALUE! | #VALUE! | #VALUE! | #VALUE! | #VALUE! | #VALUE! | #VALUE! | #VALUE! |  |  | #VALUE! | #VALUE! | #VALUE! | #VALUE! | #VALUE! | 22.9 | 0.98997 | #VALUE! | #VALUE! | #VALUE! | #VALUE! | #VALUE! | #VALUE! | #VALUE! | #VALUE! | 0 | #REF! | #VALUE! | #VALUE! | #VALUE! | #VALUE! | #VALUE! | #VALUE! | #VALUE! | 0
|  |  |  | 0 | 51 | 0 | 23 | 0.99094 | 1 | 1.0842e-19 | 0 | 1.0669e-18 | 1.0669e-18 | 1.0669e-18 | 0 | 0 |  |  |  |  | #VALUE! | #VALUE! | #VALUE! | 23 | 0.99094 | #VALUE! | #VALUE! | #VALUE! | #VALUE! | #VALUE! | #VALUE! | #VALUE! | #VALUE! |  |  |  |  | #VALUE! | #VALUE! | #VALUE! | 23 | 0.99094 | #VALUE! | #VALUE! | #VALUE! | #VALUE! | #VALUE! | #VALUE! | #VALUE! | #VALUE! |  |  |  |  | #VALUE! | #VALUE! | #VALUE! | 23 | 0.99094 | #VALUE! | #VALUE! | #VALUE! | #VALUE! | #VALUE! | #VALUE! | #VALUE! | #VALUE! |  |  |  |  | #VALUE! | #VALUE! | #VALUE! | 23 | 0.99094 | #VALUE! | #VALUE! | #VALUE! | #VALUE! | #VALUE! | #VALUE! | #VALUE! | #VALUE! |  |  |  |  | #VALUE! | #VALUE! | #VALUE! | 23 | 0.99094 | #VALUE! | #VALUE! | #VALUE! | #VALUE! | #VALUE! | #VALUE! | #VALUE! | #VALUE! |  |  | #VALUE! | #VALUE! | #VALUE! | #VALUE! | #VALUE! | 23 | 0.99094 | #VALUE! | #VALUE! | #VALUE! | #VALUE! | #VALUE! | #VALUE! | #VALUE! | #VALUE! |  |  | #VALUE! | #VALUE! | #VALUE! | #VALUE! | #VALUE! | 23 | 0.99094 | #VALUE! | #VALUE! | #VALUE! | #VALUE! | #VALUE! | #VALUE! | #VALUE! | #VALUE! | 0 | #REF! | #VALUE! | #VALUE! | #VALUE! | #VALUE! | #VALUE! | #VALUE! | #VALUE! | 0
|  |  |  | 0 | 51 | 0 | 23.1 | 0.99189 | 1 | 1.0842e-19 | 0 | 1.0669e-18 | 1.0669e-18 | 1.0669e-18 | 0 | 0 |  |  |  |  | #VALUE! | #VALUE! | #VALUE! | 23.1 | 0.99189 | #VALUE! | #VALUE! | #VALUE! | #VALUE! | #VALUE! | #VALUE! | #VALUE! | #VALUE! |  |  |  |  | #VALUE! | #VALUE! | #VALUE! | 23.1 | 0.99189 | #VALUE! | #VALUE! | #VALUE! | #VALUE! | #VALUE! | #VALUE! | #VALUE! | #VALUE! |  |  |  |  | #VALUE! | #VALUE! | #VALUE! | 23.1 | 0.99189 | #VALUE! | #VALUE! | #VALUE! | #VALUE! | #VALUE! | #VALUE! | #VALUE! | #VALUE! |  |  |  |  | #VALUE! | #VALUE! | #VALUE! | 23.1 | 0.99189 | #VALUE! | #VALUE! | #VALUE! | #VALUE! | #VALUE! | #VALUE! | #VALUE! | #VALUE! |  |  |  |  | #VALUE! | #VALUE! | #VALUE! | 23.1 | 0.99189 | #VALUE! | #VALUE! | #VALUE! | #VALUE! | #VALUE! | #VALUE! | #VALUE! | #VALUE! |  |  | #VALUE! | #VALUE! | #VALUE! | #VALUE! | #VALUE! | 23.1 | 0.99189 | #VALUE! | #VALUE! | #VALUE! | #VALUE! | #VALUE! | #VALUE! | #VALUE! | #VALUE! |  |  | #VALUE! | #VALUE! | #VALUE! | #VALUE! | #VALUE! | 23.1 | 0.99189 | #VALUE! | #VALUE! | #VALUE! | #VALUE! | #VALUE! | #VALUE! | #VALUE! | #VALUE! | 0 | #REF! | #VALUE! | #VALUE! | #VALUE! | #VALUE! | #VALUE! | #VALUE! | #VALUE! | 0
|  |  |  | 0 | 51 | 0 | 23.2 | 0.99284 | 1 | 1.0842e-19 | 0 | 1.0669e-18 | 1.0669e-18 | 1.0669e-18 | 0 | 0 |  |  |  |  | #VALUE! | #VALUE! | #VALUE! | 23.2 | 0.99284 | #VALUE! | #VALUE! | #VALUE! | #VALUE! | #VALUE! | #VALUE! | #VALUE! | #VALUE! |  |  |  |  | #VALUE! | #VALUE! | #VALUE! | 23.2 | 0.99284 | #VALUE! | #VALUE! | #VALUE! | #VALUE! | #VALUE! | #VALUE! | #VALUE! | #VALUE! |  |  |  |  | #VALUE! | #VALUE! | #VALUE! | 23.2 | 0.99284 | #VALUE! | #VALUE! | #VALUE! | #VALUE! | #VALUE! | #VALUE! | #VALUE! | #VALUE! |  |  |  |  | #VALUE! | #VALUE! | #VALUE! | 23.2 | 0.99284 | #VALUE! | #VALUE! | #VALUE! | #VALUE! | #VALUE! | #VALUE! | #VALUE! | #VALUE! |  |  |  |  | #VALUE! | #VALUE! | #VALUE! | 23.2 | 0.99284 | #VALUE! | #VALUE! | #VALUE! | #VALUE! | #VALUE! | #VALUE! | #VALUE! | #VALUE! |  |  | #VALUE! | #VALUE! | #VALUE! | #VALUE! | #VALUE! | 23.2 | 0.99284 | #VALUE! | #VALUE! | #VALUE! | #VALUE! | #VALUE! | #VALUE! | #VALUE! | #VALUE! |  |  | #VALUE! | #VALUE! | #VALUE! | #VALUE! | #VALUE! | 23.2 | 0.99284 | #VALUE! | #VALUE! | #VALUE! | #VALUE! | #VALUE! | #VALUE! | #VALUE! | #VALUE! | 0 | #REF! | #VALUE! | #VALUE! | #VALUE! | #VALUE! | #VALUE! | #VALUE! | #VALUE! | 0
|  |  |  | 0 | 51 | 0 | 23.3 | 0.99377 | 1 | 1.0842e-19 | 0 | 1.0669e-18 | 1.0669e-18 | 1.0669e-18 | 0 | 0 |  |  |  |  | #VALUE! | #VALUE! | #VALUE! | 23.3 | 0.99377 | #VALUE! | #VALUE! | #VALUE! | #VALUE! | #VALUE! | #VALUE! | #VALUE! | #VALUE! |  |  |  |  | #VALUE! | #VALUE! | #VALUE! | 23.3 | 0.99377 | #VALUE! | #VALUE! | #VALUE! | #VALUE! | #VALUE! | #VALUE! | #VALUE! | #VALUE! |  |  |  |  | #VALUE! | #VALUE! | #VALUE! | 23.3 | 0.99377 | #VALUE! | #VALUE! | #VALUE! | #VALUE! | #VALUE! | #VALUE! | #VALUE! | #VALUE! |  |  |  |  | #VALUE! | #VALUE! | #VALUE! | 23.3 | 0.99377 | #VALUE! | #VALUE! | #VALUE! | #VALUE! | #VALUE! | #VALUE! | #VALUE! | #VALUE! |  |  |  |  | #VALUE! | #VALUE! | #VALUE! | 23.3 | 0.99377 | #VALUE! | #VALUE! | #VALUE! | #VALUE! | #VALUE! | #VALUE! | #VALUE! | #VALUE! |  |  | #VALUE! | #VALUE! | #VALUE! | #VALUE! | #VALUE! | 23.3 | 0.99377 | #VALUE! | #VALUE! | #VALUE! | #VALUE! | #VALUE! | #VALUE! | #VALUE! | #VALUE! |  |  | #VALUE! | #VALUE! | #VALUE! | #VALUE! | #VALUE! | 23.3 | 0.99377 | #VALUE! | #VALUE! | #VALUE! | #VALUE! | #VALUE! | #VALUE! | #VALUE! | #VALUE! | 0 | #REF! | #VALUE! | #VALUE! | #VALUE! | #VALUE! | #VALUE! | #VALUE! | #VALUE! | 0
|  |  |  | 0 | 51 | 0 | 23.4 | 0.9947 | 1 | 1.0842e-19 | 0 | 1.0669e-18 | 1.0669e-18 | 1.0669e-18 | 0 | 0 |  |  |  |  | #VALUE! | #VALUE! | #VALUE! | 23.4 | 0.9947 | #VALUE! | #VALUE! | #VALUE! | #VALUE! | #VALUE! | #VALUE! | #VALUE! | #VALUE! |  |  |  |  | #VALUE! | #VALUE! | #VALUE! | 23.4 | 0.9947 | #VALUE! | #VALUE! | #VALUE! | #VALUE! | #VALUE! | #VALUE! | #VALUE! | #VALUE! |  |  |  |  | #VALUE! | #VALUE! | #VALUE! | 23.4 | 0.9947 | #VALUE! | #VALUE! | #VALUE! | #VALUE! | #VALUE! | #VALUE! | #VALUE! | #VALUE! |  |  |  |  | #VALUE! | #VALUE! | #VALUE! | 23.4 | 0.9947 | #VALUE! | #VALUE! | #VALUE! | #VALUE! | #VALUE! | #VALUE! | #VALUE! | #VALUE! |  |  |  |  | #VALUE! | #VALUE! | #VALUE! | 23.4 | 0.9947 | #VALUE! | #VALUE! | #VALUE! | #VALUE! | #VALUE! | #VALUE! | #VALUE! | #VALUE! |  |  | #VALUE! | #VALUE! | #VALUE! | #VALUE! | #VALUE! | 23.4 | 0.9947 | #VALUE! | #VALUE! | #VALUE! | #VALUE! | #VALUE! | #VALUE! | #VALUE! | #VALUE! |  |  | #VALUE! | #VALUE! | #VALUE! | #VALUE! | #VALUE! | 23.4 | 0.9947 | #VALUE! | #VALUE! | #VALUE! | #VALUE! | #VALUE! | #VALUE! | #VALUE! | #VALUE! | 0 | #REF! | #VALUE! | #VALUE! | #VALUE! | #VALUE! | #VALUE! | #VALUE! | #VALUE! | 0
|  |  |  | 0 | 51 | 0 | 23.5 | 0.99561 | 1 | 1.0842e-19 | 0 | 1.0669e-18 | 1.0669e-18 | 1.0669e-18 | 0 | 0 |  |  |  |  | #VALUE! | #VALUE! | #VALUE! | 23.5 | 0.99561 | #VALUE! | #VALUE! | #VALUE! | #VALUE! | #VALUE! | #VALUE! | #VALUE! | #VALUE! |  |  |  |  | #VALUE! | #VALUE! | #VALUE! | 23.5 | 0.99561 | #VALUE! | #VALUE! | #VALUE! | #VALUE! | #VALUE! | #VALUE! | #VALUE! | #VALUE! |  |  |  |  | #VALUE! | #VALUE! | #VALUE! | 23.5 | 0.99561 | #VALUE! | #VALUE! | #VALUE! | #VALUE! | #VALUE! | #VALUE! | #VALUE! | #VALUE! |  |  |  |  | #VALUE! | #VALUE! | #VALUE! | 23.5 | 0.99561 | #VALUE! | #VALUE! | #VALUE! | #VALUE! | #VALUE! | #VALUE! | #VALUE! | #VALUE! |  |  |  |  | #VALUE! | #VALUE! | #VALUE! | 23.5 | 0.99561 | #VALUE! | #VALUE! | #VALUE! | #VALUE! | #VALUE! | #VALUE! | #VALUE! | #VALUE! |  |  | #VALUE! | #VALUE! | #VALUE! | #VALUE! | #VALUE! | 23.5 | 0.99561 | #VALUE! | #VALUE! | #VALUE! | #VALUE! | #VALUE! | #VALUE! | #VALUE! | #VALUE! |  |  | #VALUE! | #VALUE! | #VALUE! | #VALUE! | #VALUE! | 23.5 | 0.99561 | #VALUE! | #VALUE! | #VALUE! | #VALUE! | #VALUE! | #VALUE! | #VALUE! | #VALUE! | 0 | #REF! | #VALUE! | #VALUE! | #VALUE! | #VALUE! | #VALUE! | #VALUE! | #VALUE! | 0
|  |  |  | 0 | 51 | 0 | 23.6 | 0.99651 | 1 | 1.0842e-19 | 0 | 1.0669e-18 | 1.0669e-18 | 1.0669e-18 | 0 | 0 |  |  |  |  | #VALUE! | #VALUE! | #VALUE! | 23.6 | 0.99651 | #VALUE! | #VALUE! | #VALUE! | #VALUE! | #VALUE! | #VALUE! | #VALUE! | #VALUE! |  |  |  |  | #VALUE! | #VALUE! | #VALUE! | 23.6 | 0.99651 | #VALUE! | #VALUE! | #VALUE! | #VALUE! | #VALUE! | #VALUE! | #VALUE! | #VALUE! |  |  |  |  | #VALUE! | #VALUE! | #VALUE! | 23.6 | 0.99651 | #VALUE! | #VALUE! | #VALUE! | #VALUE! | #VALUE! | #VALUE! | #VALUE! | #VALUE! |  |  |  |  | #VALUE! | #VALUE! | #VALUE! | 23.6 | 0.99651 | #VALUE! | #VALUE! | #VALUE! | #VALUE! | #VALUE! | #VALUE! | #VALUE! | #VALUE! |  |  |  |  | #VALUE! | #VALUE! | #VALUE! | 23.6 | 0.99651 | #VALUE! | #VALUE! | #VALUE! | #VALUE! | #VALUE! | #VALUE! | #VALUE! | #VALUE! |  |  | #VALUE! | #VALUE! | #VALUE! | #VALUE! | #VALUE! | 23.6 | 0.99651 | #VALUE! | #VALUE! | #VALUE! | #VALUE! | #VALUE! | #VALUE! | #VALUE! | #VALUE! |  |  | #VALUE! | #VALUE! | #VALUE! | #VALUE! | #VALUE! | 23.6 | 0.99651 | #VALUE! | #VALUE! | #VALUE! | #VALUE! | #VALUE! | #VALUE! | #VALUE! | #VALUE! | 0 | #REF! | #VALUE! | #VALUE! | #VALUE! | #VALUE! | #VALUE! | #VALUE! | #VALUE! | 0
|  |  |  | 0 | 51 | 0 | 23.7 | 0.9974 | 1 | 1.0842e-19 | 0 | 1.0669e-18 | 1.0669e-18 | 1.0669e-18 | 0 | 0 |  |  |  |  | #VALUE! | #VALUE! | #VALUE! | 23.7 | 0.9974 | #VALUE! | #VALUE! | #VALUE! | #VALUE! | #VALUE! | #VALUE! | #VALUE! | #VALUE! |  |  |  |  | #VALUE! | #VALUE! | #VALUE! | 23.7 | 0.9974 | #VALUE! | #VALUE! | #VALUE! | #VALUE! | #VALUE! | #VALUE! | #VALUE! | #VALUE! |  |  |  |  | #VALUE! | #VALUE! | #VALUE! | 23.7 | 0.9974 | #VALUE! | #VALUE! | #VALUE! | #VALUE! | #VALUE! | #VALUE! | #VALUE! | #VALUE! |  |  |  |  | #VALUE! | #VALUE! | #VALUE! | 23.7 | 0.9974 | #VALUE! | #VALUE! | #VALUE! | #VALUE! | #VALUE! | #VALUE! | #VALUE! | #VALUE! |  |  |  |  | #VALUE! | #VALUE! | #VALUE! | 23.7 | 0.9974 | #VALUE! | #VALUE! | #VALUE! | #VALUE! | #VALUE! | #VALUE! | #VALUE! | #VALUE! |  |  | #VALUE! | #VALUE! | #VALUE! | #VALUE! | #VALUE! | 23.7 | 0.9974 | #VALUE! | #VALUE! | #VALUE! | #VALUE! | #VALUE! | #VALUE! | #VALUE! | #VALUE! |  |  | #VALUE! | #VALUE! | #VALUE! | #VALUE! | #VALUE! | 23.7 | 0.9974 | #VALUE! | #VALUE! | #VALUE! | #VALUE! | #VALUE! | #VALUE! | #VALUE! | #VALUE! | 0 | #REF! | #VALUE! | #VALUE! | #VALUE! | #VALUE! | #VALUE! | #VALUE! | #VALUE! | 0
|  |  |  | 0 | 51 | 0 | 23.8 | 0.99828 | 1 | 1.0842e-19 | 0 | 1.0669e-18 | 1.0669e-18 | 1.0669e-18 | 0 | 0 |  |  |  |  | #VALUE! | #VALUE! | #VALUE! | 23.8 | 0.99828 | #VALUE! | #VALUE! | #VALUE! | #VALUE! | #VALUE! | #VALUE! | #VALUE! | #VALUE! |  |  |  |  | #VALUE! | #VALUE! | #VALUE! | 23.8 | 0.99828 | #VALUE! | #VALUE! | #VALUE! | #VALUE! | #VALUE! | #VALUE! | #VALUE! | #VALUE! |  |  |  |  | #VALUE! | #VALUE! | #VALUE! | 23.8 | 0.99828 | #VALUE! | #VALUE! | #VALUE! | #VALUE! | #VALUE! | #VALUE! | #VALUE! | #VALUE! |  |  |  |  | #VALUE! | #VALUE! | #VALUE! | 23.8 | 0.99828 | #VALUE! | #VALUE! | #VALUE! | #VALUE! | #VALUE! | #VALUE! | #VALUE! | #VALUE! |  |  |  |  | #VALUE! | #VALUE! | #VALUE! | 23.8 | 0.99828 | #VALUE! | #VALUE! | #VALUE! | #VALUE! | #VALUE! | #VALUE! | #VALUE! | #VALUE! |  |  | #VALUE! | #VALUE! | #VALUE! | #VALUE! | #VALUE! | 23.8 | 0.99828 | #VALUE! | #VALUE! | #VALUE! | #VALUE! | #VALUE! | #VALUE! | #VALUE! | #VALUE! |  |  | #VALUE! | #VALUE! | #VALUE! | #VALUE! | #VALUE! | 23.8 | 0.99828 | #VALUE! | #VALUE! | #VALUE! | #VALUE! | #VALUE! | #VALUE! | #VALUE! | #VALUE! | 0 | #REF! | #VALUE! | #VALUE! | #VALUE! | #VALUE! | #VALUE! | #VALUE! | #VALUE! | 0
|  |  |  | 0 | 51 | 0 | 23.9 | 0.99914 | 1 | 1.0842e-19 | 0 | 1.0669e-18 | 1.0669e-18 | 1.0669e-18 | 0 | 0 |  |  |  |  | #VALUE! | #VALUE! | #VALUE! | 23.9 | 0.99914 | #VALUE! | #VALUE! | #VALUE! | #VALUE! | #VALUE! | #VALUE! | #VALUE! | #VALUE! |  |  |  |  | #VALUE! | #VALUE! | #VALUE! | 23.9 | 0.99914 | #VALUE! | #VALUE! | #VALUE! | #VALUE! | #VALUE! | #VALUE! | #VALUE! | #VALUE! |  |  |  |  | #VALUE! | #VALUE! | #VALUE! | 23.9 | 0.99914 | #VALUE! | #VALUE! | #VALUE! | #VALUE! | #VALUE! | #VALUE! | #VALUE! | #VALUE! |  |  |  |  | #VALUE! | #VALUE! | #VALUE! | 23.9 | 0.99914 | #VALUE! | #VALUE! | #VALUE! | #VALUE! | #VALUE! | #VALUE! | #VALUE! | #VALUE! |  |  |  |  | #VALUE! | #VALUE! | #VALUE! | 23.9 | 0.99914 | #VALUE! | #VALUE! | #VALUE! | #VALUE! | #VALUE! | #VALUE! | #VALUE! | #VALUE! |  |  | #VALUE! | #VALUE! | #VALUE! | #VALUE! | #VALUE! | 23.9 | 0.99914 | #VALUE! | #VALUE! | #VALUE! | #VALUE! | #VALUE! | #VALUE! | #VALUE! | #VALUE! |  |  | #VALUE! | #VALUE! | #VALUE! | #VALUE! | #VALUE! | 23.9 | 0.99914 | #VALUE! | #VALUE! | #VALUE! | #VALUE! | #VALUE! | #VALUE! | #VALUE! | #VALUE! | 0 | #REF! | #VALUE! | #VALUE! | #VALUE! | #VALUE! | #VALUE! | #VALUE! | #VALUE! | 0
|  |  |  | 0 | 51 | 0 | 24 | 1 | 1 | 1.0842e-19 | 0 | 1.0669e-18 | 1.0669e-18 | 1.0669e-18 | 0 | 0 |  |  |  |  | #VALUE! | #VALUE! | #VALUE! | 24 | 1 | #VALUE! | #VALUE! | #VALUE! | #VALUE! | #VALUE! | #VALUE! | #VALUE! | #VALUE! |  |  |  |  | #VALUE! | #VALUE! | #VALUE! | 24 | 1 | #VALUE! | #VALUE! | #VALUE! | #VALUE! | #VALUE! | #VALUE! | #VALUE! | #VALUE! |  |  |  |  | #VALUE! | #VALUE! | #VALUE! | 24 | 1 | #VALUE! | #VALUE! | #VALUE! | #VALUE! | #VALUE! | #VALUE! | #VALUE! | #VALUE! |  |  |  |  | #VALUE! | #VALUE! | #VALUE! | 24 | 1 | #VALUE! | #VALUE! | #VALUE! | #VALUE! | #VALUE! | #VALUE! | #VALUE! | #VALUE! |  |  |  |  | #VALUE! | #VALUE! | #VALUE! | 24 | 1 | #VALUE! | #VALUE! | #VALUE! | #VALUE! | #VALUE! | #VALUE! | #VALUE! | #VALUE! |  |  | #VALUE! | #VALUE! | #VALUE! | #VALUE! | #VALUE! | 24 | 1 | #VALUE! | #VALUE! | #VALUE! | #VALUE! | #VALUE! | #VALUE! | #VALUE! | #VALUE! |  |  | #VALUE! | #VALUE! | #VALUE! | #VALUE! | #VALUE! | 24 | 1 | #VALUE! | #VALUE! | #VALUE! | #VALUE! | #VALUE! | #VALUE! | #VALUE! | #VALUE! | 0 | #REF! | #VALUE! | #VALUE! | #VALUE! | #VALUE! | #VALUE! | #VALUE! | #VALUE! | 0
|  |  |  | 0 | 51 | 0 |  |  | 1 | 1.0842e-19 | 0 | 1.0669e-18 | 1.0669e-18 | 1.0669e-18 | 0 | 0 |  |  |  |  | #VALUE! | #VALUE! | #VALUE! |  |  | #VALUE! | #VALUE! | #VALUE! | #VALUE! | #VALUE! | #VALUE! | #VALUE! | #VALUE! |  |  |  |  | #VALUE! | #VALUE! | #VALUE! |  |  | #VALUE! | #VALUE! | #VALUE! | #VALUE! | #VALUE! | #VALUE! | #VALUE! | #VALUE! |  |  |  |  | #VALUE! | #VALUE! | #VALUE! |  |  | #VALUE! | #VALUE! | #VALUE! | #VALUE! | #VALUE! | #VALUE! | #VALUE! | #VALUE! |  |  |  |  | #VALUE! | #VALUE! | #VALUE! |  |  | #VALUE! | #VALUE! | #VALUE! | #VALUE! | #VALUE! | #VALUE! | #VALUE! | #VALUE! |  |  |  |  | #VALUE! | #VALUE! | #VALUE! |  |  | #VALUE! | #VALUE! | #VALUE! | #VALUE! | #VALUE! | #VALUE! | #VALUE! | #VALUE! |  |  | #VALUE! | #VALUE! | #VALUE! | #VALUE! | #VALUE! |  |  | #VALUE! | #VALUE! | #VALUE! | #VALUE! | #VALUE! | #VALUE! | #VALUE! | #VALUE! |  |  | #VALUE! | #VALUE! | #VALUE! | #VALUE! | #VALUE! |  |  | #VALUE! | #VALUE! | #VALUE! | #VALUE! | #VALUE! | #VALUE! | #VALUE! | #VALUE! | 0 | #REF! | #VALUE! | #VALUE! | #VALUE! | #VALUE! | #VALUE! | #VALUE! | #VALUE! | 0
|  |  |  | 0 | 51 | 0 |  |  | 1 | 1.0842e-19 | 0 | 1.0669e-18 | 1.0669e-18 | 1.0669e-18 | 0 | 0 |  |  |  |  | #VALUE! | #VALUE! | #VALUE! |  |  | #VALUE! | #VALUE! | #VALUE! | #VALUE! | #VALUE! | #VALUE! | #VALUE! | #VALUE! |  |  |  |  | #VALUE! | #VALUE! | #VALUE! |  |  | #VALUE! | #VALUE! | #VALUE! | #VALUE! | #VALUE! | #VALUE! | #VALUE! | #VALUE! |  |  |  |  | #VALUE! | #VALUE! | #VALUE! |  |  | #VALUE! | #VALUE! | #VALUE! | #VALUE! | #VALUE! | #VALUE! | #VALUE! | #VALUE! |  |  |  |  | #VALUE! | #VALUE! | #VALUE! |  |  | #VALUE! | #VALUE! | #VALUE! | #VALUE! | #VALUE! | #VALUE! | #VALUE! | #VALUE! |  |  |  |  | #VALUE! | #VALUE! | #VALUE! |  |  | #VALUE! | #VALUE! | #VALUE! | #VALUE! | #VALUE! | #VALUE! | #VALUE! | #VALUE! |  |  | #VALUE! | #VALUE! | #VALUE! | #VALUE! | #VALUE! |  |  | #VALUE! | #VALUE! | #VALUE! | #VALUE! | #VALUE! | #VALUE! | #VALUE! | #VALUE! |  |  | #VALUE! | #VALUE! | #VALUE! | #VALUE! | #VALUE! |  |  | #VALUE! | #VALUE! | #VALUE! | #VALUE! | #VALUE! | #VALUE! | #VALUE! | #VALUE! | 0 | #REF! | #VALUE! | #VALUE! | #VALUE! | #VALUE! | #VALUE! | #VALUE! | #VALUE! | 0
|  |  |  | 0 | 51 | 0 |  |  | 1 | 1.0842e-19 | 0 | 1.0669e-18 | 1.0669e-18 | 1.0669e-18 | 0 | 0 |  |  |  |  | #VALUE! | #VALUE! | #VALUE! |  |  | #VALUE! | #VALUE! | #VALUE! | #VALUE! | #VALUE! | #VALUE! | #VALUE! | #VALUE! |  |  |  |  | #VALUE! | #VALUE! | #VALUE! |  |  | #VALUE! | #VALUE! | #VALUE! | #VALUE! | #VALUE! | #VALUE! | #VALUE! | #VALUE! |  |  |  |  | #VALUE! | #VALUE! | #VALUE! |  |  | #VALUE! | #VALUE! | #VALUE! | #VALUE! | #VALUE! | #VALUE! | #VALUE! | #VALUE! |  |  |  |  | #VALUE! | #VALUE! | #VALUE! |  |  | #VALUE! | #VALUE! | #VALUE! | #VALUE! | #VALUE! | #VALUE! | #VALUE! | #VALUE! |  |  |  |  | #VALUE! | #VALUE! | #VALUE! |  |  | #VALUE! | #VALUE! | #VALUE! | #VALUE! | #VALUE! | #VALUE! | #VALUE! | #VALUE! |  |  | #VALUE! | #VALUE! | #VALUE! | #VALUE! | #VALUE! |  |  | #VALUE! | #VALUE! | #VALUE! | #VALUE! | #VALUE! | #VALUE! | #VALUE! | #VALUE! |  |  | #VALUE! | #VALUE! | #VALUE! | #VALUE! | #VALUE! |  |  | #VALUE! | #VALUE! | #VALUE! | #VALUE! | #VALUE! | #VALUE! | #VALUE! | #VALUE! | 0 | #REF! | #VALUE! | #VALUE! | #VALUE! | #VALUE! | #VALUE! | #VALUE! | #VALUE! | 0
|  |  |  | 0 | 51 | 0 |  |  | 1 | 1.0842e-19 | 0 | 1.0669e-18 | 1.0669e-18 | 1.0669e-18 | 0 | 0 |  |  |  |  | #VALUE! | #VALUE! | #VALUE! |  |  | #VALUE! | #VALUE! | #VALUE! | #VALUE! | #VALUE! | #VALUE! | #VALUE! | #VALUE! |  |  |  |  | #VALUE! | #VALUE! | #VALUE! |  |  | #VALUE! | #VALUE! | #VALUE! | #VALUE! | #VALUE! | #VALUE! | #VALUE! | #VALUE! |  |  |  |  | #VALUE! | #VALUE! | #VALUE! |  |  | #VALUE! | #VALUE! | #VALUE! | #VALUE! | #VALUE! | #VALUE! | #VALUE! | #VALUE! |  |  |  |  | #VALUE! | #VALUE! | #VALUE! |  |  | #VALUE! | #VALUE! | #VALUE! | #VALUE! | #VALUE! | #VALUE! | #VALUE! | #VALUE! |  |  |  |  | #VALUE! | #VALUE! | #VALUE! |  |  | #VALUE! | #VALUE! | #VALUE! | #VALUE! | #VALUE! | #VALUE! | #VALUE! | #VALUE! |  |  | #VALUE! | #VALUE! | #VALUE! | #VALUE! | #VALUE! |  |  | #VALUE! | #VALUE! | #VALUE! | #VALUE! | #VALUE! | #VALUE! | #VALUE! | #VALUE! |  |  | #VALUE! | #VALUE! | #VALUE! | #VALUE! | #VALUE! |  |  | #VALUE! | #VALUE! | #VALUE! | #VALUE! | #VALUE! | #VALUE! | #VALUE! | #VALUE! | 0 | #REF! | #VALUE! | #VALUE! | #VALUE! | #VALUE! | #VALUE! | #VALUE! | #VALUE! | 0
|  |  |  | 0 | 51 | 0 |  |  | 1 | 1.0842e-19 | 0 | 1.0669e-18 | 1.0669e-18 | 1.0669e-18 | 0 | 0 |  |  |  |  | #VALUE! | #VALUE! | #VALUE! |  |  | #VALUE! | #VALUE! | #VALUE! | #VALUE! | #VALUE! | #VALUE! | #VALUE! | #VALUE! |  |  |  |  | #VALUE! | #VALUE! | #VALUE! |  |  | #VALUE! | #VALUE! | #VALUE! | #VALUE! | #VALUE! | #VALUE! | #VALUE! | #VALUE! |  |  |  |  | #VALUE! | #VALUE! | #VALUE! |  |  | #VALUE! | #VALUE! | #VALUE! | #VALUE! | #VALUE! | #VALUE! | #VALUE! | #VALUE! |  |  |  |  | #VALUE! | #VALUE! | #VALUE! |  |  | #VALUE! | #VALUE! | #VALUE! | #VALUE! | #VALUE! | #VALUE! | #VALUE! | #VALUE! |  |  |  |  | #VALUE! | #VALUE! | #VALUE! |  |  | #VALUE! | #VALUE! | #VALUE! | #VALUE! | #VALUE! | #VALUE! | #VALUE! | #VALUE! |  |  | #VALUE! | #VALUE! | #VALUE! | #VALUE! | #VALUE! |  |  | #VALUE! | #VALUE! | #VALUE! | #VALUE! | #VALUE! | #VALUE! | #VALUE! | #VALUE! |  |  | #VALUE! | #VALUE! | #VALUE! | #VALUE! | #VALUE! |  |  | #VALUE! | #VALUE! | #VALUE! | #VALUE! | #VALUE! | #VALUE! | #VALUE! | #VALUE! | 0 | #REF! | #VALUE! | #VALUE! | #VALUE! | #VALUE! | #VALUE! | #VALUE! | #VALUE! | 0
|  |  |  | 0 | 51 | 0 |  |  | 1 | 1.0842e-19 | 0 | 1.0669e-18 | 1.0669e-18 | 1.0669e-18 | 0 | 0 |  |  |  |  | #VALUE! | #VALUE! | #VALUE! |  |  | #VALUE! | #VALUE! | #VALUE! | #VALUE! | #VALUE! | #VALUE! | #VALUE! | #VALUE! |  |  |  |  | #VALUE! | #VALUE! | #VALUE! |  |  | #VALUE! | #VALUE! | #VALUE! | #VALUE! | #VALUE! | #VALUE! | #VALUE! | #VALUE! |  |  |  |  | #VALUE! | #VALUE! | #VALUE! |  |  | #VALUE! | #VALUE! | #VALUE! | #VALUE! | #VALUE! | #VALUE! | #VALUE! | #VALUE! |  |  |  |  | #VALUE! | #VALUE! | #VALUE! |  |  | #VALUE! | #VALUE! | #VALUE! | #VALUE! | #VALUE! | #VALUE! | #VALUE! | #VALUE! |  |  |  |  | #VALUE! | #VALUE! | #VALUE! |  |  | #VALUE! | #VALUE! | #VALUE! | #VALUE! | #VALUE! | #VALUE! | #VALUE! | #VALUE! |  |  | #VALUE! | #VALUE! | #VALUE! | #VALUE! | #VALUE! |  |  | #VALUE! | #VALUE! | #VALUE! | #VALUE! | #VALUE! | #VALUE! | #VALUE! | #VALUE! |  |  | #VALUE! | #VALUE! | #VALUE! | #VALUE! | #VALUE! |  |  | #VALUE! | #VALUE! | #VALUE! | #VALUE! | #VALUE! | #VALUE! | #VALUE! | #VALUE! | 0 | #REF! | #VALUE! | #VALUE! | #VALUE! | #VALUE! | #VALUE! | #VALUE! | #VALUE! | 0
|  |  |  | 0 | 51 | 0 |  |  | 1 | 1.0842e-19 | 0 | 1.0669e-18 | 1.0669e-18 | 1.0669e-18 | 0 | 0 |  |  |  |  | #VALUE! | #VALUE! | #VALUE! |  |  | #VALUE! | #VALUE! | #VALUE! | #VALUE! | #VALUE! | #VALUE! | #VALUE! | #VALUE! |  |  |  |  | #VALUE! | #VALUE! | #VALUE! |  |  | #VALUE! | #VALUE! | #VALUE! | #VALUE! | #VALUE! | #VALUE! | #VALUE! | #VALUE! |  |  |  |  | #VALUE! | #VALUE! | #VALUE! |  |  | #VALUE! | #VALUE! | #VALUE! | #VALUE! | #VALUE! | #VALUE! | #VALUE! | #VALUE! |  |  |  |  | #VALUE! | #VALUE! | #VALUE! |  |  | #VALUE! | #VALUE! | #VALUE! | #VALUE! | #VALUE! | #VALUE! | #VALUE! | #VALUE! |  |  |  |  | #VALUE! | #VALUE! | #VALUE! |  |  | #VALUE! | #VALUE! | #VALUE! | #VALUE! | #VALUE! | #VALUE! | #VALUE! | #VALUE! |  |  | #VALUE! | #VALUE! | #VALUE! | #VALUE! | #VALUE! |  |  | #VALUE! | #VALUE! | #VALUE! | #VALUE! | #VALUE! | #VALUE! | #VALUE! | #VALUE! |  |  | #VALUE! | #VALUE! | #VALUE! | #VALUE! | #VALUE! |  |  | #VALUE! | #VALUE! | #VALUE! | #VALUE! | #VALUE! | #VALUE! | #VALUE! | #VALUE! | 0 | #REF! | #VALUE! | #VALUE! | #VALUE! | #VALUE! | #VALUE! | #VALUE! | #VALUE! | 0
|  |  |  | 0 | 51 | 0 |  |  | 1 | 1.0842e-19 | 0 | 1.0669e-18 | 1.0669e-18 | 1.0669e-18 | 0 | 0 |  |  |  |  | #VALUE! | #VALUE! | #VALUE! |  |  | #VALUE! | #VALUE! | #VALUE! | #VALUE! | #VALUE! | #VALUE! | #VALUE! | #VALUE! |  |  |  |  | #VALUE! | #VALUE! | #VALUE! |  |  | #VALUE! | #VALUE! | #VALUE! | #VALUE! | #VALUE! | #VALUE! | #VALUE! | #VALUE! |  |  |  |  | #VALUE! | #VALUE! | #VALUE! |  |  | #VALUE! | #VALUE! | #VALUE! | #VALUE! | #VALUE! | #VALUE! | #VALUE! | #VALUE! |  |  |  |  | #VALUE! | #VALUE! | #VALUE! |  |  | #VALUE! | #VALUE! | #VALUE! | #VALUE! | #VALUE! | #VALUE! | #VALUE! | #VALUE! |  |  |  |  | #VALUE! | #VALUE! | #VALUE! |  |  | #VALUE! | #VALUE! | #VALUE! | #VALUE! | #VALUE! | #VALUE! | #VALUE! | #VALUE! |  |  | #VALUE! | #VALUE! | #VALUE! | #VALUE! | #VALUE! |  |  | #VALUE! | #VALUE! | #VALUE! | #VALUE! | #VALUE! | #VALUE! | #VALUE! | #VALUE! |  |  | #VALUE! | #VALUE! | #VALUE! | #VALUE! | #VALUE! |  |  | #VALUE! | #VALUE! | #VALUE! | #VALUE! | #VALUE! | #VALUE! | #VALUE! | #VALUE! | 0 | #REF! | #VALUE! | #VALUE! | #VALUE! | #VALUE! | #VALUE! | #VALUE! | #VALUE! | 0
|  |  |  | 0 | 51 | 0 |  |  | 1 | 1.0842e-19 | 0 | 1.0669e-18 | 1.0669e-18 | 1.0669e-18 | 0 | 0 |  |  |  |  | #VALUE! | #VALUE! | #VALUE! |  |  | #VALUE! | #VALUE! | #VALUE! | #VALUE! | #VALUE! | #VALUE! | #VALUE! | #VALUE! |  |  |  |  | #VALUE! | #VALUE! | #VALUE! |  |  | #VALUE! | #VALUE! | #VALUE! | #VALUE! | #VALUE! | #VALUE! | #VALUE! | #VALUE! |  |  |  |  | #VALUE! | #VALUE! | #VALUE! |  |  | #VALUE! | #VALUE! | #VALUE! | #VALUE! | #VALUE! | #VALUE! | #VALUE! | #VALUE! |  |  |  |  | #VALUE! | #VALUE! | #VALUE! |  |  | #VALUE! | #VALUE! | #VALUE! | #VALUE! | #VALUE! | #VALUE! | #VALUE! | #VALUE! |  |  |  |  | #VALUE! | #VALUE! | #VALUE! |  |  | #VALUE! | #VALUE! | #VALUE! | #VALUE! | #VALUE! | #VALUE! | #VALUE! | #VALUE! |  |  | #VALUE! | #VALUE! | #VALUE! | #VALUE! | #VALUE! |  |  | #VALUE! | #VALUE! | #VALUE! | #VALUE! | #VALUE! | #VALUE! | #VALUE! | #VALUE! |  |  | #VALUE! | #VALUE! | #VALUE! | #VALUE! | #VALUE! |  |  | #VALUE! | #VALUE! | #VALUE! | #VALUE! | #VALUE! | #VALUE! | #VALUE! | #VALUE! | 0 | #REF! | #VALUE! | #VALUE! | #VALUE! | #VALUE! | #VALUE! | #VALUE! | #VALUE! | 0
|  |  |  | 0 | 51 | 0 |  |  | 1 | 1.0842e-19 | 0 | 1.0669e-18 | 1.0669e-18 | 1.0669e-18 | 0 | 0 |  |  |  |  | #VALUE! | #VALUE! | #VALUE! |  |  | #VALUE! | #VALUE! | #VALUE! | #VALUE! | #VALUE! | #VALUE! | #VALUE! | #VALUE! |  |  |  |  | #VALUE! | #VALUE! | #VALUE! |  |  | #VALUE! | #VALUE! | #VALUE! | #VALUE! | #VALUE! | #VALUE! | #VALUE! | #VALUE! |  |  |  |  | #VALUE! | #VALUE! | #VALUE! |  |  | #VALUE! | #VALUE! | #VALUE! | #VALUE! | #VALUE! | #VALUE! | #VALUE! | #VALUE! |  |  |  |  | #VALUE! | #VALUE! | #VALUE! |  |  | #VALUE! | #VALUE! | #VALUE! | #VALUE! | #VALUE! | #VALUE! | #VALUE! | #VALUE! |  |  |  |  | #VALUE! | #VALUE! | #VALUE! |  |  | #VALUE! | #VALUE! | #VALUE! | #VALUE! | #VALUE! | #VALUE! | #VALUE! | #VALUE! |  |  | #VALUE! | #VALUE! | #VALUE! | #VALUE! | #VALUE! |  |  | #VALUE! | #VALUE! | #VALUE! | #VALUE! | #VALUE! | #VALUE! | #VALUE! | #VALUE! |  |  | #VALUE! | #VALUE! | #VALUE! | #VALUE! | #VALUE! |  |  | #VALUE! | #VALUE! | #VALUE! | #VALUE! | #VALUE! | #VALUE! | #VALUE! | #VALUE! | 0 | #REF! | #VALUE! | #VALUE! | #VALUE! | #VALUE! | #VALUE! | #VALUE! | #VALUE! | 0
|  |  |  | 0 | 51 | 0 |  |  | 1 | 1.0842e-19 | 0 | 1.0669e-18 | 1.0669e-18 | 1.0669e-18 | 0 | 0 |  |  |  |  | #VALUE! | #VALUE! | #VALUE! |  |  | #VALUE! | #VALUE! | #VALUE! | #VALUE! | #VALUE! | #VALUE! | #VALUE! | #VALUE! |  |  |  |  | #VALUE! | #VALUE! | #VALUE! |  |  | #VALUE! | #VALUE! | #VALUE! | #VALUE! | #VALUE! | #VALUE! | #VALUE! | #VALUE! |  |  |  |  | #VALUE! | #VALUE! | #VALUE! |  |  | #VALUE! | #VALUE! | #VALUE! | #VALUE! | #VALUE! | #VALUE! | #VALUE! | #VALUE! |  |  |  |  | #VALUE! | #VALUE! | #VALUE! |  |  | #VALUE! | #VALUE! | #VALUE! | #VALUE! | #VALUE! | #VALUE! | #VALUE! | #VALUE! |  |  |  |  | #VALUE! | #VALUE! | #VALUE! |  |  | #VALUE! | #VALUE! | #VALUE! | #VALUE! | #VALUE! | #VALUE! | #VALUE! | #VALUE! |  |  | #VALUE! | #VALUE! | #VALUE! | #VALUE! | #VALUE! |  |  | #VALUE! | #VALUE! | #VALUE! | #VALUE! | #VALUE! | #VALUE! | #VALUE! | #VALUE! |  |  | #VALUE! | #VALUE! | #VALUE! | #VALUE! | #VALUE! |  |  | #VALUE! | #VALUE! | #VALUE! | #VALUE! | #VALUE! | #VALUE! | #VALUE! | #VALUE! | 0 | #REF! | #VALUE! | #VALUE! | #VALUE! | #VALUE! | #VALUE! | #VALUE! | #VALUE! | 0
|  |  |  | 0 | 51 | 0 |  |  | 1 | 1.0842e-19 | 0 | 1.0669e-18 | 1.0669e-18 | 1.0669e-18 | 0 | 0 |  |  |  |  | #VALUE! | #VALUE! | #VALUE! |  |  | #VALUE! | #VALUE! | #VALUE! | #VALUE! | #VALUE! | #VALUE! | #VALUE! | #VALUE! |  |  |  |  | #VALUE! | #VALUE! | #VALUE! |  |  | #VALUE! | #VALUE! | #VALUE! | #VALUE! | #VALUE! | #VALUE! | #VALUE! | #VALUE! |  |  |  |  | #VALUE! | #VALUE! | #VALUE! |  |  | #VALUE! | #VALUE! | #VALUE! | #VALUE! | #VALUE! | #VALUE! | #VALUE! | #VALUE! |  |  |  |  | #VALUE! | #VALUE! | #VALUE! |  |  | #VALUE! | #VALUE! | #VALUE! | #VALUE! | #VALUE! | #VALUE! | #VALUE! | #VALUE! |  |  |  |  | #VALUE! | #VALUE! | #VALUE! |  |  | #VALUE! | #VALUE! | #VALUE! | #VALUE! | #VALUE! | #VALUE! | #VALUE! | #VALUE! |  |  | #VALUE! | #VALUE! | #VALUE! | #VALUE! | #VALUE! |  |  | #VALUE! | #VALUE! | #VALUE! | #VALUE! | #VALUE! | #VALUE! | #VALUE! | #VALUE! |  |  | #VALUE! | #VALUE! | #VALUE! | #VALUE! | #VALUE! |  |  | #VALUE! | #VALUE! | #VALUE! | #VALUE! | #VALUE! | #VALUE! | #VALUE! | #VALUE! | 0 | #REF! | #VALUE! | #VALUE! | #VALUE! | #VALUE! | #VALUE! | #VALUE! | #VALUE! | 0
|  |  |  | 0 | 51 | 0 |  |  | 1 | 1.0842e-19 | 0 | 1.0669e-18 | 1.0669e-18 | 1.0669e-18 | 0 | 0 |  |  |  |  | #VALUE! | #VALUE! | #VALUE! |  |  | #VALUE! | #VALUE! | #VALUE! | #VALUE! | #VALUE! | #VALUE! | #VALUE! | #VALUE! |  |  |  |  | #VALUE! | #VALUE! | #VALUE! |  |  | #VALUE! | #VALUE! | #VALUE! | #VALUE! | #VALUE! | #VALUE! | #VALUE! | #VALUE! |  |  |  |  | #VALUE! | #VALUE! | #VALUE! |  |  | #VALUE! | #VALUE! | #VALUE! | #VALUE! | #VALUE! | #VALUE! | #VALUE! | #VALUE! |  |  |  |  | #VALUE! | #VALUE! | #VALUE! |  |  | #VALUE! | #VALUE! | #VALUE! | #VALUE! | #VALUE! | #VALUE! | #VALUE! | #VALUE! |  |  |  |  | #VALUE! | #VALUE! | #VALUE! |  |  | #VALUE! | #VALUE! | #VALUE! | #VALUE! | #VALUE! | #VALUE! | #VALUE! | #VALUE! |  |  | #VALUE! | #VALUE! | #VALUE! | #VALUE! | #VALUE! |  |  | #VALUE! | #VALUE! | #VALUE! | #VALUE! | #VALUE! | #VALUE! | #VALUE! | #VALUE! |  |  | #VALUE! | #VALUE! | #VALUE! | #VALUE! | #VALUE! |  |  | #VALUE! | #VALUE! | #VALUE! | #VALUE! | #VALUE! | #VALUE! | #VALUE! | #VALUE! | 0 | #REF! | #VALUE! | #VALUE! | #VALUE! | #VALUE! | #VALUE! | #VALUE! | #VALUE! | 0
|  |  |  | 0 | 51 | 0 |  |  | 1 | 1.0842e-19 | 0 | 1.0669e-18 | 1.0669e-18 | 1.0669e-18 | 0 | 0 |  |  |  |  | #VALUE! | #VALUE! | #VALUE! |  |  | #VALUE! | #VALUE! | #VALUE! | #VALUE! | #VALUE! | #VALUE! | #VALUE! | #VALUE! |  |  |  |  | #VALUE! | #VALUE! | #VALUE! |  |  | #VALUE! | #VALUE! | #VALUE! | #VALUE! | #VALUE! | #VALUE! | #VALUE! | #VALUE! |  |  |  |  | #VALUE! | #VALUE! | #VALUE! |  |  | #VALUE! | #VALUE! | #VALUE! | #VALUE! | #VALUE! | #VALUE! | #VALUE! | #VALUE! |  |  |  |  | #VALUE! | #VALUE! | #VALUE! |  |  | #VALUE! | #VALUE! | #VALUE! | #VALUE! | #VALUE! | #VALUE! | #VALUE! | #VALUE! |  |  |  |  | #VALUE! | #VALUE! | #VALUE! |  |  | #VALUE! | #VALUE! | #VALUE! | #VALUE! | #VALUE! | #VALUE! | #VALUE! | #VALUE! |  |  | #VALUE! | #VALUE! | #VALUE! | #VALUE! | #VALUE! |  |  | #VALUE! | #VALUE! | #VALUE! | #VALUE! | #VALUE! | #VALUE! | #VALUE! | #VALUE! |  |  | #VALUE! | #VALUE! | #VALUE! | #VALUE! | #VALUE! |  |  | #VALUE! | #VALUE! | #VALUE! | #VALUE! | #VALUE! | #VALUE! | #VALUE! | #VALUE! | 0 | #REF! | #VALUE! | #VALUE! | #VALUE! | #VALUE! | #VALUE! | #VALUE! | #VALUE! | 0
|  |  |  | 0 | 51 | 0 |  |  | 1 | 1.0842e-19 | 0 | 1.0669e-18 | 1.0669e-18 | 1.0669e-18 | 0 | 0 |  |  |  |  | #VALUE! | #VALUE! | #VALUE! |  |  | #VALUE! | #VALUE! | #VALUE! | #VALUE! | #VALUE! | #VALUE! | #VALUE! | #VALUE! |  |  |  |  | #VALUE! | #VALUE! | #VALUE! |  |  | #VALUE! | #VALUE! | #VALUE! | #VALUE! | #VALUE! | #VALUE! | #VALUE! | #VALUE! |  |  |  |  | #VALUE! | #VALUE! | #VALUE! |  |  | #VALUE! | #VALUE! | #VALUE! | #VALUE! | #VALUE! | #VALUE! | #VALUE! | #VALUE! |  |  |  |  | #VALUE! | #VALUE! | #VALUE! |  |  | #VALUE! | #VALUE! | #VALUE! | #VALUE! | #VALUE! | #VALUE! | #VALUE! | #VALUE! |  |  |  |  | #VALUE! | #VALUE! | #VALUE! |  |  | #VALUE! | #VALUE! | #VALUE! | #VALUE! | #VALUE! | #VALUE! | #VALUE! | #VALUE! |  |  | #VALUE! | #VALUE! | #VALUE! | #VALUE! | #VALUE! |  |  | #VALUE! | #VALUE! | #VALUE! | #VALUE! | #VALUE! | #VALUE! | #VALUE! | #VALUE! |  |  | #VALUE! | #VALUE! | #VALUE! | #VALUE! | #VALUE! |  |  | #VALUE! | #VALUE! | #VALUE! | #VALUE! | #VALUE! | #VALUE! | #VALUE! | #VALUE! | 0 | #REF! | #VALUE! | #VALUE! | #VALUE! | #VALUE! | #VALUE! | #VALUE! | #VALUE! | 0
|  |  |  | 0 | 51 | 0 |  |  | 1 | 1.0842e-19 | 0 | 1.0669e-18 | 1.0669e-18 | 1.0669e-18 | 0 | 0 |  |  |  |  | #VALUE! | #VALUE! | #VALUE! |  |  | #VALUE! | #VALUE! | #VALUE! | #VALUE! | #VALUE! | #VALUE! | #VALUE! | #VALUE! |  |  |  |  | #VALUE! | #VALUE! | #VALUE! |  |  | #VALUE! | #VALUE! | #VALUE! | #VALUE! | #VALUE! | #VALUE! | #VALUE! | #VALUE! |  |  |  |  | #VALUE! | #VALUE! | #VALUE! |  |  | #VALUE! | #VALUE! | #VALUE! | #VALUE! | #VALUE! | #VALUE! | #VALUE! | #VALUE! |  |  |  |  | #VALUE! | #VALUE! | #VALUE! |  |  | #VALUE! | #VALUE! | #VALUE! | #VALUE! | #VALUE! | #VALUE! | #VALUE! | #VALUE! |  |  |  |  | #VALUE! | #VALUE! | #VALUE! |  |  | #VALUE! | #VALUE! | #VALUE! | #VALUE! | #VALUE! | #VALUE! | #VALUE! | #VALUE! |  |  | #VALUE! | #VALUE! | #VALUE! | #VALUE! | #VALUE! |  |  | #VALUE! | #VALUE! | #VALUE! | #VALUE! | #VALUE! | #VALUE! | #VALUE! | #VALUE! |  |  | #VALUE! | #VALUE! | #VALUE! | #VALUE! | #VALUE! |  |  | #VALUE! | #VALUE! | #VALUE! | #VALUE! | #VALUE! | #VALUE! | #VALUE! | #VALUE! | 0 | #REF! | #VALUE! | #VALUE! | #VALUE! | #VALUE! | #VALUE! | #VALUE! | #VALUE! | 0
|  |  |  | 0 | 51 | 0 |  |  | 1 | 1.0842e-19 | 0 | 1.0669e-18 | 1.0669e-18 | 1.0669e-18 | 0 | 0 |  |  |  |  | #VALUE! | #VALUE! | #VALUE! |  |  | #VALUE! | #VALUE! | #VALUE! | #VALUE! | #VALUE! | #VALUE! | #VALUE! | #VALUE! |  |  |  |  | #VALUE! | #VALUE! | #VALUE! |  |  | #VALUE! | #VALUE! | #VALUE! | #VALUE! | #VALUE! | #VALUE! | #VALUE! | #VALUE! |  |  |  |  | #VALUE! | #VALUE! | #VALUE! |  |  | #VALUE! | #VALUE! | #VALUE! | #VALUE! | #VALUE! | #VALUE! | #VALUE! | #VALUE! |  |  |  |  | #VALUE! | #VALUE! | #VALUE! |  |  | #VALUE! | #VALUE! | #VALUE! | #VALUE! | #VALUE! | #VALUE! | #VALUE! | #VALUE! |  |  |  |  | #VALUE! | #VALUE! | #VALUE! |  |  | #VALUE! | #VALUE! | #VALUE! | #VALUE! | #VALUE! | #VALUE! | #VALUE! | #VALUE! |  |  | #VALUE! | #VALUE! | #VALUE! | #VALUE! | #VALUE! |  |  | #VALUE! | #VALUE! | #VALUE! | #VALUE! | #VALUE! | #VALUE! | #VALUE! | #VALUE! |  |  | #VALUE! | #VALUE! | #VALUE! | #VALUE! | #VALUE! |  |  | #VALUE! | #VALUE! | #VALUE! | #VALUE! | #VALUE! | #VALUE! | #VALUE! | #VALUE! | 0 | #REF! | #VALUE! | #VALUE! | #VALUE! | #VALUE! | #VALUE! | #VALUE! | #VALUE! | 0
|  |  |  | 0 | 51 | 0 |  |  | 1 | 1.0842e-19 | 0 | 1.0669e-18 | 1.0669e-18 | 1.0669e-18 | 0 | 0 |  |  |  |  | #VALUE! | #VALUE! | #VALUE! |  |  | #VALUE! | #VALUE! | #VALUE! | #VALUE! | #VALUE! | #VALUE! | #VALUE! | #VALUE! |  |  |  |  | #VALUE! | #VALUE! | #VALUE! |  |  | #VALUE! | #VALUE! | #VALUE! | #VALUE! | #VALUE! | #VALUE! | #VALUE! | #VALUE! |  |  |  |  | #VALUE! | #VALUE! | #VALUE! |  |  | #VALUE! | #VALUE! | #VALUE! | #VALUE! | #VALUE! | #VALUE! | #VALUE! | #VALUE! |  |  |  |  | #VALUE! | #VALUE! | #VALUE! |  |  | #VALUE! | #VALUE! | #VALUE! | #VALUE! | #VALUE! | #VALUE! | #VALUE! | #VALUE! |  |  |  |  | #VALUE! | #VALUE! | #VALUE! |  |  | #VALUE! | #VALUE! | #VALUE! | #VALUE! | #VALUE! | #VALUE! | #VALUE! | #VALUE! |  |  | #VALUE! | #VALUE! | #VALUE! | #VALUE! | #VALUE! |  |  | #VALUE! | #VALUE! | #VALUE! | #VALUE! | #VALUE! | #VALUE! | #VALUE! | #VALUE! |  |  | #VALUE! | #VALUE! | #VALUE! | #VALUE! | #VALUE! |  |  | #VALUE! | #VALUE! | #VALUE! | #VALUE! | #VALUE! | #VALUE! | #VALUE! | #VALUE! | 0 | #REF! | #VALUE! | #VALUE! | #VALUE! | #VALUE! | #VALUE! | #VALUE! | #VALUE! | 0
|  |  |  | 0 | 51 | 0 |  |  | 1 | 1.0842e-19 | 0 | 1.0669e-18 | 1.0669e-18 | 1.0669e-18 | 0 | 0 |  |  |  |  | #VALUE! | #VALUE! | #VALUE! |  |  | #VALUE! | #VALUE! | #VALUE! | #VALUE! | #VALUE! | #VALUE! | #VALUE! | #VALUE! |  |  |  |  | #VALUE! | #VALUE! | #VALUE! |  |  | #VALUE! | #VALUE! | #VALUE! | #VALUE! | #VALUE! | #VALUE! | #VALUE! | #VALUE! |  |  |  |  | #VALUE! | #VALUE! | #VALUE! |  |  | #VALUE! | #VALUE! | #VALUE! | #VALUE! | #VALUE! | #VALUE! | #VALUE! | #VALUE! |  |  |  |  | #VALUE! | #VALUE! | #VALUE! |  |  | #VALUE! | #VALUE! | #VALUE! | #VALUE! | #VALUE! | #VALUE! | #VALUE! | #VALUE! |  |  |  |  | #VALUE! | #VALUE! | #VALUE! |  |  | #VALUE! | #VALUE! | #VALUE! | #VALUE! | #VALUE! | #VALUE! | #VALUE! | #VALUE! |  |  | #VALUE! | #VALUE! | #VALUE! | #VALUE! | #VALUE! |  |  | #VALUE! | #VALUE! | #VALUE! | #VALUE! | #VALUE! | #VALUE! | #VALUE! | #VALUE! |  |  | #VALUE! | #VALUE! | #VALUE! | #VALUE! | #VALUE! |  |  | #VALUE! | #VALUE! | #VALUE! | #VALUE! | #VALUE! | #VALUE! | #VALUE! | #VALUE! | 0 | #REF! | #VALUE! | #VALUE! | #VALUE! | #VALUE! | #VALUE! | #VALUE! | #VALUE! | 0
|  |  |  | 0 | 51 | 0 |  |  | 1 | 1.0842e-19 | 0 | 1.0669e-18 | 1.0669e-18 | 1.0669e-18 | 0 | 0 |  |  |  |  | #VALUE! | #VALUE! | #VALUE! |  |  | #VALUE! | #VALUE! | #VALUE! | #VALUE! | #VALUE! | #VALUE! | #VALUE! | #VALUE! |  |  |  |  | #VALUE! | #VALUE! | #VALUE! |  |  | #VALUE! | #VALUE! | #VALUE! | #VALUE! | #VALUE! | #VALUE! | #VALUE! | #VALUE! |  |  |  |  | #VALUE! | #VALUE! | #VALUE! |  |  | #VALUE! | #VALUE! | #VALUE! | #VALUE! | #VALUE! | #VALUE! | #VALUE! | #VALUE! |  |  |  |  | #VALUE! | #VALUE! | #VALUE! |  |  | #VALUE! | #VALUE! | #VALUE! | #VALUE! | #VALUE! | #VALUE! | #VALUE! | #VALUE! |  |  |  |  | #VALUE! | #VALUE! | #VALUE! |  |  | #VALUE! | #VALUE! | #VALUE! | #VALUE! | #VALUE! | #VALUE! | #VALUE! | #VALUE! |  |  | #VALUE! | #VALUE! | #VALUE! | #VALUE! | #VALUE! |  |  | #VALUE! | #VALUE! | #VALUE! | #VALUE! | #VALUE! | #VALUE! | #VALUE! | #VALUE! |  |  | #VALUE! | #VALUE! | #VALUE! | #VALUE! | #VALUE! |  |  | #VALUE! | #VALUE! | #VALUE! | #VALUE! | #VALUE! | #VALUE! | #VALUE! | #VALUE! | 0 | #REF! | #VALUE! | #VALUE! | #VALUE! | #VALUE! | #VALUE! | #VALUE! | #VALUE! | 0
|  |  |  | 0 | 51 | 0 |  |  | 1 | 1.0842e-19 | 0 | 1.0669e-18 | 1.0669e-18 | 1.0669e-18 | 0 | 0 |  |  |  |  | #VALUE! | #VALUE! | #VALUE! |  |  | #VALUE! | #VALUE! | #VALUE! | #VALUE! | #VALUE! | #VALUE! | #VALUE! | #VALUE! |  |  |  |  | #VALUE! | #VALUE! | #VALUE! |  |  | #VALUE! | #VALUE! | #VALUE! | #VALUE! | #VALUE! | #VALUE! | #VALUE! | #VALUE! |  |  |  |  | #VALUE! | #VALUE! | #VALUE! |  |  | #VALUE! | #VALUE! | #VALUE! | #VALUE! | #VALUE! | #VALUE! | #VALUE! | #VALUE! |  |  |  |  | #VALUE! | #VALUE! | #VALUE! |  |  | #VALUE! | #VALUE! | #VALUE! | #VALUE! | #VALUE! | #VALUE! | #VALUE! | #VALUE! |  |  |  |  | #VALUE! | #VALUE! | #VALUE! |  |  | #VALUE! | #VALUE! | #VALUE! | #VALUE! | #VALUE! | #VALUE! | #VALUE! | #VALUE! |  |  | #VALUE! | #VALUE! | #VALUE! | #VALUE! | #VALUE! |  |  | #VALUE! | #VALUE! | #VALUE! | #VALUE! | #VALUE! | #VALUE! | #VALUE! | #VALUE! |  |  | #VALUE! | #VALUE! | #VALUE! | #VALUE! | #VALUE! |  |  | #VALUE! | #VALUE! | #VALUE! | #VALUE! | #VALUE! | #VALUE! | #VALUE! | #VALUE! | 0 | #REF! | #VALUE! | #VALUE! | #VALUE! | #VALUE! | #VALUE! | #VALUE! | #VALUE! | 0
|  |  |  | 0 | 51 | 0 |  |  | 1 | 1.0842e-19 | 0 | 1.0669e-18 | 1.0669e-18 | 1.0669e-18 | 0 | 0 |  |  |  |  | #VALUE! | #VALUE! | #VALUE! |  |  | #VALUE! | #VALUE! | #VALUE! | #VALUE! | #VALUE! | #VALUE! | #VALUE! | #VALUE! |  |  |  |  | #VALUE! | #VALUE! | #VALUE! |  |  | #VALUE! | #VALUE! | #VALUE! | #VALUE! | #VALUE! | #VALUE! | #VALUE! | #VALUE! |  |  |  |  | #VALUE! | #VALUE! | #VALUE! |  |  | #VALUE! | #VALUE! | #VALUE! | #VALUE! | #VALUE! | #VALUE! | #VALUE! | #VALUE! |  |  |  |  | #VALUE! | #VALUE! | #VALUE! |  |  | #VALUE! | #VALUE! | #VALUE! | #VALUE! | #VALUE! | #VALUE! | #VALUE! | #VALUE! |  |  |  |  | #VALUE! | #VALUE! | #VALUE! |  |  | #VALUE! | #VALUE! | #VALUE! | #VALUE! | #VALUE! | #VALUE! | #VALUE! | #VALUE! |  |  | #VALUE! | #VALUE! | #VALUE! | #VALUE! | #VALUE! |  |  | #VALUE! | #VALUE! | #VALUE! | #VALUE! | #VALUE! | #VALUE! | #VALUE! | #VALUE! |  |  | #VALUE! | #VALUE! | #VALUE! | #VALUE! | #VALUE! |  |  | #VALUE! | #VALUE! | #VALUE! | #VALUE! | #VALUE! | #VALUE! | #VALUE! | #VALUE! | 0 | #REF! | #VALUE! | #VALUE! | #VALUE! | #VALUE! | #VALUE! | #VALUE! | #VALUE! | 0
|  |  |  | 0 | 51 | 0 |  |  | 1 | 1.0842e-19 | 0 | 1.0669e-18 | 1.0669e-18 | 1.0669e-18 | 0 | 0 |  |  |  |  | #VALUE! | #VALUE! | #VALUE! |  |  | #VALUE! | #VALUE! | #VALUE! | #VALUE! | #VALUE! | #VALUE! | #VALUE! | #VALUE! |  |  |  |  | #VALUE! | #VALUE! | #VALUE! |  |  | #VALUE! | #VALUE! | #VALUE! | #VALUE! | #VALUE! | #VALUE! | #VALUE! | #VALUE! |  |  |  |  | #VALUE! | #VALUE! | #VALUE! |  |  | #VALUE! | #VALUE! | #VALUE! | #VALUE! | #VALUE! | #VALUE! | #VALUE! | #VALUE! |  |  |  |  | #VALUE! | #VALUE! | #VALUE! |  |  | #VALUE! | #VALUE! | #VALUE! | #VALUE! | #VALUE! | #VALUE! | #VALUE! | #VALUE! |  |  |  |  | #VALUE! | #VALUE! | #VALUE! |  |  | #VALUE! | #VALUE! | #VALUE! | #VALUE! | #VALUE! | #VALUE! | #VALUE! | #VALUE! |  |  | #VALUE! | #VALUE! | #VALUE! | #VALUE! | #VALUE! |  |  | #VALUE! | #VALUE! | #VALUE! | #VALUE! | #VALUE! | #VALUE! | #VALUE! | #VALUE! |  |  | #VALUE! | #VALUE! | #VALUE! | #VALUE! | #VALUE! |  |  | #VALUE! | #VALUE! | #VALUE! | #VALUE! | #VALUE! | #VALUE! | #VALUE! | #VALUE! | 0 | #REF! | #VALUE! | #VALUE! | #VALUE! | #VALUE! | #VALUE! | #VALUE! | #VALUE! | 0
|  |  |  | 0 | 51 | 0 |  |  | 1 | 1.0842e-19 | 0 | 1.0669e-18 | 1.0669e-18 | 1.0669e-18 | 0 | 0 |  |  |  |  | #VALUE! | #VALUE! | #VALUE! |  |  | #VALUE! | #VALUE! | #VALUE! | #VALUE! | #VALUE! | #VALUE! | #VALUE! | #VALUE! |  |  |  |  | #VALUE! | #VALUE! | #VALUE! |  |  | #VALUE! | #VALUE! | #VALUE! | #VALUE! | #VALUE! | #VALUE! | #VALUE! | #VALUE! |  |  |  |  | #VALUE! | #VALUE! | #VALUE! |  |  | #VALUE! | #VALUE! | #VALUE! | #VALUE! | #VALUE! | #VALUE! | #VALUE! | #VALUE! |  |  |  |  | #VALUE! | #VALUE! | #VALUE! |  |  | #VALUE! | #VALUE! | #VALUE! | #VALUE! | #VALUE! | #VALUE! | #VALUE! | #VALUE! |  |  |  |  | #VALUE! | #VALUE! | #VALUE! |  |  | #VALUE! | #VALUE! | #VALUE! | #VALUE! | #VALUE! | #VALUE! | #VALUE! | #VALUE! |  |  | #VALUE! | #VALUE! | #VALUE! | #VALUE! | #VALUE! |  |  | #VALUE! | #VALUE! | #VALUE! | #VALUE! | #VALUE! | #VALUE! | #VALUE! | #VALUE! |  |  | #VALUE! | #VALUE! | #VALUE! | #VALUE! | #VALUE! |  |  | #VALUE! | #VALUE! | #VALUE! | #VALUE! | #VALUE! | #VALUE! | #VALUE! | #VALUE! | 0 | #REF! | #VALUE! | #VALUE! | #VALUE! | #VALUE! | #VALUE! | #VALUE! | #VALUE! | 0
|  |  |  | 0 | 51 | 0 |  |  | 1 | 1.0842e-19 | 0 | 1.0669e-18 | 1.0669e-18 | 1.0669e-18 | 0 | 0 |  |  |  |  | #VALUE! | #VALUE! | #VALUE! |  |  | #VALUE! | #VALUE! | #VALUE! | #VALUE! | #VALUE! | #VALUE! | #VALUE! | #VALUE! |  |  |  |  | #VALUE! | #VALUE! | #VALUE! |  |  | #VALUE! | #VALUE! | #VALUE! | #VALUE! | #VALUE! | #VALUE! | #VALUE! | #VALUE! |  |  |  |  | #VALUE! | #VALUE! | #VALUE! |  |  | #VALUE! | #VALUE! | #VALUE! | #VALUE! | #VALUE! | #VALUE! | #VALUE! | #VALUE! |  |  |  |  | #VALUE! | #VALUE! | #VALUE! |  |  | #VALUE! | #VALUE! | #VALUE! | #VALUE! | #VALUE! | #VALUE! | #VALUE! | #VALUE! |  |  |  |  | #VALUE! | #VALUE! | #VALUE! |  |  | #VALUE! | #VALUE! | #VALUE! | #VALUE! | #VALUE! | #VALUE! | #VALUE! | #VALUE! |  |  | #VALUE! | #VALUE! | #VALUE! | #VALUE! | #VALUE! |  |  | #VALUE! | #VALUE! | #VALUE! | #VALUE! | #VALUE! | #VALUE! | #VALUE! | #VALUE! |  |  | #VALUE! | #VALUE! | #VALUE! | #VALUE! | #VALUE! |  |  | #VALUE! | #VALUE! | #VALUE! | #VALUE! | #VALUE! | #VALUE! | #VALUE! | #VALUE! | 0 | #REF! | #VALUE! | #VALUE! | #VALUE! | #VALUE! | #VALUE! | #VALUE! | #VALUE! | 0
|  |  |  | 0 | 51 | 0 |  |  | 1 | 1.0842e-19 | 0 | 1.0669e-18 | 1.0669e-18 | 1.0669e-18 | 0 | 0 |  |  |  |  | #VALUE! | #VALUE! | #VALUE! |  |  | #VALUE! | #VALUE! | #VALUE! | #VALUE! | #VALUE! | #VALUE! | #VALUE! | #VALUE! |  |  |  |  | #VALUE! | #VALUE! | #VALUE! |  |  | #VALUE! | #VALUE! | #VALUE! | #VALUE! | #VALUE! | #VALUE! | #VALUE! | #VALUE! |  |  |  |  | #VALUE! | #VALUE! | #VALUE! |  |  | #VALUE! | #VALUE! | #VALUE! | #VALUE! | #VALUE! | #VALUE! | #VALUE! | #VALUE! |  |  |  |  | #VALUE! | #VALUE! | #VALUE! |  |  | #VALUE! | #VALUE! | #VALUE! | #VALUE! | #VALUE! | #VALUE! | #VALUE! | #VALUE! |  |  |  |  | #VALUE! | #VALUE! | #VALUE! |  |  | #VALUE! | #VALUE! | #VALUE! | #VALUE! | #VALUE! | #VALUE! | #VALUE! | #VALUE! |  |  | #VALUE! | #VALUE! | #VALUE! | #VALUE! | #VALUE! |  |  | #VALUE! | #VALUE! | #VALUE! | #VALUE! | #VALUE! | #VALUE! | #VALUE! | #VALUE! |  |  | #VALUE! | #VALUE! | #VALUE! | #VALUE! | #VALUE! |  |  | #VALUE! | #VALUE! | #VALUE! | #VALUE! | #VALUE! | #VALUE! | #VALUE! | #VALUE! | 0 | #REF! | #VALUE! | #VALUE! | #VALUE! | #VALUE! | #VALUE! | #VALUE! | #VALUE! | 0
|  |  |  | 0 | 51 | 0 |  |  | 1 | 1.0842e-19 | 0 | 1.0669e-18 | 1.0669e-18 | 1.0669e-18 | 0 | 0 |  |  |  |  | #VALUE! | #VALUE! | #VALUE! |  |  | #VALUE! | #VALUE! | #VALUE! | #VALUE! | #VALUE! | #VALUE! | #VALUE! | #VALUE! |  |  |  |  | #VALUE! | #VALUE! | #VALUE! |  |  | #VALUE! | #VALUE! | #VALUE! | #VALUE! | #VALUE! | #VALUE! | #VALUE! | #VALUE! |  |  |  |  | #VALUE! | #VALUE! | #VALUE! |  |  | #VALUE! | #VALUE! | #VALUE! | #VALUE! | #VALUE! | #VALUE! | #VALUE! | #VALUE! |  |  |  |  | #VALUE! | #VALUE! | #VALUE! |  |  | #VALUE! | #VALUE! | #VALUE! | #VALUE! | #VALUE! | #VALUE! | #VALUE! | #VALUE! |  |  |  |  | #VALUE! | #VALUE! | #VALUE! |  |  | #VALUE! | #VALUE! | #VALUE! | #VALUE! | #VALUE! | #VALUE! | #VALUE! | #VALUE! |  |  | #VALUE! | #VALUE! | #VALUE! | #VALUE! | #VALUE! |  |  | #VALUE! | #VALUE! | #VALUE! | #VALUE! | #VALUE! | #VALUE! | #VALUE! | #VALUE! |  |  | #VALUE! | #VALUE! | #VALUE! | #VALUE! | #VALUE! |  |  | #VALUE! | #VALUE! | #VALUE! | #VALUE! | #VALUE! | #VALUE! | #VALUE! | #VALUE! | 0 | #REF! | #VALUE! | #VALUE! | #VALUE! | #VALUE! | #VALUE! | #VALUE! | #VALUE! | 0
|  |  |  | 0 | 51 | 0 |  |  | 1 | 1.0842e-19 | 0 | 1.0669e-18 | 1.0669e-18 | 1.0669e-18 | 0 | 0 |  |  |  |  | #VALUE! | #VALUE! | #VALUE! |  |  | #VALUE! | #VALUE! | #VALUE! | #VALUE! | #VALUE! | #VALUE! | #VALUE! | #VALUE! |  |  |  |  | #VALUE! | #VALUE! | #VALUE! |  |  | #VALUE! | #VALUE! | #VALUE! | #VALUE! | #VALUE! | #VALUE! | #VALUE! | #VALUE! |  |  |  |  | #VALUE! | #VALUE! | #VALUE! |  |  | #VALUE! | #VALUE! | #VALUE! | #VALUE! | #VALUE! | #VALUE! | #VALUE! | #VALUE! |  |  |  |  | #VALUE! | #VALUE! | #VALUE! |  |  | #VALUE! | #VALUE! | #VALUE! | #VALUE! | #VALUE! | #VALUE! | #VALUE! | #VALUE! |  |  |  |  | #VALUE! | #VALUE! | #VALUE! |  |  | #VALUE! | #VALUE! | #VALUE! | #VALUE! | #VALUE! | #VALUE! | #VALUE! | #VALUE! |  |  | #VALUE! | #VALUE! | #VALUE! | #VALUE! | #VALUE! |  |  | #VALUE! | #VALUE! | #VALUE! | #VALUE! | #VALUE! | #VALUE! | #VALUE! | #VALUE! |  |  | #VALUE! | #VALUE! | #VALUE! | #VALUE! | #VALUE! |  |  | #VALUE! | #VALUE! | #VALUE! | #VALUE! | #VALUE! | #VALUE! | #VALUE! | #VALUE! | 0 | #REF! | #VALUE! | #VALUE! | #VALUE! | #VALUE! | #VALUE! | #VALUE! | #VALUE! | 0
|  |  |  | 0 | 51 | 0 |  |  | 1 | 1.0842e-19 | 0 | 1.0669e-18 | 1.0669e-18 | 1.0669e-18 | 0 | 0 |  |  |  |  | #VALUE! | #VALUE! | #VALUE! |  |  | #VALUE! | #VALUE! | #VALUE! | #VALUE! | #VALUE! | #VALUE! | #VALUE! | #VALUE! |  |  |  |  | #VALUE! | #VALUE! | #VALUE! |  |  | #VALUE! | #VALUE! | #VALUE! | #VALUE! | #VALUE! | #VALUE! | #VALUE! | #VALUE! |  |  |  |  | #VALUE! | #VALUE! | #VALUE! |  |  | #VALUE! | #VALUE! | #VALUE! | #VALUE! | #VALUE! | #VALUE! | #VALUE! | #VALUE! |  |  |  |  | #VALUE! | #VALUE! | #VALUE! |  |  | #VALUE! | #VALUE! | #VALUE! | #VALUE! | #VALUE! | #VALUE! | #VALUE! | #VALUE! |  |  |  |  | #VALUE! | #VALUE! | #VALUE! |  |  | #VALUE! | #VALUE! | #VALUE! | #VALUE! | #VALUE! | #VALUE! | #VALUE! | #VALUE! |  |  | #VALUE! | #VALUE! | #VALUE! | #VALUE! | #VALUE! |  |  | #VALUE! | #VALUE! | #VALUE! | #VALUE! | #VALUE! | #VALUE! | #VALUE! | #VALUE! |  |  | #VALUE! | #VALUE! | #VALUE! | #VALUE! | #VALUE! |  |  | #VALUE! | #VALUE! | #VALUE! | #VALUE! | #VALUE! | #VALUE! | #VALUE! | #VALUE! | 0 | #REF! | #VALUE! | #VALUE! | #VALUE! | #VALUE! | #VALUE! | #VALUE! | #VALUE! | 0
|  |  |  | 0 | 51 | 0 |  |  | 1 | 1.0842e-19 | 0 | 1.0669e-18 | 1.0669e-18 | 1.0669e-18 | 0 | 0 |  |  |  |  | #VALUE! | #VALUE! | #VALUE! |  |  | #VALUE! | #VALUE! | #VALUE! | #VALUE! | #VALUE! | #VALUE! | #VALUE! | #VALUE! |  |  |  |  | #VALUE! | #VALUE! | #VALUE! |  |  | #VALUE! | #VALUE! | #VALUE! | #VALUE! | #VALUE! | #VALUE! | #VALUE! | #VALUE! |  |  |  |  | #VALUE! | #VALUE! | #VALUE! |  |  | #VALUE! | #VALUE! | #VALUE! | #VALUE! | #VALUE! | #VALUE! | #VALUE! | #VALUE! |  |  |  |  | #VALUE! | #VALUE! | #VALUE! |  |  | #VALUE! | #VALUE! | #VALUE! | #VALUE! | #VALUE! | #VALUE! | #VALUE! | #VALUE! |  |  |  |  | #VALUE! | #VALUE! | #VALUE! |  |  | #VALUE! | #VALUE! | #VALUE! | #VALUE! | #VALUE! | #VALUE! | #VALUE! | #VALUE! |  |  | #VALUE! | #VALUE! | #VALUE! | #VALUE! | #VALUE! |  |  | #VALUE! | #VALUE! | #VALUE! | #VALUE! | #VALUE! | #VALUE! | #VALUE! | #VALUE! |  |  | #VALUE! | #VALUE! | #VALUE! | #VALUE! | #VALUE! |  |  | #VALUE! | #VALUE! | #VALUE! | #VALUE! | #VALUE! | #VALUE! | #VALUE! | #VALUE! | 0 | #REF! | #VALUE! | #VALUE! | #VALUE! | #VALUE! | #VALUE! | #VALUE! | #VALUE! | 0
|  |  |  | 0 | 51 | 0 |  |  | 1 | 1.0842e-19 | 0 | 1.0669e-18 | 1.0669e-18 | 1.0669e-18 | 0 | 0 |  |  |  |  | #VALUE! | #VALUE! | #VALUE! |  |  | #VALUE! | #VALUE! | #VALUE! | #VALUE! | #VALUE! | #VALUE! | #VALUE! | #VALUE! |  |  |  |  | #VALUE! | #VALUE! | #VALUE! |  |  | #VALUE! | #VALUE! | #VALUE! | #VALUE! | #VALUE! | #VALUE! | #VALUE! | #VALUE! |  |  |  |  | #VALUE! | #VALUE! | #VALUE! |  |  | #VALUE! | #VALUE! | #VALUE! | #VALUE! | #VALUE! | #VALUE! | #VALUE! | #VALUE! |  |  |  |  | #VALUE! | #VALUE! | #VALUE! |  |  | #VALUE! | #VALUE! | #VALUE! | #VALUE! | #VALUE! | #VALUE! | #VALUE! | #VALUE! |  |  |  |  | #VALUE! | #VALUE! | #VALUE! |  |  | #VALUE! | #VALUE! | #VALUE! | #VALUE! | #VALUE! | #VALUE! | #VALUE! | #VALUE! |  |  | #VALUE! | #VALUE! | #VALUE! | #VALUE! | #VALUE! |  |  | #VALUE! | #VALUE! | #VALUE! | #VALUE! | #VALUE! | #VALUE! | #VALUE! | #VALUE! |  |  | #VALUE! | #VALUE! | #VALUE! | #VALUE! | #VALUE! |  |  | #VALUE! | #VALUE! | #VALUE! | #VALUE! | #VALUE! | #VALUE! | #VALUE! | #VALUE! | 0 | #REF! | #VALUE! | #VALUE! | #VALUE! | #VALUE! | #VALUE! | #VALUE! | #VALUE! | 0
|  |  |  | 0 | 51 | 0 |  |  | 1 | 1.0842e-19 | 0 | 1.0669e-18 | 1.0669e-18 | 1.0669e-18 | 0 | 0 |  |  |  |  | #VALUE! | #VALUE! | #VALUE! |  |  | #VALUE! | #VALUE! | #VALUE! | #VALUE! | #VALUE! | #VALUE! | #VALUE! | #VALUE! |  |  |  |  | #VALUE! | #VALUE! | #VALUE! |  |  | #VALUE! | #VALUE! | #VALUE! | #VALUE! | #VALUE! | #VALUE! | #VALUE! | #VALUE! |  |  |  |  | #VALUE! | #VALUE! | #VALUE! |  |  | #VALUE! | #VALUE! | #VALUE! | #VALUE! | #VALUE! | #VALUE! | #VALUE! | #VALUE! |  |  |  |  | #VALUE! | #VALUE! | #VALUE! |  |  | #VALUE! | #VALUE! | #VALUE! | #VALUE! | #VALUE! | #VALUE! | #VALUE! | #VALUE! |  |  |  |  | #VALUE! | #VALUE! | #VALUE! |  |  | #VALUE! | #VALUE! | #VALUE! | #VALUE! | #VALUE! | #VALUE! | #VALUE! | #VALUE! |  |  | #VALUE! | #VALUE! | #VALUE! | #VALUE! | #VALUE! |  |  | #VALUE! | #VALUE! | #VALUE! | #VALUE! | #VALUE! | #VALUE! | #VALUE! | #VALUE! |  |  | #VALUE! | #VALUE! | #VALUE! | #VALUE! | #VALUE! |  |  | #VALUE! | #VALUE! | #VALUE! | #VALUE! | #VALUE! | #VALUE! | #VALUE! | #VALUE! | 0 | #REF! | #VALUE! | #VALUE! | #VALUE! | #VALUE! | #VALUE! | #VALUE! | #VALUE! | 0
|  |  |  | 0 | 51 | 0 |  |  | 1 | 1.0842e-19 | 0 | 1.0669e-18 | 1.0669e-18 | 1.0669e-18 | 0 | 0 |  |  |  |  | #VALUE! | #VALUE! | #VALUE! |  |  | #VALUE! | #VALUE! | #VALUE! | #VALUE! | #VALUE! | #VALUE! | #VALUE! | #VALUE! |  |  |  |  | #VALUE! | #VALUE! | #VALUE! |  |  | #VALUE! | #VALUE! | #VALUE! | #VALUE! | #VALUE! | #VALUE! | #VALUE! | #VALUE! |  |  |  |  | #VALUE! | #VALUE! | #VALUE! |  |  | #VALUE! | #VALUE! | #VALUE! | #VALUE! | #VALUE! | #VALUE! | #VALUE! | #VALUE! |  |  |  |  | #VALUE! | #VALUE! | #VALUE! |  |  | #VALUE! | #VALUE! | #VALUE! | #VALUE! | #VALUE! | #VALUE! | #VALUE! | #VALUE! |  |  |  |  | #VALUE! | #VALUE! | #VALUE! |  |  | #VALUE! | #VALUE! | #VALUE! | #VALUE! | #VALUE! | #VALUE! | #VALUE! | #VALUE! |  |  | #VALUE! | #VALUE! | #VALUE! | #VALUE! | #VALUE! |  |  | #VALUE! | #VALUE! | #VALUE! | #VALUE! | #VALUE! | #VALUE! | #VALUE! | #VALUE! |  |  | #VALUE! | #VALUE! | #VALUE! | #VALUE! | #VALUE! |  |  | #VALUE! | #VALUE! | #VALUE! | #VALUE! | #VALUE! | #VALUE! | #VALUE! | #VALUE! | 0 | #REF! | #VALUE! | #VALUE! | #VALUE! | #VALUE! | #VALUE! | #VALUE! | #VALUE! | 0
|  |  |  | 0 | 51 | 0 |  |  | 1 | 1.0842e-19 | 0 | 1.0669e-18 | 1.0669e-18 | 1.0669e-18 | 0 | 0 |  |  |  |  | #VALUE! | #VALUE! | #VALUE! |  |  | #VALUE! | #VALUE! | #VALUE! | #VALUE! | #VALUE! | #VALUE! | #VALUE! | #VALUE! |  |  |  |  | #VALUE! | #VALUE! | #VALUE! |  |  | #VALUE! | #VALUE! | #VALUE! | #VALUE! | #VALUE! | #VALUE! | #VALUE! | #VALUE! |  |  |  |  | #VALUE! | #VALUE! | #VALUE! |  |  | #VALUE! | #VALUE! | #VALUE! | #VALUE! | #VALUE! | #VALUE! | #VALUE! | #VALUE! |  |  |  |  | #VALUE! | #VALUE! | #VALUE! |  |  | #VALUE! | #VALUE! | #VALUE! | #VALUE! | #VALUE! | #VALUE! | #VALUE! | #VALUE! |  |  |  |  | #VALUE! | #VALUE! | #VALUE! |  |  | #VALUE! | #VALUE! | #VALUE! | #VALUE! | #VALUE! | #VALUE! | #VALUE! | #VALUE! |  |  | #VALUE! | #VALUE! | #VALUE! | #VALUE! | #VALUE! |  |  | #VALUE! | #VALUE! | #VALUE! | #VALUE! | #VALUE! | #VALUE! | #VALUE! | #VALUE! |  |  | #VALUE! | #VALUE! | #VALUE! | #VALUE! | #VALUE! |  |  | #VALUE! | #VALUE! | #VALUE! | #VALUE! | #VALUE! | #VALUE! | #VALUE! | #VALUE! | 0 | #REF! | #VALUE! | #VALUE! | #VALUE! | #VALUE! | #VALUE! | #VALUE! | #VALUE! | 0
|  |  |  | 0 | 51 | 0 |  |  | 1 | 1.0842e-19 | 0 | 1.0669e-18 | 1.0669e-18 | 1.0669e-18 | 0 | 0 |  |  |  |  | #VALUE! | #VALUE! | #VALUE! |  |  | #VALUE! | #VALUE! | #VALUE! | #VALUE! | #VALUE! | #VALUE! | #VALUE! | #VALUE! |  |  |  |  | #VALUE! | #VALUE! | #VALUE! |  |  | #VALUE! | #VALUE! | #VALUE! | #VALUE! | #VALUE! | #VALUE! | #VALUE! | #VALUE! |  |  |  |  | #VALUE! | #VALUE! | #VALUE! |  |  | #VALUE! | #VALUE! | #VALUE! | #VALUE! | #VALUE! | #VALUE! | #VALUE! | #VALUE! |  |  |  |  | #VALUE! | #VALUE! | #VALUE! |  |  | #VALUE! | #VALUE! | #VALUE! | #VALUE! | #VALUE! | #VALUE! | #VALUE! | #VALUE! |  |  |  |  | #VALUE! | #VALUE! | #VALUE! |  |  | #VALUE! | #VALUE! | #VALUE! | #VALUE! | #VALUE! | #VALUE! | #VALUE! | #VALUE! |  |  | #VALUE! | #VALUE! | #VALUE! | #VALUE! | #VALUE! |  |  | #VALUE! | #VALUE! | #VALUE! | #VALUE! | #VALUE! | #VALUE! | #VALUE! | #VALUE! |  |  | #VALUE! | #VALUE! | #VALUE! | #VALUE! | #VALUE! |  |  | #VALUE! | #VALUE! | #VALUE! | #VALUE! | #VALUE! | #VALUE! | #VALUE! | #VALUE! | 0 | #REF! | #VALUE! | #VALUE! | #VALUE! | #VALUE! | #VALUE! | #VALUE! | #VALUE! | 0
|  |  |  | 0 | 51 | 0 |  |  | 1 | 1.0842e-19 | 0 | 1.0669e-18 | 1.0669e-18 | 1.0669e-18 | 0 | 0 |  |  |  |  | #VALUE! | #VALUE! | #VALUE! |  |  | #VALUE! | #VALUE! | #VALUE! | #VALUE! | #VALUE! | #VALUE! | #VALUE! | #VALUE! |  |  |  |  | #VALUE! | #VALUE! | #VALUE! |  |  | #VALUE! | #VALUE! | #VALUE! | #VALUE! | #VALUE! | #VALUE! | #VALUE! | #VALUE! |  |  |  |  | #VALUE! | #VALUE! | #VALUE! |  |  | #VALUE! | #VALUE! | #VALUE! | #VALUE! | #VALUE! | #VALUE! | #VALUE! | #VALUE! |  |  |  |  | #VALUE! | #VALUE! | #VALUE! |  |  | #VALUE! | #VALUE! | #VALUE! | #VALUE! | #VALUE! | #VALUE! | #VALUE! | #VALUE! |  |  |  |  | #VALUE! | #VALUE! | #VALUE! |  |  | #VALUE! | #VALUE! | #VALUE! | #VALUE! | #VALUE! | #VALUE! | #VALUE! | #VALUE! |  |  | #VALUE! | #VALUE! | #VALUE! | #VALUE! | #VALUE! |  |  | #VALUE! | #VALUE! | #VALUE! | #VALUE! | #VALUE! | #VALUE! | #VALUE! | #VALUE! |  |  | #VALUE! | #VALUE! | #VALUE! | #VALUE! | #VALUE! |  |  | #VALUE! | #VALUE! | #VALUE! | #VALUE! | #VALUE! | #VALUE! | #VALUE! | #VALUE! | 0 | #REF! | #VALUE! | #VALUE! | #VALUE! | #VALUE! | #VALUE! | #VALUE! | #VALUE! | 0
|  |  |  | 0 | 51 | 0 |  |  | 1 | 1.0842e-19 | 0 | 1.0669e-18 | 1.0669e-18 | 1.0669e-18 | 0 | 0 |  |  |  |  | #VALUE! | #VALUE! | #VALUE! |  |  | #VALUE! | #VALUE! | #VALUE! | #VALUE! | #VALUE! | #VALUE! | #VALUE! | #VALUE! |  |  |  |  | #VALUE! | #VALUE! | #VALUE! |  |  | #VALUE! | #VALUE! | #VALUE! | #VALUE! | #VALUE! | #VALUE! | #VALUE! | #VALUE! |  |  |  |  | #VALUE! | #VALUE! | #VALUE! |  |  | #VALUE! | #VALUE! | #VALUE! | #VALUE! | #VALUE! | #VALUE! | #VALUE! | #VALUE! |  |  |  |  | #VALUE! | #VALUE! | #VALUE! |  |  | #VALUE! | #VALUE! | #VALUE! | #VALUE! | #VALUE! | #VALUE! | #VALUE! | #VALUE! |  |  |  |  | #VALUE! | #VALUE! | #VALUE! |  |  | #VALUE! | #VALUE! | #VALUE! | #VALUE! | #VALUE! | #VALUE! | #VALUE! | #VALUE! |  |  | #VALUE! | #VALUE! | #VALUE! | #VALUE! | #VALUE! |  |  | #VALUE! | #VALUE! | #VALUE! | #VALUE! | #VALUE! | #VALUE! | #VALUE! | #VALUE! |  |  | #VALUE! | #VALUE! | #VALUE! | #VALUE! | #VALUE! |  |  | #VALUE! | #VALUE! | #VALUE! | #VALUE! | #VALUE! | #VALUE! | #VALUE! | #VALUE! | 0 | #REF! | #VALUE! | #VALUE! | #VALUE! | #VALUE! | #VALUE! | #VALUE! | #VALUE! | 0
|  |  |  | 0 | 51 | 0 |  |  | 1 | 1.0842e-19 | 0 | 1.0669e-18 | 1.0669e-18 | 1.0669e-18 | 0 | 0 |  |  |  |  | #VALUE! | #VALUE! | #VALUE! |  |  | #VALUE! | #VALUE! | #VALUE! | #VALUE! | #VALUE! | #VALUE! | #VALUE! | #VALUE! |  |  |  |  | #VALUE! | #VALUE! | #VALUE! |  |  | #VALUE! | #VALUE! | #VALUE! | #VALUE! | #VALUE! | #VALUE! | #VALUE! | #VALUE! |  |  |  |  | #VALUE! | #VALUE! | #VALUE! |  |  | #VALUE! | #VALUE! | #VALUE! | #VALUE! | #VALUE! | #VALUE! | #VALUE! | #VALUE! |  |  |  |  | #VALUE! | #VALUE! | #VALUE! |  |  | #VALUE! | #VALUE! | #VALUE! | #VALUE! | #VALUE! | #VALUE! | #VALUE! | #VALUE! |  |  |  |  | #VALUE! | #VALUE! | #VALUE! |  |  | #VALUE! | #VALUE! | #VALUE! | #VALUE! | #VALUE! | #VALUE! | #VALUE! | #VALUE! |  |  | #VALUE! | #VALUE! | #VALUE! | #VALUE! | #VALUE! |  |  | #VALUE! | #VALUE! | #VALUE! | #VALUE! | #VALUE! | #VALUE! | #VALUE! | #VALUE! |  |  | #VALUE! | #VALUE! | #VALUE! | #VALUE! | #VALUE! |  |  | #VALUE! | #VALUE! | #VALUE! | #VALUE! | #VALUE! | #VALUE! | #VALUE! | #VALUE! | 0 | #REF! | #VALUE! | #VALUE! | #VALUE! | #VALUE! | #VALUE! | #VALUE! | #VALUE! | 0
|  |  |  | 0 | 51 | 0 |  |  | 1 | 1.0842e-19 | 0 | 1.0669e-18 | 1.0669e-18 | 1.0669e-18 | 0 | 0 |  |  |  |  | #VALUE! | #VALUE! | #VALUE! |  |  | #VALUE! | #VALUE! | #VALUE! | #VALUE! | #VALUE! | #VALUE! | #VALUE! | #VALUE! |  |  |  |  | #VALUE! | #VALUE! | #VALUE! |  |  | #VALUE! | #VALUE! | #VALUE! | #VALUE! | #VALUE! | #VALUE! | #VALUE! | #VALUE! |  |  |  |  | #VALUE! | #VALUE! | #VALUE! |  |  | #VALUE! | #VALUE! | #VALUE! | #VALUE! | #VALUE! | #VALUE! | #VALUE! | #VALUE! |  |  |  |  | #VALUE! | #VALUE! | #VALUE! |  |  | #VALUE! | #VALUE! | #VALUE! | #VALUE! | #VALUE! | #VALUE! | #VALUE! | #VALUE! |  |  |  |  | #VALUE! | #VALUE! | #VALUE! |  |  | #VALUE! | #VALUE! | #VALUE! | #VALUE! | #VALUE! | #VALUE! | #VALUE! | #VALUE! |  |  | #VALUE! | #VALUE! | #VALUE! | #VALUE! | #VALUE! |  |  | #VALUE! | #VALUE! | #VALUE! | #VALUE! | #VALUE! | #VALUE! | #VALUE! | #VALUE! |  |  | #VALUE! | #VALUE! | #VALUE! | #VALUE! | #VALUE! |  |  | #VALUE! | #VALUE! | #VALUE! | #VALUE! | #VALUE! | #VALUE! | #VALUE! | #VALUE! | 0 | #REF! | #VALUE! | #VALUE! | #VALUE! | #VALUE! | #VALUE! | #VALUE! | #VALUE! | 0
|  |  |  | 0 | 51 | 0 |  |  | 1 | 1.0842e-19 | 0 | 1.0669e-18 | 1.0669e-18 | 1.0669e-18 | 0 | 0 |  |  |  |  | #VALUE! | #VALUE! | #VALUE! |  |  | #VALUE! | #VALUE! | #VALUE! | #VALUE! | #VALUE! | #VALUE! | #VALUE! | #VALUE! |  |  |  |  | #VALUE! | #VALUE! | #VALUE! |  |  | #VALUE! | #VALUE! | #VALUE! | #VALUE! | #VALUE! | #VALUE! | #VALUE! | #VALUE! |  |  |  |  | #VALUE! | #VALUE! | #VALUE! |  |  | #VALUE! | #VALUE! | #VALUE! | #VALUE! | #VALUE! | #VALUE! | #VALUE! | #VALUE! |  |  |  |  | #VALUE! | #VALUE! | #VALUE! |  |  | #VALUE! | #VALUE! | #VALUE! | #VALUE! | #VALUE! | #VALUE! | #VALUE! | #VALUE! |  |  |  |  | #VALUE! | #VALUE! | #VALUE! |  |  | #VALUE! | #VALUE! | #VALUE! | #VALUE! | #VALUE! | #VALUE! | #VALUE! | #VALUE! |  |  | #VALUE! | #VALUE! | #VALUE! | #VALUE! | #VALUE! |  |  | #VALUE! | #VALUE! | #VALUE! | #VALUE! | #VALUE! | #VALUE! | #VALUE! | #VALUE! |  |  | #VALUE! | #VALUE! | #VALUE! | #VALUE! | #VALUE! |  |  | #VALUE! | #VALUE! | #VALUE! | #VALUE! | #VALUE! | #VALUE! | #VALUE! | #VALUE! | 0 | #REF! | #VALUE! | #VALUE! | #VALUE! | #VALUE! | #VALUE! | #VALUE! | #VALUE! | 0
|  |  |  | 0 | 51 | 0 |  |  | 1 | 1.0842e-19 | 0 | 1.0669e-18 | 1.0669e-18 | 1.0669e-18 | 0 | 0 |  |  |  |  | #VALUE! | #VALUE! | #VALUE! |  |  | #VALUE! | #VALUE! | #VALUE! | #VALUE! | #VALUE! | #VALUE! | #VALUE! | #VALUE! |  |  |  |  | #VALUE! | #VALUE! | #VALUE! |  |  | #VALUE! | #VALUE! | #VALUE! | #VALUE! | #VALUE! | #VALUE! | #VALUE! | #VALUE! |  |  |  |  | #VALUE! | #VALUE! | #VALUE! |  |  | #VALUE! | #VALUE! | #VALUE! | #VALUE! | #VALUE! | #VALUE! | #VALUE! | #VALUE! |  |  |  |  | #VALUE! | #VALUE! | #VALUE! |  |  | #VALUE! | #VALUE! | #VALUE! | #VALUE! | #VALUE! | #VALUE! | #VALUE! | #VALUE! |  |  |  |  | #VALUE! | #VALUE! | #VALUE! |  |  | #VALUE! | #VALUE! | #VALUE! | #VALUE! | #VALUE! | #VALUE! | #VALUE! | #VALUE! |  |  | #VALUE! | #VALUE! | #VALUE! | #VALUE! | #VALUE! |  |  | #VALUE! | #VALUE! | #VALUE! | #VALUE! | #VALUE! | #VALUE! | #VALUE! | #VALUE! |  |  | #VALUE! | #VALUE! | #VALUE! | #VALUE! | #VALUE! |  |  | #VALUE! | #VALUE! | #VALUE! | #VALUE! | #VALUE! | #VALUE! | #VALUE! | #VALUE! | 0 | #REF! | #VALUE! | #VALUE! | #VALUE! | #VALUE! | #VALUE! | #VALUE! | #VALUE! | 0
|  |  |  | 0 | 51 | 0 |  |  | 1 | 1.0842e-19 | 0 | 1.0669e-18 | 1.0669e-18 | 1.0669e-18 | 0 | 0 |  |  |  |  | #VALUE! | #VALUE! | #VALUE! |  |  | #VALUE! | #VALUE! | #VALUE! | #VALUE! | #VALUE! | #VALUE! | #VALUE! | #VALUE! |  |  |  |  | #VALUE! | #VALUE! | #VALUE! |  |  | #VALUE! | #VALUE! | #VALUE! | #VALUE! | #VALUE! | #VALUE! | #VALUE! | #VALUE! |  |  |  |  | #VALUE! | #VALUE! | #VALUE! |  |  | #VALUE! | #VALUE! | #VALUE! | #VALUE! | #VALUE! | #VALUE! | #VALUE! | #VALUE! |  |  |  |  | #VALUE! | #VALUE! | #VALUE! |  |  | #VALUE! | #VALUE! | #VALUE! | #VALUE! | #VALUE! | #VALUE! | #VALUE! | #VALUE! |  |  |  |  | #VALUE! | #VALUE! | #VALUE! |  |  | #VALUE! | #VALUE! | #VALUE! | #VALUE! | #VALUE! | #VALUE! | #VALUE! | #VALUE! |  |  | #VALUE! | #VALUE! | #VALUE! | #VALUE! | #VALUE! |  |  | #VALUE! | #VALUE! | #VALUE! | #VALUE! | #VALUE! | #VALUE! | #VALUE! | #VALUE! |  |  | #VALUE! | #VALUE! | #VALUE! | #VALUE! | #VALUE! |  |  | #VALUE! | #VALUE! | #VALUE! | #VALUE! | #VALUE! | #VALUE! | #VALUE! | #VALUE! | 0 | #REF! | #VALUE! | #VALUE! | #VALUE! | #VALUE! | #VALUE! | #VALUE! | #VALUE! | 0
|  |  |  | 0 | 51 | 0 |  |  | 1 | 1.0842e-19 | 0 | 1.0669e-18 | 1.0669e-18 | 1.0669e-18 | 0 | 0 |  |  |  |  | #VALUE! | #VALUE! | #VALUE! |  |  | #VALUE! | #VALUE! | #VALUE! | #VALUE! | #VALUE! | #VALUE! | #VALUE! | #VALUE! |  |  |  |  | #VALUE! | #VALUE! | #VALUE! |  |  | #VALUE! | #VALUE! | #VALUE! | #VALUE! | #VALUE! | #VALUE! | #VALUE! | #VALUE! |  |  |  |  | #VALUE! | #VALUE! | #VALUE! |  |  | #VALUE! | #VALUE! | #VALUE! | #VALUE! | #VALUE! | #VALUE! | #VALUE! | #VALUE! |  |  |  |  | #VALUE! | #VALUE! | #VALUE! |  |  | #VALUE! | #VALUE! | #VALUE! | #VALUE! | #VALUE! | #VALUE! | #VALUE! | #VALUE! |  |  |  |  | #VALUE! | #VALUE! | #VALUE! |  |  | #VALUE! | #VALUE! | #VALUE! | #VALUE! | #VALUE! | #VALUE! | #VALUE! | #VALUE! |  |  | #VALUE! | #VALUE! | #VALUE! | #VALUE! | #VALUE! |  |  | #VALUE! | #VALUE! | #VALUE! | #VALUE! | #VALUE! | #VALUE! | #VALUE! | #VALUE! |  |  | #VALUE! | #VALUE! | #VALUE! | #VALUE! | #VALUE! |  |  | #VALUE! | #VALUE! | #VALUE! | #VALUE! | #VALUE! | #VALUE! | #VALUE! | #VALUE! | 0 | #REF! | #VALUE! | #VALUE! | #VALUE! | #VALUE! | #VALUE! | #VALUE! | #VALUE! | 0
|  |  |  | 0 | 51 | 0 |  |  | 1 | 1.0842e-19 | 0 | 1.0669e-18 | 1.0669e-18 | 1.0669e-18 | 0 | 0 |  |  |  |  | #VALUE! | #VALUE! | #VALUE! |  |  | #VALUE! | #VALUE! | #VALUE! | #VALUE! | #VALUE! | #VALUE! | #VALUE! | #VALUE! |  |  |  |  | #VALUE! | #VALUE! | #VALUE! |  |  | #VALUE! | #VALUE! | #VALUE! | #VALUE! | #VALUE! | #VALUE! | #VALUE! | #VALUE! |  |  |  |  | #VALUE! | #VALUE! | #VALUE! |  |  | #VALUE! | #VALUE! | #VALUE! | #VALUE! | #VALUE! | #VALUE! | #VALUE! | #VALUE! |  |  |  |  | #VALUE! | #VALUE! | #VALUE! |  |  | #VALUE! | #VALUE! | #VALUE! | #VALUE! | #VALUE! | #VALUE! | #VALUE! | #VALUE! |  |  |  |  | #VALUE! | #VALUE! | #VALUE! |  |  | #VALUE! | #VALUE! | #VALUE! | #VALUE! | #VALUE! | #VALUE! | #VALUE! | #VALUE! |  |  | #VALUE! | #VALUE! | #VALUE! | #VALUE! | #VALUE! |  |  | #VALUE! | #VALUE! | #VALUE! | #VALUE! | #VALUE! | #VALUE! | #VALUE! | #VALUE! |  |  | #VALUE! | #VALUE! | #VALUE! | #VALUE! | #VALUE! |  |  | #VALUE! | #VALUE! | #VALUE! | #VALUE! | #VALUE! | #VALUE! | #VALUE! | #VALUE! | 0 | #REF! | #VALUE! | #VALUE! | #VALUE! | #VALUE! | #VALUE! | #VALUE! | #VALUE! | 0
|  |  |  | 0 | 51 | 0 |  |  | 1 | 1.0842e-19 | 0 | 1.0669e-18 | 1.0669e-18 | 1.0669e-18 | 0 | 0 |  |  |  |  | #VALUE! | #VALUE! | #VALUE! |  |  | #VALUE! | #VALUE! | #VALUE! | #VALUE! | #VALUE! | #VALUE! | #VALUE! | #VALUE! |  |  |  |  | #VALUE! | #VALUE! | #VALUE! |  |  | #VALUE! | #VALUE! | #VALUE! | #VALUE! | #VALUE! | #VALUE! | #VALUE! | #VALUE! |  |  |  |  | #VALUE! | #VALUE! | #VALUE! |  |  | #VALUE! | #VALUE! | #VALUE! | #VALUE! | #VALUE! | #VALUE! | #VALUE! | #VALUE! |  |  |  |  | #VALUE! | #VALUE! | #VALUE! |  |  | #VALUE! | #VALUE! | #VALUE! | #VALUE! | #VALUE! | #VALUE! | #VALUE! | #VALUE! |  |  |  |  | #VALUE! | #VALUE! | #VALUE! |  |  | #VALUE! | #VALUE! | #VALUE! | #VALUE! | #VALUE! | #VALUE! | #VALUE! | #VALUE! |  |  | #VALUE! | #VALUE! | #VALUE! | #VALUE! | #VALUE! |  |  | #VALUE! | #VALUE! | #VALUE! | #VALUE! | #VALUE! | #VALUE! | #VALUE! | #VALUE! |  |  | #VALUE! | #VALUE! | #VALUE! | #VALUE! | #VALUE! |  |  | #VALUE! | #VALUE! | #VALUE! | #VALUE! | #VALUE! | #VALUE! | #VALUE! | #VALUE! | 0 | #REF! | #VALUE! | #VALUE! | #VALUE! | #VALUE! | #VALUE! | #VALUE! | #VALUE! | 0
|  |  |  | 0 | 51 | 0 |  |  | 1 | 1.0842e-19 | 0 | 1.0669e-18 | 1.0669e-18 | 1.0669e-18 | 0 | 0 |  |  |  |  | #VALUE! | #VALUE! | #VALUE! |  |  | #VALUE! | #VALUE! | #VALUE! | #VALUE! | #VALUE! | #VALUE! | #VALUE! | #VALUE! |  |  |  |  | #VALUE! | #VALUE! | #VALUE! |  |  | #VALUE! | #VALUE! | #VALUE! | #VALUE! | #VALUE! | #VALUE! | #VALUE! | #VALUE! |  |  |  |  | #VALUE! | #VALUE! | #VALUE! |  |  | #VALUE! | #VALUE! | #VALUE! | #VALUE! | #VALUE! | #VALUE! | #VALUE! | #VALUE! |  |  |  |  | #VALUE! | #VALUE! | #VALUE! |  |  | #VALUE! | #VALUE! | #VALUE! | #VALUE! | #VALUE! | #VALUE! | #VALUE! | #VALUE! |  |  |  |  | #VALUE! | #VALUE! | #VALUE! |  |  | #VALUE! | #VALUE! | #VALUE! | #VALUE! | #VALUE! | #VALUE! | #VALUE! | #VALUE! |  |  | #VALUE! | #VALUE! | #VALUE! | #VALUE! | #VALUE! |  |  | #VALUE! | #VALUE! | #VALUE! | #VALUE! | #VALUE! | #VALUE! | #VALUE! | #VALUE! |  |  | #VALUE! | #VALUE! | #VALUE! | #VALUE! | #VALUE! |  |  | #VALUE! | #VALUE! | #VALUE! | #VALUE! | #VALUE! | #VALUE! | #VALUE! | #VALUE! | 0 | #REF! | #VALUE! | #VALUE! | #VALUE! | #VALUE! | #VALUE! | #VALUE! | #VALUE! | 0
|  |  |  | 0 | 51 | 0 |  |  | 1 | 1.0842e-19 | 0 | 1.0669e-18 | 1.0669e-18 | 1.0669e-18 | 0 | 0 |  |  |  |  | #VALUE! | #VALUE! | #VALUE! |  |  | #VALUE! | #VALUE! | #VALUE! | #VALUE! | #VALUE! | #VALUE! | #VALUE! | #VALUE! |  |  |  |  | #VALUE! | #VALUE! | #VALUE! |  |  | #VALUE! | #VALUE! | #VALUE! | #VALUE! | #VALUE! | #VALUE! | #VALUE! | #VALUE! |  |  |  |  | #VALUE! | #VALUE! | #VALUE! |  |  | #VALUE! | #VALUE! | #VALUE! | #VALUE! | #VALUE! | #VALUE! | #VALUE! | #VALUE! |  |  |  |  | #VALUE! | #VALUE! | #VALUE! |  |  | #VALUE! | #VALUE! | #VALUE! | #VALUE! | #VALUE! | #VALUE! | #VALUE! | #VALUE! |  |  |  |  | #VALUE! | #VALUE! | #VALUE! |  |  | #VALUE! | #VALUE! | #VALUE! | #VALUE! | #VALUE! | #VALUE! | #VALUE! | #VALUE! |  |  | #VALUE! | #VALUE! | #VALUE! | #VALUE! | #VALUE! |  |  | #VALUE! | #VALUE! | #VALUE! | #VALUE! | #VALUE! | #VALUE! | #VALUE! | #VALUE! |  |  | #VALUE! | #VALUE! | #VALUE! | #VALUE! | #VALUE! |  |  | #VALUE! | #VALUE! | #VALUE! | #VALUE! | #VALUE! | #VALUE! | #VALUE! | #VALUE! | 0 | #REF! | #VALUE! | #VALUE! | #VALUE! | #VALUE! | #VALUE! | #VALUE! | #VALUE! | 0
|  |  |  | 0 | 51 | 0 |  |  | 1 | 1.0842e-19 | 0 | 1.0669e-18 | 1.0669e-18 | 1.0669e-18 | 0 | 0 |  |  |  |  | #VALUE! | #VALUE! | #VALUE! |  |  | #VALUE! | #VALUE! | #VALUE! | #VALUE! | #VALUE! | #VALUE! | #VALUE! | #VALUE! |  |  |  |  | #VALUE! | #VALUE! | #VALUE! |  |  | #VALUE! | #VALUE! | #VALUE! | #VALUE! | #VALUE! | #VALUE! | #VALUE! | #VALUE! |  |  |  |  | #VALUE! | #VALUE! | #VALUE! |  |  | #VALUE! | #VALUE! | #VALUE! | #VALUE! | #VALUE! | #VALUE! | #VALUE! | #VALUE! |  |  |  |  | #VALUE! | #VALUE! | #VALUE! |  |  | #VALUE! | #VALUE! | #VALUE! | #VALUE! | #VALUE! | #VALUE! | #VALUE! | #VALUE! |  |  |  |  | #VALUE! | #VALUE! | #VALUE! |  |  | #VALUE! | #VALUE! | #VALUE! | #VALUE! | #VALUE! | #VALUE! | #VALUE! | #VALUE! |  |  | #VALUE! | #VALUE! | #VALUE! | #VALUE! | #VALUE! |  |  | #VALUE! | #VALUE! | #VALUE! | #VALUE! | #VALUE! | #VALUE! | #VALUE! | #VALUE! |  |  | #VALUE! | #VALUE! | #VALUE! | #VALUE! | #VALUE! |  |  | #VALUE! | #VALUE! | #VALUE! | #VALUE! | #VALUE! | #VALUE! | #VALUE! | #VALUE! | 0 | #REF! | #VALUE! | #VALUE! | #VALUE! | #VALUE! | #VALUE! | #VALUE! | #VALUE! | 0
|  |  |  | 0 | 51 | 0 |  |  | 1 | 1.0842e-19 | 0 | 1.0669e-18 | 1.0669e-18 | 1.0669e-18 | 0 | 0 |  |  |  |  | #VALUE! | #VALUE! | #VALUE! |  |  | #VALUE! | #VALUE! | #VALUE! | #VALUE! | #VALUE! | #VALUE! | #VALUE! | #VALUE! |  |  |  |  | #VALUE! | #VALUE! | #VALUE! |  |  | #VALUE! | #VALUE! | #VALUE! | #VALUE! | #VALUE! | #VALUE! | #VALUE! | #VALUE! |  |  |  |  | #VALUE! | #VALUE! | #VALUE! |  |  | #VALUE! | #VALUE! | #VALUE! | #VALUE! | #VALUE! | #VALUE! | #VALUE! | #VALUE! |  |  |  |  | #VALUE! | #VALUE! | #VALUE! |  |  | #VALUE! | #VALUE! | #VALUE! | #VALUE! | #VALUE! | #VALUE! | #VALUE! | #VALUE! |  |  |  |  | #VALUE! | #VALUE! | #VALUE! |  |  | #VALUE! | #VALUE! | #VALUE! | #VALUE! | #VALUE! | #VALUE! | #VALUE! | #VALUE! |  |  | #VALUE! | #VALUE! | #VALUE! | #VALUE! | #VALUE! |  |  | #VALUE! | #VALUE! | #VALUE! | #VALUE! | #VALUE! | #VALUE! | #VALUE! | #VALUE! |  |  | #VALUE! | #VALUE! | #VALUE! | #VALUE! | #VALUE! |  |  | #VALUE! | #VALUE! | #VALUE! | #VALUE! | #VALUE! | #VALUE! | #VALUE! | #VALUE! | 0 | #REF! | #VALUE! | #VALUE! | #VALUE! | #VALUE! | #VALUE! | #VALUE! | #VALUE! | 0
|  |  |  | 0 | 51 | 0 |  |  | 1 | 1.0842e-19 | 0 | 1.0669e-18 | 1.0669e-18 | 1.0669e-18 | 0 | 0 |  |  |  |  | #VALUE! | #VALUE! | #VALUE! |  |  | #VALUE! | #VALUE! | #VALUE! | #VALUE! | #VALUE! | #VALUE! | #VALUE! | #VALUE! |  |  |  |  | #VALUE! | #VALUE! | #VALUE! |  |  | #VALUE! | #VALUE! | #VALUE! | #VALUE! | #VALUE! | #VALUE! | #VALUE! | #VALUE! |  |  |  |  | #VALUE! | #VALUE! | #VALUE! |  |  | #VALUE! | #VALUE! | #VALUE! | #VALUE! | #VALUE! | #VALUE! | #VALUE! | #VALUE! |  |  |  |  | #VALUE! | #VALUE! | #VALUE! |  |  | #VALUE! | #VALUE! | #VALUE! | #VALUE! | #VALUE! | #VALUE! | #VALUE! | #VALUE! |  |  |  |  | #VALUE! | #VALUE! | #VALUE! |  |  | #VALUE! | #VALUE! | #VALUE! | #VALUE! | #VALUE! | #VALUE! | #VALUE! | #VALUE! |  |  | #VALUE! | #VALUE! | #VALUE! | #VALUE! | #VALUE! |  |  | #VALUE! | #VALUE! | #VALUE! | #VALUE! | #VALUE! | #VALUE! | #VALUE! | #VALUE! |  |  | #VALUE! | #VALUE! | #VALUE! | #VALUE! | #VALUE! |  |  | #VALUE! | #VALUE! | #VALUE! | #VALUE! | #VALUE! | #VALUE! | #VALUE! | #VALUE! | 0 | #REF! | #VALUE! | #VALUE! | #VALUE! | #VALUE! | #VALUE! | #VALUE! | #VALUE! | 0
|  |  |  | 0 | 51 | 0 |  |  | 1 | 1.0842e-19 | 0 | 1.0669e-18 | 1.0669e-18 | 1.0669e-18 | 0 | 0 |  |  |  |  | #VALUE! | #VALUE! | #VALUE! |  |  | #VALUE! | #VALUE! | #VALUE! | #VALUE! | #VALUE! | #VALUE! | #VALUE! | #VALUE! |  |  |  |  | #VALUE! | #VALUE! | #VALUE! |  |  | #VALUE! | #VALUE! | #VALUE! | #VALUE! | #VALUE! | #VALUE! | #VALUE! | #VALUE! |  |  |  |  | #VALUE! | #VALUE! | #VALUE! |  |  | #VALUE! | #VALUE! | #VALUE! | #VALUE! | #VALUE! | #VALUE! | #VALUE! | #VALUE! |  |  |  |  | #VALUE! | #VALUE! | #VALUE! |  |  | #VALUE! | #VALUE! | #VALUE! | #VALUE! | #VALUE! | #VALUE! | #VALUE! | #VALUE! |  |  |  |  | #VALUE! | #VALUE! | #VALUE! |  |  | #VALUE! | #VALUE! | #VALUE! | #VALUE! | #VALUE! | #VALUE! | #VALUE! | #VALUE! |  |  | #VALUE! | #VALUE! | #VALUE! | #VALUE! | #VALUE! |  |  | #VALUE! | #VALUE! | #VALUE! | #VALUE! | #VALUE! | #VALUE! | #VALUE! | #VALUE! |  |  | #VALUE! | #VALUE! | #VALUE! | #VALUE! | #VALUE! |  |  | #VALUE! | #VALUE! | #VALUE! | #VALUE! | #VALUE! | #VALUE! | #VALUE! | #VALUE! | 0 | #REF! | #VALUE! | #VALUE! | #VALUE! | #VALUE! | #VALUE! | #VALUE! | #VALUE! | 0
|  |  |  | 0 | 51 | 0 |  |  | 1 | 1.0842e-19 | 0 | 1.0669e-18 | 1.0669e-18 | 1.0669e-18 | 0 | 0 |  |  |  |  | #VALUE! | #VALUE! | #VALUE! |  |  | #VALUE! | #VALUE! | #VALUE! | #VALUE! | #VALUE! | #VALUE! | #VALUE! | #VALUE! |  |  |  |  | #VALUE! | #VALUE! | #VALUE! |  |  | #VALUE! | #VALUE! | #VALUE! | #VALUE! | #VALUE! | #VALUE! | #VALUE! | #VALUE! |  |  |  |  | #VALUE! | #VALUE! | #VALUE! |  |  | #VALUE! | #VALUE! | #VALUE! | #VALUE! | #VALUE! | #VALUE! | #VALUE! | #VALUE! |  |  |  |  | #VALUE! | #VALUE! | #VALUE! |  |  | #VALUE! | #VALUE! | #VALUE! | #VALUE! | #VALUE! | #VALUE! | #VALUE! | #VALUE! |  |  |  |  | #VALUE! | #VALUE! | #VALUE! |  |  | #VALUE! | #VALUE! | #VALUE! | #VALUE! | #VALUE! | #VALUE! | #VALUE! | #VALUE! |  |  | #VALUE! | #VALUE! | #VALUE! | #VALUE! | #VALUE! |  |  | #VALUE! | #VALUE! | #VALUE! | #VALUE! | #VALUE! | #VALUE! | #VALUE! | #VALUE! |  |  | #VALUE! | #VALUE! | #VALUE! | #VALUE! | #VALUE! |  |  | #VALUE! | #VALUE! | #VALUE! | #VALUE! | #VALUE! | #VALUE! | #VALUE! | #VALUE! | 0 | #REF! | #VALUE! | #VALUE! | #VALUE! | #VALUE! | #VALUE! | #VALUE! | #VALUE! | 0
|  |  |  | 0 | 51 | 0 |  |  | 1 | 1.0842e-19 | 0 | 1.0669e-18 | 1.0669e-18 | 1.0669e-18 | 0 | 0 |  |  |  |  | #VALUE! | #VALUE! | #VALUE! |  |  | #VALUE! | #VALUE! | #VALUE! | #VALUE! | #VALUE! | #VALUE! | #VALUE! | #VALUE! |  |  |  |  | #VALUE! | #VALUE! | #VALUE! |  |  | #VALUE! | #VALUE! | #VALUE! | #VALUE! | #VALUE! | #VALUE! | #VALUE! | #VALUE! |  |  |  |  | #VALUE! | #VALUE! | #VALUE! |  |  | #VALUE! | #VALUE! | #VALUE! | #VALUE! | #VALUE! | #VALUE! | #VALUE! | #VALUE! |  |  |  |  | #VALUE! | #VALUE! | #VALUE! |  |  | #VALUE! | #VALUE! | #VALUE! | #VALUE! | #VALUE! | #VALUE! | #VALUE! | #VALUE! |  |  |  |  | #VALUE! | #VALUE! | #VALUE! |  |  | #VALUE! | #VALUE! | #VALUE! | #VALUE! | #VALUE! | #VALUE! | #VALUE! | #VALUE! |  |  | #VALUE! | #VALUE! | #VALUE! | #VALUE! | #VALUE! |  |  | #VALUE! | #VALUE! | #VALUE! | #VALUE! | #VALUE! | #VALUE! | #VALUE! | #VALUE! |  |  | #VALUE! | #VALUE! | #VALUE! | #VALUE! | #VALUE! |  |  | #VALUE! | #VALUE! | #VALUE! | #VALUE! | #VALUE! | #VALUE! | #VALUE! | #VALUE! | 0 | #REF! | #VALUE! | #VALUE! | #VALUE! | #VALUE! | #VALUE! | #VALUE! | #VALUE! | 0
|  |  |  | 0 | 51 | 0 |  |  | 1 | 1.0842e-19 | 0 | 1.0669e-18 | 1.0669e-18 | 1.0669e-18 | 0 | 0 |  |  |  |  | #VALUE! | #VALUE! | #VALUE! |  |  | #VALUE! | #VALUE! | #VALUE! | #VALUE! | #VALUE! | #VALUE! | #VALUE! | #VALUE! |  |  |  |  | #VALUE! | #VALUE! | #VALUE! |  |  | #VALUE! | #VALUE! | #VALUE! | #VALUE! | #VALUE! | #VALUE! | #VALUE! | #VALUE! |  |  |  |  | #VALUE! | #VALUE! | #VALUE! |  |  | #VALUE! | #VALUE! | #VALUE! | #VALUE! | #VALUE! | #VALUE! | #VALUE! | #VALUE! |  |  |  |  | #VALUE! | #VALUE! | #VALUE! |  |  | #VALUE! | #VALUE! | #VALUE! | #VALUE! | #VALUE! | #VALUE! | #VALUE! | #VALUE! |  |  |  |  | #VALUE! | #VALUE! | #VALUE! |  |  | #VALUE! | #VALUE! | #VALUE! | #VALUE! | #VALUE! | #VALUE! | #VALUE! | #VALUE! |  |  | #VALUE! | #VALUE! | #VALUE! | #VALUE! | #VALUE! |  |  | #VALUE! | #VALUE! | #VALUE! | #VALUE! | #VALUE! | #VALUE! | #VALUE! | #VALUE! |  |  | #VALUE! | #VALUE! | #VALUE! | #VALUE! | #VALUE! |  |  | #VALUE! | #VALUE! | #VALUE! | #VALUE! | #VALUE! | #VALUE! | #VALUE! | #VALUE! | 0 | #REF! | #VALUE! | #VALUE! | #VALUE! | #VALUE! | #VALUE! | #VALUE! | #VALUE! | 0
|  |  |  | 0 | 51 | 0 |  |  | 1 | 1.0842e-19 | 0 | 1.0669e-18 | 1.0669e-18 | 1.0669e-18 | 0 | 0 |  |  |  |  | #VALUE! | #VALUE! | #VALUE! |  |  | #VALUE! | #VALUE! | #VALUE! | #VALUE! | #VALUE! | #VALUE! | #VALUE! | #VALUE! |  |  |  |  | #VALUE! | #VALUE! | #VALUE! |  |  | #VALUE! | #VALUE! | #VALUE! | #VALUE! | #VALUE! | #VALUE! | #VALUE! | #VALUE! |  |  |  |  | #VALUE! | #VALUE! | #VALUE! |  |  | #VALUE! | #VALUE! | #VALUE! | #VALUE! | #VALUE! | #VALUE! | #VALUE! | #VALUE! |  |  |  |  | #VALUE! | #VALUE! | #VALUE! |  |  | #VALUE! | #VALUE! | #VALUE! | #VALUE! | #VALUE! | #VALUE! | #VALUE! | #VALUE! |  |  |  |  | #VALUE! | #VALUE! | #VALUE! |  |  | #VALUE! | #VALUE! | #VALUE! | #VALUE! | #VALUE! | #VALUE! | #VALUE! | #VALUE! |  |  | #VALUE! | #VALUE! | #VALUE! | #VALUE! | #VALUE! |  |  | #VALUE! | #VALUE! | #VALUE! | #VALUE! | #VALUE! | #VALUE! | #VALUE! | #VALUE! |  |  | #VALUE! | #VALUE! | #VALUE! | #VALUE! | #VALUE! |  |  | #VALUE! | #VALUE! | #VALUE! | #VALUE! | #VALUE! | #VALUE! | #VALUE! | #VALUE! | 0 | #REF! | #VALUE! | #VALUE! | #VALUE! | #VALUE! | #VALUE! | #VALUE! | #VALUE! | 0
|  |  |  | 0 | 51 | 0 |  |  | 1 | 1.0842e-19 | 0 | 1.0669e-18 | 1.0669e-18 | 1.0669e-18 | 0 | 0 |  |  |  |  | #VALUE! | #VALUE! | #VALUE! |  |  | #VALUE! | #VALUE! | #VALUE! | #VALUE! | #VALUE! | #VALUE! | #VALUE! | #VALUE! |  |  |  |  | #VALUE! | #VALUE! | #VALUE! |  |  | #VALUE! | #VALUE! | #VALUE! | #VALUE! | #VALUE! | #VALUE! | #VALUE! | #VALUE! |  |  |  |  | #VALUE! | #VALUE! | #VALUE! |  |  | #VALUE! | #VALUE! | #VALUE! | #VALUE! | #VALUE! | #VALUE! | #VALUE! | #VALUE! |  |  |  |  | #VALUE! | #VALUE! | #VALUE! |  |  | #VALUE! | #VALUE! | #VALUE! | #VALUE! | #VALUE! | #VALUE! | #VALUE! | #VALUE! |  |  |  |  | #VALUE! | #VALUE! | #VALUE! |  |  | #VALUE! | #VALUE! | #VALUE! | #VALUE! | #VALUE! | #VALUE! | #VALUE! | #VALUE! |  |  | #VALUE! | #VALUE! | #VALUE! | #VALUE! | #VALUE! |  |  | #VALUE! | #VALUE! | #VALUE! | #VALUE! | #VALUE! | #VALUE! | #VALUE! | #VALUE! |  |  | #VALUE! | #VALUE! | #VALUE! | #VALUE! | #VALUE! |  |  | #VALUE! | #VALUE! | #VALUE! | #VALUE! | #VALUE! | #VALUE! | #VALUE! | #VALUE! | 0 | #REF! | #VALUE! | #VALUE! | #VALUE! | #VALUE! | #VALUE! | #VALUE! | #VALUE! | 0
|  |  |  | 0 | 51 | 0 |  |  | 1 | 1.0842e-19 | 0 | 1.0669e-18 | 1.0669e-18 | 1.0669e-18 | 0 | 0 |  |  |  |  | #VALUE! | #VALUE! | #VALUE! |  |  | #VALUE! | #VALUE! | #VALUE! | #VALUE! | #VALUE! | #VALUE! | #VALUE! | #VALUE! |  |  |  |  | #VALUE! | #VALUE! | #VALUE! |  |  | #VALUE! | #VALUE! | #VALUE! | #VALUE! | #VALUE! | #VALUE! | #VALUE! | #VALUE! |  |  |  |  | #VALUE! | #VALUE! | #VALUE! |  |  | #VALUE! | #VALUE! | #VALUE! | #VALUE! | #VALUE! | #VALUE! | #VALUE! | #VALUE! |  |  |  |  | #VALUE! | #VALUE! | #VALUE! |  |  | #VALUE! | #VALUE! | #VALUE! | #VALUE! | #VALUE! | #VALUE! | #VALUE! | #VALUE! |  |  |  |  | #VALUE! | #VALUE! | #VALUE! |  |  | #VALUE! | #VALUE! | #VALUE! | #VALUE! | #VALUE! | #VALUE! | #VALUE! | #VALUE! |  |  | #VALUE! | #VALUE! | #VALUE! | #VALUE! | #VALUE! |  |  | #VALUE! | #VALUE! | #VALUE! | #VALUE! | #VALUE! | #VALUE! | #VALUE! | #VALUE! |  |  | #VALUE! | #VALUE! | #VALUE! | #VALUE! | #VALUE! |  |  | #VALUE! | #VALUE! | #VALUE! | #VALUE! | #VALUE! | #VALUE! | #VALUE! | #VALUE! | 0 | #REF! | #VALUE! | #VALUE! | #VALUE! | #VALUE! | #VALUE! | #VALUE! | #VALUE! | 0
|  |  |  | 0 | 51 | 0 |  |  | 1 | 1.0842e-19 | 0 | 1.0669e-18 | 1.0669e-18 | 1.0669e-18 | 0 | 0 |  |  |  |  | #VALUE! | #VALUE! | #VALUE! |  |  | #VALUE! | #VALUE! | #VALUE! | #VALUE! | #VALUE! | #VALUE! | #VALUE! | #VALUE! |  |  |  |  | #VALUE! | #VALUE! | #VALUE! |  |  | #VALUE! | #VALUE! | #VALUE! | #VALUE! | #VALUE! | #VALUE! | #VALUE! | #VALUE! |  |  |  |  | #VALUE! | #VALUE! | #VALUE! |  |  | #VALUE! | #VALUE! | #VALUE! | #VALUE! | #VALUE! | #VALUE! | #VALUE! | #VALUE! |  |  |  |  | #VALUE! | #VALUE! | #VALUE! |  |  | #VALUE! | #VALUE! | #VALUE! | #VALUE! | #VALUE! | #VALUE! | #VALUE! | #VALUE! |  |  |  |  | #VALUE! | #VALUE! | #VALUE! |  |  | #VALUE! | #VALUE! | #VALUE! | #VALUE! | #VALUE! | #VALUE! | #VALUE! | #VALUE! |  |  | #VALUE! | #VALUE! | #VALUE! | #VALUE! | #VALUE! |  |  | #VALUE! | #VALUE! | #VALUE! | #VALUE! | #VALUE! | #VALUE! | #VALUE! | #VALUE! |  |  | #VALUE! | #VALUE! | #VALUE! | #VALUE! | #VALUE! |  |  | #VALUE! | #VALUE! | #VALUE! | #VALUE! | #VALUE! | #VALUE! | #VALUE! | #VALUE! | 0 | #REF! | #VALUE! | #VALUE! | #VALUE! | #VALUE! | #VALUE! | #VALUE! | #VALUE! | 0
|  |  |  | 0 | 51 | 0 |  |  | 1 | 1.0842e-19 | 0 | 1.0669e-18 | 1.0669e-18 | 1.0669e-18 | 0 | 0 |  |  |  |  | #VALUE! | #VALUE! | #VALUE! |  |  | #VALUE! | #VALUE! | #VALUE! | #VALUE! | #VALUE! | #VALUE! | #VALUE! | #VALUE! |  |  |  |  | #VALUE! | #VALUE! | #VALUE! |  |  | #VALUE! | #VALUE! | #VALUE! | #VALUE! | #VALUE! | #VALUE! | #VALUE! | #VALUE! |  |  |  |  | #VALUE! | #VALUE! | #VALUE! |  |  | #VALUE! | #VALUE! | #VALUE! | #VALUE! | #VALUE! | #VALUE! | #VALUE! | #VALUE! |  |  |  |  | #VALUE! | #VALUE! | #VALUE! |  |  | #VALUE! | #VALUE! | #VALUE! | #VALUE! | #VALUE! | #VALUE! | #VALUE! | #VALUE! |  |  |  |  | #VALUE! | #VALUE! | #VALUE! |  |  | #VALUE! | #VALUE! | #VALUE! | #VALUE! | #VALUE! | #VALUE! | #VALUE! | #VALUE! |  |  | #VALUE! | #VALUE! | #VALUE! | #VALUE! | #VALUE! |  |  | #VALUE! | #VALUE! | #VALUE! | #VALUE! | #VALUE! | #VALUE! | #VALUE! | #VALUE! |  |  | #VALUE! | #VALUE! | #VALUE! | #VALUE! | #VALUE! |  |  | #VALUE! | #VALUE! | #VALUE! | #VALUE! | #VALUE! | #VALUE! | #VALUE! | #VALUE! | 0 | #REF! | #VALUE! | #VALUE! | #VALUE! | #VALUE! | #VALUE! | #VALUE! | #VALUE! | 0
|  |  |  | 0 | 51 | 0 |  |  | 1 | 1.0842e-19 | 0 | 1.0669e-18 | 1.0669e-18 | 1.0669e-18 | 0 | 0 |  |  |  |  | #VALUE! | #VALUE! | #VALUE! |  |  | #VALUE! | #VALUE! | #VALUE! | #VALUE! | #VALUE! | #VALUE! | #VALUE! | #VALUE! |  |  |  |  | #VALUE! | #VALUE! | #VALUE! |  |  | #VALUE! | #VALUE! | #VALUE! | #VALUE! | #VALUE! | #VALUE! | #VALUE! | #VALUE! |  |  |  |  | #VALUE! | #VALUE! | #VALUE! |  |  | #VALUE! | #VALUE! | #VALUE! | #VALUE! | #VALUE! | #VALUE! | #VALUE! | #VALUE! |  |  |  |  | #VALUE! | #VALUE! | #VALUE! |  |  | #VALUE! | #VALUE! | #VALUE! | #VALUE! | #VALUE! | #VALUE! | #VALUE! | #VALUE! |  |  |  |  | #VALUE! | #VALUE! | #VALUE! |  |  | #VALUE! | #VALUE! | #VALUE! | #VALUE! | #VALUE! | #VALUE! | #VALUE! | #VALUE! |  |  | #VALUE! | #VALUE! | #VALUE! | #VALUE! | #VALUE! |  |  | #VALUE! | #VALUE! | #VALUE! | #VALUE! | #VALUE! | #VALUE! | #VALUE! | #VALUE! |  |  | #VALUE! | #VALUE! | #VALUE! | #VALUE! | #VALUE! |  |  | #VALUE! | #VALUE! | #VALUE! | #VALUE! | #VALUE! | #VALUE! | #VALUE! | #VALUE! | 0 | #REF! | #VALUE! | #VALUE! | #VALUE! | #VALUE! | #VALUE! | #VALUE! | #VALUE! | 0
|  |  |  | 0 | 51 | 0 |  |  | 1 | 1.0842e-19 | 0 | 1.0669e-18 | 1.0669e-18 | 1.0669e-18 | 0 | 0 |  |  |  |  | #VALUE! | #VALUE! | #VALUE! |  |  | #VALUE! | #VALUE! | #VALUE! | #VALUE! | #VALUE! | #VALUE! | #VALUE! | #VALUE! |  |  |  |  | #VALUE! | #VALUE! | #VALUE! |  |  | #VALUE! | #VALUE! | #VALUE! | #VALUE! | #VALUE! | #VALUE! | #VALUE! | #VALUE! |  |  |  |  | #VALUE! | #VALUE! | #VALUE! |  |  | #VALUE! | #VALUE! | #VALUE! | #VALUE! | #VALUE! | #VALUE! | #VALUE! | #VALUE! |  |  |  |  | #VALUE! | #VALUE! | #VALUE! |  |  | #VALUE! | #VALUE! | #VALUE! | #VALUE! | #VALUE! | #VALUE! | #VALUE! | #VALUE! |  |  |  |  | #VALUE! | #VALUE! | #VALUE! |  |  | #VALUE! | #VALUE! | #VALUE! | #VALUE! | #VALUE! | #VALUE! | #VALUE! | #VALUE! |  |  | #VALUE! | #VALUE! | #VALUE! | #VALUE! | #VALUE! |  |  | #VALUE! | #VALUE! | #VALUE! | #VALUE! | #VALUE! | #VALUE! | #VALUE! | #VALUE! |  |  | #VALUE! | #VALUE! | #VALUE! | #VALUE! | #VALUE! |  |  | #VALUE! | #VALUE! | #VALUE! | #VALUE! | #VALUE! | #VALUE! | #VALUE! | #VALUE! | 0 | #REF! | #VALUE! | #VALUE! | #VALUE! | #VALUE! | #VALUE! | #VALUE! | #VALUE! | 0
|  |  |  | 0 | 51 | 0 |  |  | 1 | 1.0842e-19 | 0 | 1.0669e-18 | 1.0669e-18 | 1.0669e-18 | 0 | 0 |  |  |  |  | #VALUE! | #VALUE! | #VALUE! |  |  | #VALUE! | #VALUE! | #VALUE! | #VALUE! | #VALUE! | #VALUE! | #VALUE! | #VALUE! |  |  |  |  | #VALUE! | #VALUE! | #VALUE! |  |  | #VALUE! | #VALUE! | #VALUE! | #VALUE! | #VALUE! | #VALUE! | #VALUE! | #VALUE! |  |  |  |  | #VALUE! | #VALUE! | #VALUE! |  |  | #VALUE! | #VALUE! | #VALUE! | #VALUE! | #VALUE! | #VALUE! | #VALUE! | #VALUE! |  |  |  |  | #VALUE! | #VALUE! | #VALUE! |  |  | #VALUE! | #VALUE! | #VALUE! | #VALUE! | #VALUE! | #VALUE! | #VALUE! | #VALUE! |  |  |  |  | #VALUE! | #VALUE! | #VALUE! |  |  | #VALUE! | #VALUE! | #VALUE! | #VALUE! | #VALUE! | #VALUE! | #VALUE! | #VALUE! |  |  | #VALUE! | #VALUE! | #VALUE! | #VALUE! | #VALUE! |  |  | #VALUE! | #VALUE! | #VALUE! | #VALUE! | #VALUE! | #VALUE! | #VALUE! | #VALUE! |  |  | #VALUE! | #VALUE! | #VALUE! | #VALUE! | #VALUE! |  |  | #VALUE! | #VALUE! | #VALUE! | #VALUE! | #VALUE! | #VALUE! | #VALUE! | #VALUE! | 0 | #REF! | #VALUE! | #VALUE! | #VALUE! | #VALUE! | #VALUE! | #VALUE! | #VALUE! | 0
|  |  |  | 0 | 51 | 0 |  |  | 1 | 1.0842e-19 | 0 | 1.0669e-18 | 1.0669e-18 | 1.0669e-18 | 0 | 0 |  |  |  |  | #VALUE! | #VALUE! | #VALUE! |  |  | #VALUE! | #VALUE! | #VALUE! | #VALUE! | #VALUE! | #VALUE! | #VALUE! | #VALUE! |  |  |  |  | #VALUE! | #VALUE! | #VALUE! |  |  | #VALUE! | #VALUE! | #VALUE! | #VALUE! | #VALUE! | #VALUE! | #VALUE! | #VALUE! |  |  |  |  | #VALUE! | #VALUE! | #VALUE! |  |  | #VALUE! | #VALUE! | #VALUE! | #VALUE! | #VALUE! | #VALUE! | #VALUE! | #VALUE! |  |  |  |  | #VALUE! | #VALUE! | #VALUE! |  |  | #VALUE! | #VALUE! | #VALUE! | #VALUE! | #VALUE! | #VALUE! | #VALUE! | #VALUE! |  |  |  |  | #VALUE! | #VALUE! | #VALUE! |  |  | #VALUE! | #VALUE! | #VALUE! | #VALUE! | #VALUE! | #VALUE! | #VALUE! | #VALUE! |  |  | #VALUE! | #VALUE! | #VALUE! | #VALUE! | #VALUE! |  |  | #VALUE! | #VALUE! | #VALUE! | #VALUE! | #VALUE! | #VALUE! | #VALUE! | #VALUE! |  |  | #VALUE! | #VALUE! | #VALUE! | #VALUE! | #VALUE! |  |  | #VALUE! | #VALUE! | #VALUE! | #VALUE! | #VALUE! | #VALUE! | #VALUE! | #VALUE! | 0 | #REF! | #VALUE! | #VALUE! | #VALUE! | #VALUE! | #VALUE! | #VALUE! | #VALUE! | 0
|  |  |  | 0 | 51 | 0 |  |  | 1 | 1.0842e-19 | 0 | 1.0669e-18 | 1.0669e-18 | 1.0669e-18 | 0 | 0 |  |  |  |  | #VALUE! | #VALUE! | #VALUE! |  |  | #VALUE! | #VALUE! | #VALUE! | #VALUE! | #VALUE! | #VALUE! | #VALUE! | #VALUE! |  |  |  |  | #VALUE! | #VALUE! | #VALUE! |  |  | #VALUE! | #VALUE! | #VALUE! | #VALUE! | #VALUE! | #VALUE! | #VALUE! | #VALUE! |  |  |  |  | #VALUE! | #VALUE! | #VALUE! |  |  | #VALUE! | #VALUE! | #VALUE! | #VALUE! | #VALUE! | #VALUE! | #VALUE! | #VALUE! |  |  |  |  | #VALUE! | #VALUE! | #VALUE! |  |  | #VALUE! | #VALUE! | #VALUE! | #VALUE! | #VALUE! | #VALUE! | #VALUE! | #VALUE! |  |  |  |  | #VALUE! | #VALUE! | #VALUE! |  |  | #VALUE! | #VALUE! | #VALUE! | #VALUE! | #VALUE! | #VALUE! | #VALUE! | #VALUE! |  |  | #VALUE! | #VALUE! | #VALUE! | #VALUE! | #VALUE! |  |  | #VALUE! | #VALUE! | #VALUE! | #VALUE! | #VALUE! | #VALUE! | #VALUE! | #VALUE! |  |  | #VALUE! | #VALUE! | #VALUE! | #VALUE! | #VALUE! |  |  | #VALUE! | #VALUE! | #VALUE! | #VALUE! | #VALUE! | #VALUE! | #VALUE! | #VALUE! | 0 | #REF! | #VALUE! | #VALUE! | #VALUE! | #VALUE! | #VALUE! | #VALUE! | #VALUE! | 0
|  |  |  | 0 | 51 | 0 |  |  | 1 | 1.0842e-19 | 0 | 1.0669e-18 | 1.0669e-18 | 1.0669e-18 | 0 | 0 |  |  |  |  | #VALUE! | #VALUE! | #VALUE! |  |  | #VALUE! | #VALUE! | #VALUE! | #VALUE! | #VALUE! | #VALUE! | #VALUE! | #VALUE! |  |  |  |  | #VALUE! | #VALUE! | #VALUE! |  |  | #VALUE! | #VALUE! | #VALUE! | #VALUE! | #VALUE! | #VALUE! | #VALUE! | #VALUE! |  |  |  |  | #VALUE! | #VALUE! | #VALUE! |  |  | #VALUE! | #VALUE! | #VALUE! | #VALUE! | #VALUE! | #VALUE! | #VALUE! | #VALUE! |  |  |  |  | #VALUE! | #VALUE! | #VALUE! |  |  | #VALUE! | #VALUE! | #VALUE! | #VALUE! | #VALUE! | #VALUE! | #VALUE! | #VALUE! |  |  |  |  | #VALUE! | #VALUE! | #VALUE! |  |  | #VALUE! | #VALUE! | #VALUE! | #VALUE! | #VALUE! | #VALUE! | #VALUE! | #VALUE! |  |  | #VALUE! | #VALUE! | #VALUE! | #VALUE! | #VALUE! |  |  | #VALUE! | #VALUE! | #VALUE! | #VALUE! | #VALUE! | #VALUE! | #VALUE! | #VALUE! |  |  | #VALUE! | #VALUE! | #VALUE! | #VALUE! | #VALUE! |  |  | #VALUE! | #VALUE! | #VALUE! | #VALUE! | #VALUE! | #VALUE! | #VALUE! | #VALUE! | 0 | #REF! | #VALUE! | #VALUE! | #VALUE! | #VALUE! | #VALUE! | #VALUE! | #VALUE! | 0
|  |  |  | 0 | 51 | 0 |  |  | 1 | 1.0842e-19 | 0 | 1.0669e-18 | 1.0669e-18 | 1.0669e-18 | 0 | 0 |  |  |  |  | #VALUE! | #VALUE! | #VALUE! |  |  | #VALUE! | #VALUE! | #VALUE! | #VALUE! | #VALUE! | #VALUE! | #VALUE! | #VALUE! |  |  |  |  | #VALUE! | #VALUE! | #VALUE! |  |  | #VALUE! | #VALUE! | #VALUE! | #VALUE! | #VALUE! | #VALUE! | #VALUE! | #VALUE! |  |  |  |  | #VALUE! | #VALUE! | #VALUE! |  |  | #VALUE! | #VALUE! | #VALUE! | #VALUE! | #VALUE! | #VALUE! | #VALUE! | #VALUE! |  |  |  |  | #VALUE! | #VALUE! | #VALUE! |  |  | #VALUE! | #VALUE! | #VALUE! | #VALUE! | #VALUE! | #VALUE! | #VALUE! | #VALUE! |  |  |  |  | #VALUE! | #VALUE! | #VALUE! |  |  | #VALUE! | #VALUE! | #VALUE! | #VALUE! | #VALUE! | #VALUE! | #VALUE! | #VALUE! |  |  | #VALUE! | #VALUE! | #VALUE! | #VALUE! | #VALUE! |  |  | #VALUE! | #VALUE! | #VALUE! | #VALUE! | #VALUE! | #VALUE! | #VALUE! | #VALUE! |  |  | #VALUE! | #VALUE! | #VALUE! | #VALUE! | #VALUE! |  |  | #VALUE! | #VALUE! | #VALUE! | #VALUE! | #VALUE! | #VALUE! | #VALUE! | #VALUE! | 0 | #REF! | #VALUE! | #VALUE! | #VALUE! | #VALUE! | #VALUE! | #VALUE! | #VALUE! | 0
|  |  |  | 0 | 51 | 0 |  |  | 1 | 1.0842e-19 | 0 | 1.0669e-18 | 1.0669e-18 | 1.0669e-18 | 0 | 0 |  |  |  |  | #VALUE! | #VALUE! | #VALUE! |  |  | #VALUE! | #VALUE! | #VALUE! | #VALUE! | #VALUE! | #VALUE! | #VALUE! | #VALUE! |  |  |  |  | #VALUE! | #VALUE! | #VALUE! |  |  | #VALUE! | #VALUE! | #VALUE! | #VALUE! | #VALUE! | #VALUE! | #VALUE! | #VALUE! |  |  |  |  | #VALUE! | #VALUE! | #VALUE! |  |  | #VALUE! | #VALUE! | #VALUE! | #VALUE! | #VALUE! | #VALUE! | #VALUE! | #VALUE! |  |  |  |  | #VALUE! | #VALUE! | #VALUE! |  |  | #VALUE! | #VALUE! | #VALUE! | #VALUE! | #VALUE! | #VALUE! | #VALUE! | #VALUE! |  |  |  |  | #VALUE! | #VALUE! | #VALUE! |  |  | #VALUE! | #VALUE! | #VALUE! | #VALUE! | #VALUE! | #VALUE! | #VALUE! | #VALUE! |  |  | #VALUE! | #VALUE! | #VALUE! | #VALUE! | #VALUE! |  |  | #VALUE! | #VALUE! | #VALUE! | #VALUE! | #VALUE! | #VALUE! | #VALUE! | #VALUE! |  |  | #VALUE! | #VALUE! | #VALUE! | #VALUE! | #VALUE! |  |  | #VALUE! | #VALUE! | #VALUE! | #VALUE! | #VALUE! | #VALUE! | #VALUE! | #VALUE! | 0 | #REF! | #VALUE! | #VALUE! | #VALUE! | #VALUE! | #VALUE! | #VALUE! | #VALUE! | 0
|  |  |  | 0 | 51 | 0 |  |  | 1 | 1.0842e-19 | 0 | 1.0669e-18 | 1.0669e-18 | 1.0669e-18 | 0 | 0 |  |  |  |  | #VALUE! | #VALUE! | #VALUE! |  |  | #VALUE! | #VALUE! | #VALUE! | #VALUE! | #VALUE! | #VALUE! | #VALUE! | #VALUE! |  |  |  |  | #VALUE! | #VALUE! | #VALUE! |  |  | #VALUE! | #VALUE! | #VALUE! | #VALUE! | #VALUE! | #VALUE! | #VALUE! | #VALUE! |  |  |  |  | #VALUE! | #VALUE! | #VALUE! |  |  | #VALUE! | #VALUE! | #VALUE! | #VALUE! | #VALUE! | #VALUE! | #VALUE! | #VALUE! |  |  |  |  | #VALUE! | #VALUE! | #VALUE! |  |  | #VALUE! | #VALUE! | #VALUE! | #VALUE! | #VALUE! | #VALUE! | #VALUE! | #VALUE! |  |  |  |  | #VALUE! | #VALUE! | #VALUE! |  |  | #VALUE! | #VALUE! | #VALUE! | #VALUE! | #VALUE! | #VALUE! | #VALUE! | #VALUE! |  |  | #VALUE! | #VALUE! | #VALUE! | #VALUE! | #VALUE! |  |  | #VALUE! | #VALUE! | #VALUE! | #VALUE! | #VALUE! | #VALUE! | #VALUE! | #VALUE! |  |  | #VALUE! | #VALUE! | #VALUE! | #VALUE! | #VALUE! |  |  | #VALUE! | #VALUE! | #VALUE! | #VALUE! | #VALUE! | #VALUE! | #VALUE! | #VALUE! | 0 | #REF! | #VALUE! | #VALUE! | #VALUE! | #VALUE! | #VALUE! | #VALUE! | #VALUE! | 0
|  |  |  | 0 | 51 | 0 |  |  | 1 | 1.0842e-19 | 0 | 1.0669e-18 | 1.0669e-18 | 1.0669e-18 | 0 | 0 |  |  |  |  | #VALUE! | #VALUE! | #VALUE! |  |  | #VALUE! | #VALUE! | #VALUE! | #VALUE! | #VALUE! | #VALUE! | #VALUE! | #VALUE! |  |  |  |  | #VALUE! | #VALUE! | #VALUE! |  |  | #VALUE! | #VALUE! | #VALUE! | #VALUE! | #VALUE! | #VALUE! | #VALUE! | #VALUE! |  |  |  |  | #VALUE! | #VALUE! | #VALUE! |  |  | #VALUE! | #VALUE! | #VALUE! | #VALUE! | #VALUE! | #VALUE! | #VALUE! | #VALUE! |  |  |  |  | #VALUE! | #VALUE! | #VALUE! |  |  | #VALUE! | #VALUE! | #VALUE! | #VALUE! | #VALUE! | #VALUE! | #VALUE! | #VALUE! |  |  |  |  | #VALUE! | #VALUE! | #VALUE! |  |  | #VALUE! | #VALUE! | #VALUE! | #VALUE! | #VALUE! | #VALUE! | #VALUE! | #VALUE! |  |  | #VALUE! | #VALUE! | #VALUE! | #VALUE! | #VALUE! |  |  | #VALUE! | #VALUE! | #VALUE! | #VALUE! | #VALUE! | #VALUE! | #VALUE! | #VALUE! |  |  | #VALUE! | #VALUE! | #VALUE! | #VALUE! | #VALUE! |  |  | #VALUE! | #VALUE! | #VALUE! | #VALUE! | #VALUE! | #VALUE! | #VALUE! | #VALUE! | 0 | #REF! | #VALUE! | #VALUE! | #VALUE! | #VALUE! | #VALUE! | #VALUE! | #VALUE! | 0
|  |  |  | 0 | 51 | 0 |  |  | 1 | 1.0842e-19 | 0 | 1.0669e-18 | 1.0669e-18 | 1.0669e-18 | 0 | 0 |  |  |  |  | #VALUE! | #VALUE! | #VALUE! |  |  | #VALUE! | #VALUE! | #VALUE! | #VALUE! | #VALUE! | #VALUE! | #VALUE! | #VALUE! |  |  |  |  | #VALUE! | #VALUE! | #VALUE! |  |  | #VALUE! | #VALUE! | #VALUE! | #VALUE! | #VALUE! | #VALUE! | #VALUE! | #VALUE! |  |  |  |  | #VALUE! | #VALUE! | #VALUE! |  |  | #VALUE! | #VALUE! | #VALUE! | #VALUE! | #VALUE! | #VALUE! | #VALUE! | #VALUE! |  |  |  |  | #VALUE! | #VALUE! | #VALUE! |  |  | #VALUE! | #VALUE! | #VALUE! | #VALUE! | #VALUE! | #VALUE! | #VALUE! | #VALUE! |  |  |  |  | #VALUE! | #VALUE! | #VALUE! |  |  | #VALUE! | #VALUE! | #VALUE! | #VALUE! | #VALUE! | #VALUE! | #VALUE! | #VALUE! |  |  | #VALUE! | #VALUE! | #VALUE! | #VALUE! | #VALUE! |  |  | #VALUE! | #VALUE! | #VALUE! | #VALUE! | #VALUE! | #VALUE! | #VALUE! | #VALUE! |  |  | #VALUE! | #VALUE! | #VALUE! | #VALUE! | #VALUE! |  |  | #VALUE! | #VALUE! | #VALUE! | #VALUE! | #VALUE! | #VALUE! | #VALUE! | #VALUE! | 0 | #REF! | #VALUE! | #VALUE! | #VALUE! | #VALUE! | #VALUE! | #VALUE! | #VALUE! | 0
|  |  |  | 0 | 51 | 0 |  |  | 1 | 1.0842e-19 | 0 | 1.0669e-18 | 1.0669e-18 | 1.0669e-18 | 0 | 0 |  |  |  |  | #VALUE! | #VALUE! | #VALUE! |  |  | #VALUE! | #VALUE! | #VALUE! | #VALUE! | #VALUE! | #VALUE! | #VALUE! | #VALUE! |  |  |  |  | #VALUE! | #VALUE! | #VALUE! |  |  | #VALUE! | #VALUE! | #VALUE! | #VALUE! | #VALUE! | #VALUE! | #VALUE! | #VALUE! |  |  |  |  | #VALUE! | #VALUE! | #VALUE! |  |  | #VALUE! | #VALUE! | #VALUE! | #VALUE! | #VALUE! | #VALUE! | #VALUE! | #VALUE! |  |  |  |  | #VALUE! | #VALUE! | #VALUE! |  |  | #VALUE! | #VALUE! | #VALUE! | #VALUE! | #VALUE! | #VALUE! | #VALUE! | #VALUE! |  |  |  |  | #VALUE! | #VALUE! | #VALUE! |  |  | #VALUE! | #VALUE! | #VALUE! | #VALUE! | #VALUE! | #VALUE! | #VALUE! | #VALUE! |  |  | #VALUE! | #VALUE! | #VALUE! | #VALUE! | #VALUE! |  |  | #VALUE! | #VALUE! | #VALUE! | #VALUE! | #VALUE! | #VALUE! | #VALUE! | #VALUE! |  |  | #VALUE! | #VALUE! | #VALUE! | #VALUE! | #VALUE! |  |  | #VALUE! | #VALUE! | #VALUE! | #VALUE! | #VALUE! | #VALUE! | #VALUE! | #VALUE! | 0 | #REF! | #VALUE! | #VALUE! | #VALUE! | #VALUE! | #VALUE! | #VALUE! | #VALUE! | 0
|  |  |  | 0 | 51 | 0 |  |  | 1 | 1.0842e-19 | 0 | 1.0669e-18 | 1.0669e-18 | 1.0669e-18 | 0 | 0 |  |  |  |  | #VALUE! | #VALUE! | #VALUE! |  |  | #VALUE! | #VALUE! | #VALUE! | #VALUE! | #VALUE! | #VALUE! | #VALUE! | #VALUE! |  |  |  |  | #VALUE! | #VALUE! | #VALUE! |  |  | #VALUE! | #VALUE! | #VALUE! | #VALUE! | #VALUE! | #VALUE! | #VALUE! | #VALUE! |  |  |  |  | #VALUE! | #VALUE! | #VALUE! |  |  | #VALUE! | #VALUE! | #VALUE! | #VALUE! | #VALUE! | #VALUE! | #VALUE! | #VALUE! |  |  |  |  | #VALUE! | #VALUE! | #VALUE! |  |  | #VALUE! | #VALUE! | #VALUE! | #VALUE! | #VALUE! | #VALUE! | #VALUE! | #VALUE! |  |  |  |  | #VALUE! | #VALUE! | #VALUE! |  |  | #VALUE! | #VALUE! | #VALUE! | #VALUE! | #VALUE! | #VALUE! | #VALUE! | #VALUE! |  |  | #VALUE! | #VALUE! | #VALUE! | #VALUE! | #VALUE! |  |  | #VALUE! | #VALUE! | #VALUE! | #VALUE! | #VALUE! | #VALUE! | #VALUE! | #VALUE! |  |  | #VALUE! | #VALUE! | #VALUE! | #VALUE! | #VALUE! |  |  | #VALUE! | #VALUE! | #VALUE! | #VALUE! | #VALUE! | #VALUE! | #VALUE! | #VALUE! | 0 | #REF! | #VALUE! | #VALUE! | #VALUE! | #VALUE! | #VALUE! | #VALUE! | #VALUE! | 0
|  |  |  | 0 | 51 | 0 |  |  | 1 | 1.0842e-19 | 0 | 1.0669e-18 | 1.0669e-18 | 1.0669e-18 | 0 | 0 |  |  |  |  | #VALUE! | #VALUE! | #VALUE! |  |  | #VALUE! | #VALUE! | #VALUE! | #VALUE! | #VALUE! | #VALUE! | #VALUE! | #VALUE! |  |  |  |  | #VALUE! | #VALUE! | #VALUE! |  |  | #VALUE! | #VALUE! | #VALUE! | #VALUE! | #VALUE! | #VALUE! | #VALUE! | #VALUE! |  |  |  |  | #VALUE! | #VALUE! | #VALUE! |  |  | #VALUE! | #VALUE! | #VALUE! | #VALUE! | #VALUE! | #VALUE! | #VALUE! | #VALUE! |  |  |  |  | #VALUE! | #VALUE! | #VALUE! |  |  | #VALUE! | #VALUE! | #VALUE! | #VALUE! | #VALUE! | #VALUE! | #VALUE! | #VALUE! |  |  |  |  | #VALUE! | #VALUE! | #VALUE! |  |  | #VALUE! | #VALUE! | #VALUE! | #VALUE! | #VALUE! | #VALUE! | #VALUE! | #VALUE! |  |  | #VALUE! | #VALUE! | #VALUE! | #VALUE! | #VALUE! |  |  | #VALUE! | #VALUE! | #VALUE! | #VALUE! | #VALUE! | #VALUE! | #VALUE! | #VALUE! |  |  | #VALUE! | #VALUE! | #VALUE! | #VALUE! | #VALUE! |  |  | #VALUE! | #VALUE! | #VALUE! | #VALUE! | #VALUE! | #VALUE! | #VALUE! | #VALUE! | 0 | #REF! | #VALUE! | #VALUE! | #VALUE! | #VALUE! | #VALUE! | #VALUE! | #VALUE! | 0
|  |  |  | 0 | 51 | 0 |  |  | 1 | 1.0842e-19 | 0 | 1.0669e-18 | 1.0669e-18 | 1.0669e-18 | 0 | 0 |  |  |  |  | #VALUE! | #VALUE! | #VALUE! |  |  | #VALUE! | #VALUE! | #VALUE! | #VALUE! | #VALUE! | #VALUE! | #VALUE! | #VALUE! |  |  |  |  | #VALUE! | #VALUE! | #VALUE! |  |  | #VALUE! | #VALUE! | #VALUE! | #VALUE! | #VALUE! | #VALUE! | #VALUE! | #VALUE! |  |  |  |  | #VALUE! | #VALUE! | #VALUE! |  |  | #VALUE! | #VALUE! | #VALUE! | #VALUE! | #VALUE! | #VALUE! | #VALUE! | #VALUE! |  |  |  |  | #VALUE! | #VALUE! | #VALUE! |  |  | #VALUE! | #VALUE! | #VALUE! | #VALUE! | #VALUE! | #VALUE! | #VALUE! | #VALUE! |  |  |  |  | #VALUE! | #VALUE! | #VALUE! |  |  | #VALUE! | #VALUE! | #VALUE! | #VALUE! | #VALUE! | #VALUE! | #VALUE! | #VALUE! |  |  | #VALUE! | #VALUE! | #VALUE! | #VALUE! | #VALUE! |  |  | #VALUE! | #VALUE! | #VALUE! | #VALUE! | #VALUE! | #VALUE! | #VALUE! | #VALUE! |  |  | #VALUE! | #VALUE! | #VALUE! | #VALUE! | #VALUE! |  |  | #VALUE! | #VALUE! | #VALUE! | #VALUE! | #VALUE! | #VALUE! | #VALUE! | #VALUE! | 0 | #REF! | #VALUE! | #VALUE! | #VALUE! | #VALUE! | #VALUE! | #VALUE! | #VALUE! | 0
|  |  |  | 0 | 51 | 0 |  |  | 1 | 1.0842e-19 | 0 | 1.0669e-18 | 1.0669e-18 | 1.0669e-18 | 0 | 0 |  |  |  |  | #VALUE! | #VALUE! | #VALUE! |  |  | #VALUE! | #VALUE! | #VALUE! | #VALUE! | #VALUE! | #VALUE! | #VALUE! | #VALUE! |  |  |  |  | #VALUE! | #VALUE! | #VALUE! |  |  | #VALUE! | #VALUE! | #VALUE! | #VALUE! | #VALUE! | #VALUE! | #VALUE! | #VALUE! |  |  |  |  | #VALUE! | #VALUE! | #VALUE! |  |  | #VALUE! | #VALUE! | #VALUE! | #VALUE! | #VALUE! | #VALUE! | #VALUE! | #VALUE! |  |  |  |  | #VALUE! | #VALUE! | #VALUE! |  |  | #VALUE! | #VALUE! | #VALUE! | #VALUE! | #VALUE! | #VALUE! | #VALUE! | #VALUE! |  |  |  |  | #VALUE! | #VALUE! | #VALUE! |  |  | #VALUE! | #VALUE! | #VALUE! | #VALUE! | #VALUE! | #VALUE! | #VALUE! | #VALUE! |  |  | #VALUE! | #VALUE! | #VALUE! | #VALUE! | #VALUE! |  |  | #VALUE! | #VALUE! | #VALUE! | #VALUE! | #VALUE! | #VALUE! | #VALUE! | #VALUE! |  |  | #VALUE! | #VALUE! | #VALUE! | #VALUE! | #VALUE! |  |  | #VALUE! | #VALUE! | #VALUE! | #VALUE! | #VALUE! | #VALUE! | #VALUE! | #VALUE! | 0 | #REF! | #VALUE! | #VALUE! | #VALUE! | #VALUE! | #VALUE! | #VALUE! | #VALUE! | 0
|  |  |  | 0 | 51 | 0 |  |  | 1 | 1.0842e-19 | 0 | 1.0669e-18 | 1.0669e-18 | 1.0669e-18 | 0 | 0 |  |  |  |  | #VALUE! | #VALUE! | #VALUE! |  |  | #VALUE! | #VALUE! | #VALUE! | #VALUE! | #VALUE! | #VALUE! | #VALUE! | #VALUE! |  |  |  |  | #VALUE! | #VALUE! | #VALUE! |  |  | #VALUE! | #VALUE! | #VALUE! | #VALUE! | #VALUE! | #VALUE! | #VALUE! | #VALUE! |  |  |  |  | #VALUE! | #VALUE! | #VALUE! |  |  | #VALUE! | #VALUE! | #VALUE! | #VALUE! | #VALUE! | #VALUE! | #VALUE! | #VALUE! |  |  |  |  | #VALUE! | #VALUE! | #VALUE! |  |  | #VALUE! | #VALUE! | #VALUE! | #VALUE! | #VALUE! | #VALUE! | #VALUE! | #VALUE! |  |  |  |  | #VALUE! | #VALUE! | #VALUE! |  |  | #VALUE! | #VALUE! | #VALUE! | #VALUE! | #VALUE! | #VALUE! | #VALUE! | #VALUE! |  |  | #VALUE! | #VALUE! | #VALUE! | #VALUE! | #VALUE! |  |  | #VALUE! | #VALUE! | #VALUE! | #VALUE! | #VALUE! | #VALUE! | #VALUE! | #VALUE! |  |  | #VALUE! | #VALUE! | #VALUE! | #VALUE! | #VALUE! |  |  | #VALUE! | #VALUE! | #VALUE! | #VALUE! | #VALUE! | #VALUE! | #VALUE! | #VALUE! | 0 | #REF! | #VALUE! | #VALUE! | #VALUE! | #VALUE! | #VALUE! | #VALUE! | #VALUE! | 0
|  |  |  | 0 | 51 | 0 |  |  | 1 | 1.0842e-19 | 0 | 1.0669e-18 | 1.0669e-18 | 1.0669e-18 | 0 | 0 |  |  |  |  | #VALUE! | #VALUE! | #VALUE! |  |  | #VALUE! | #VALUE! | #VALUE! | #VALUE! | #VALUE! | #VALUE! | #VALUE! | #VALUE! |  |  |  |  | #VALUE! | #VALUE! | #VALUE! |  |  | #VALUE! | #VALUE! | #VALUE! | #VALUE! | #VALUE! | #VALUE! | #VALUE! | #VALUE! |  |  |  |  | #VALUE! | #VALUE! | #VALUE! |  |  | #VALUE! | #VALUE! | #VALUE! | #VALUE! | #VALUE! | #VALUE! | #VALUE! | #VALUE! |  |  |  |  | #VALUE! | #VALUE! | #VALUE! |  |  | #VALUE! | #VALUE! | #VALUE! | #VALUE! | #VALUE! | #VALUE! | #VALUE! | #VALUE! |  |  |  |  | #VALUE! | #VALUE! | #VALUE! |  |  | #VALUE! | #VALUE! | #VALUE! | #VALUE! | #VALUE! | #VALUE! | #VALUE! | #VALUE! |  |  | #VALUE! | #VALUE! | #VALUE! | #VALUE! | #VALUE! |  |  | #VALUE! | #VALUE! | #VALUE! | #VALUE! | #VALUE! | #VALUE! | #VALUE! | #VALUE! |  |  | #VALUE! | #VALUE! | #VALUE! | #VALUE! | #VALUE! |  |  | #VALUE! | #VALUE! | #VALUE! | #VALUE! | #VALUE! | #VALUE! | #VALUE! | #VALUE! | 0 | #REF! | #VALUE! | #VALUE! | #VALUE! | #VALUE! | #VALUE! | #VALUE! | #VALUE! | 0
|  |  |  | 0 | 51 | 0 |  |  | 1 | 1.0842e-19 | 0 | 1.0669e-18 | 1.0669e-18 | 1.0669e-18 | 0 | 0 |  |  |  |  | #VALUE! | #VALUE! | #VALUE! |  |  | #VALUE! | #VALUE! | #VALUE! | #VALUE! | #VALUE! | #VALUE! | #VALUE! | #VALUE! |  |  |  |  | #VALUE! | #VALUE! | #VALUE! |  |  | #VALUE! | #VALUE! | #VALUE! | #VALUE! | #VALUE! | #VALUE! | #VALUE! | #VALUE! |  |  |  |  | #VALUE! | #VALUE! | #VALUE! |  |  | #VALUE! | #VALUE! | #VALUE! | #VALUE! | #VALUE! | #VALUE! | #VALUE! | #VALUE! |  |  |  |  | #VALUE! | #VALUE! | #VALUE! |  |  | #VALUE! | #VALUE! | #VALUE! | #VALUE! | #VALUE! | #VALUE! | #VALUE! | #VALUE! |  |  |  |  | #VALUE! | #VALUE! | #VALUE! |  |  | #VALUE! | #VALUE! | #VALUE! | #VALUE! | #VALUE! | #VALUE! | #VALUE! | #VALUE! |  |  | #VALUE! | #VALUE! | #VALUE! | #VALUE! | #VALUE! |  |  | #VALUE! | #VALUE! | #VALUE! | #VALUE! | #VALUE! | #VALUE! | #VALUE! | #VALUE! |  |  | #VALUE! | #VALUE! | #VALUE! | #VALUE! | #VALUE! |  |  | #VALUE! | #VALUE! | #VALUE! | #VALUE! | #VALUE! | #VALUE! | #VALUE! | #VALUE! | 0 | #REF! | #VALUE! | #VALUE! | #VALUE! | #VALUE! | #VALUE! | #VALUE! | #VALUE! | 0
|  |  |  | 0 | 51 | 0 |  |  | 1 | 1.0842e-19 | 0 | 1.0669e-18 | 1.0669e-18 | 1.0669e-18 | 0 | 0 |  |  |  |  | #VALUE! | #VALUE! | #VALUE! |  |  | #VALUE! | #VALUE! | #VALUE! | #VALUE! | #VALUE! | #VALUE! | #VALUE! | #VALUE! |  |  |  |  | #VALUE! | #VALUE! | #VALUE! |  |  | #VALUE! | #VALUE! | #VALUE! | #VALUE! | #VALUE! | #VALUE! | #VALUE! | #VALUE! |  |  |  |  | #VALUE! | #VALUE! | #VALUE! |  |  | #VALUE! | #VALUE! | #VALUE! | #VALUE! | #VALUE! | #VALUE! | #VALUE! | #VALUE! |  |  |  |  | #VALUE! | #VALUE! | #VALUE! |  |  | #VALUE! | #VALUE! | #VALUE! | #VALUE! | #VALUE! | #VALUE! | #VALUE! | #VALUE! |  |  |  |  | #VALUE! | #VALUE! | #VALUE! |  |  | #VALUE! | #VALUE! | #VALUE! | #VALUE! | #VALUE! | #VALUE! | #VALUE! | #VALUE! |  |  | #VALUE! | #VALUE! | #VALUE! | #VALUE! | #VALUE! |  |  | #VALUE! | #VALUE! | #VALUE! | #VALUE! | #VALUE! | #VALUE! | #VALUE! | #VALUE! |  |  | #VALUE! | #VALUE! | #VALUE! | #VALUE! | #VALUE! |  |  | #VALUE! | #VALUE! | #VALUE! | #VALUE! | #VALUE! | #VALUE! | #VALUE! | #VALUE! | 0 | #REF! | #VALUE! | #VALUE! | #VALUE! | #VALUE! | #VALUE! | #VALUE! | #VALUE! | 0
|  |  |  | 0 | 51 | 0 |  |  | 1 | 1.0842e-19 | 0 | 1.0669e-18 | 1.0669e-18 | 1.0669e-18 | 0 | 0 |  |  |  |  | #VALUE! | #VALUE! | #VALUE! |  |  | #VALUE! | #VALUE! | #VALUE! | #VALUE! | #VALUE! | #VALUE! | #VALUE! | #VALUE! |  |  |  |  | #VALUE! | #VALUE! | #VALUE! |  |  | #VALUE! | #VALUE! | #VALUE! | #VALUE! | #VALUE! | #VALUE! | #VALUE! | #VALUE! |  |  |  |  | #VALUE! | #VALUE! | #VALUE! |  |  | #VALUE! | #VALUE! | #VALUE! | #VALUE! | #VALUE! | #VALUE! | #VALUE! | #VALUE! |  |  |  |  | #VALUE! | #VALUE! | #VALUE! |  |  | #VALUE! | #VALUE! | #VALUE! | #VALUE! | #VALUE! | #VALUE! | #VALUE! | #VALUE! |  |  |  |  | #VALUE! | #VALUE! | #VALUE! |  |  | #VALUE! | #VALUE! | #VALUE! | #VALUE! | #VALUE! | #VALUE! | #VALUE! | #VALUE! |  |  | #VALUE! | #VALUE! | #VALUE! | #VALUE! | #VALUE! |  |  | #VALUE! | #VALUE! | #VALUE! | #VALUE! | #VALUE! | #VALUE! | #VALUE! | #VALUE! |  |  | #VALUE! | #VALUE! | #VALUE! | #VALUE! | #VALUE! |  |  | #VALUE! | #VALUE! | #VALUE! | #VALUE! | #VALUE! | #VALUE! | #VALUE! | #VALUE! | 0 | #REF! | #VALUE! | #VALUE! | #VALUE! | #VALUE! | #VALUE! | #VALUE! | #VALUE! | 0
|  |  |  | 0 | 51 | 0 |  |  | 1 | 1.0842e-19 | 0 | 1.0669e-18 | 1.0669e-18 | 1.0669e-18 | 0 | 0 |  |  |  |  | #VALUE! | #VALUE! | #VALUE! |  |  | #VALUE! | #VALUE! | #VALUE! | #VALUE! | #VALUE! | #VALUE! | #VALUE! | #VALUE! |  |  |  |  | #VALUE! | #VALUE! | #VALUE! |  |  | #VALUE! | #VALUE! | #VALUE! | #VALUE! | #VALUE! | #VALUE! | #VALUE! | #VALUE! |  |  |  |  | #VALUE! | #VALUE! | #VALUE! |  |  | #VALUE! | #VALUE! | #VALUE! | #VALUE! | #VALUE! | #VALUE! | #VALUE! | #VALUE! |  |  |  |  | #VALUE! | #VALUE! | #VALUE! |  |  | #VALUE! | #VALUE! | #VALUE! | #VALUE! | #VALUE! | #VALUE! | #VALUE! | #VALUE! |  |  |  |  | #VALUE! | #VALUE! | #VALUE! |  |  | #VALUE! | #VALUE! | #VALUE! | #VALUE! | #VALUE! | #VALUE! | #VALUE! | #VALUE! |  |  | #VALUE! | #VALUE! | #VALUE! | #VALUE! | #VALUE! |  |  | #VALUE! | #VALUE! | #VALUE! | #VALUE! | #VALUE! | #VALUE! | #VALUE! | #VALUE! |  |  | #VALUE! | #VALUE! | #VALUE! | #VALUE! | #VALUE! |  |  | #VALUE! | #VALUE! | #VALUE! | #VALUE! | #VALUE! | #VALUE! | #VALUE! | #VALUE! | 0 | #REF! | #VALUE! | #VALUE! | #VALUE! | #VALUE! | #VALUE! | #VALUE! | #VALUE! | 0
|  |  |  | 0 | 51 | 0 |  |  | 1 | 1.0842e-19 | 0 | 1.0669e-18 | 1.0669e-18 | 1.0669e-18 | 0 | 0 |  |  |  |  | #VALUE! | #VALUE! | #VALUE! |  |  | #VALUE! | #VALUE! | #VALUE! | #VALUE! | #VALUE! | #VALUE! | #VALUE! | #VALUE! |  |  |  |  | #VALUE! | #VALUE! | #VALUE! |  |  | #VALUE! | #VALUE! | #VALUE! | #VALUE! | #VALUE! | #VALUE! | #VALUE! | #VALUE! |  |  |  |  | #VALUE! | #VALUE! | #VALUE! |  |  | #VALUE! | #VALUE! | #VALUE! | #VALUE! | #VALUE! | #VALUE! | #VALUE! | #VALUE! |  |  |  |  | #VALUE! | #VALUE! | #VALUE! |  |  | #VALUE! | #VALUE! | #VALUE! | #VALUE! | #VALUE! | #VALUE! | #VALUE! | #VALUE! |  |  |  |  | #VALUE! | #VALUE! | #VALUE! |  |  | #VALUE! | #VALUE! | #VALUE! | #VALUE! | #VALUE! | #VALUE! | #VALUE! | #VALUE! |  |  | #VALUE! | #VALUE! | #VALUE! | #VALUE! | #VALUE! |  |  | #VALUE! | #VALUE! | #VALUE! | #VALUE! | #VALUE! | #VALUE! | #VALUE! | #VALUE! |  |  | #VALUE! | #VALUE! | #VALUE! | #VALUE! | #VALUE! |  |  | #VALUE! | #VALUE! | #VALUE! | #VALUE! | #VALUE! | #VALUE! | #VALUE! | #VALUE! | 0 | #REF! | #VALUE! | #VALUE! | #VALUE! | #VALUE! | #VALUE! | #VALUE! | #VALUE! | 0
|  |  |  | 0 | 51 | 0 |  |  | 1 | 1.0842e-19 | 0 | 1.0669e-18 | 1.0669e-18 | 1.0669e-18 | 0 | 0 |  |  |  |  | #VALUE! | #VALUE! | #VALUE! |  |  | #VALUE! | #VALUE! | #VALUE! | #VALUE! | #VALUE! | #VALUE! | #VALUE! | #VALUE! |  |  |  |  | #VALUE! | #VALUE! | #VALUE! |  |  | #VALUE! | #VALUE! | #VALUE! | #VALUE! | #VALUE! | #VALUE! | #VALUE! | #VALUE! |  |  |  |  | #VALUE! | #VALUE! | #VALUE! |  |  | #VALUE! | #VALUE! | #VALUE! | #VALUE! | #VALUE! | #VALUE! | #VALUE! | #VALUE! |  |  |  |  | #VALUE! | #VALUE! | #VALUE! |  |  | #VALUE! | #VALUE! | #VALUE! | #VALUE! | #VALUE! | #VALUE! | #VALUE! | #VALUE! |  |  |  |  | #VALUE! | #VALUE! | #VALUE! |  |  | #VALUE! | #VALUE! | #VALUE! | #VALUE! | #VALUE! | #VALUE! | #VALUE! | #VALUE! |  |  | #VALUE! | #VALUE! | #VALUE! | #VALUE! | #VALUE! |  |  | #VALUE! | #VALUE! | #VALUE! | #VALUE! | #VALUE! | #VALUE! | #VALUE! | #VALUE! |  |  | #VALUE! | #VALUE! | #VALUE! | #VALUE! | #VALUE! |  |  | #VALUE! | #VALUE! | #VALUE! | #VALUE! | #VALUE! | #VALUE! | #VALUE! | #VALUE! | 0 | #REF! | #VALUE! | #VALUE! | #VALUE! | #VALUE! | #VALUE! | #VALUE! | #VALUE! | 0
|  |  |  | 0 | 51 | 0 |  |  | 1 | 1.0842e-19 | 0 | 1.0669e-18 | 1.0669e-18 | 1.0669e-18 | 0 | 0 |  |  |  |  | #VALUE! | #VALUE! | #VALUE! |  |  | #VALUE! | #VALUE! | #VALUE! | #VALUE! | #VALUE! | #VALUE! | #VALUE! | #VALUE! |  |  |  |  | #VALUE! | #VALUE! | #VALUE! |  |  | #VALUE! | #VALUE! | #VALUE! | #VALUE! | #VALUE! | #VALUE! | #VALUE! | #VALUE! |  |  |  |  | #VALUE! | #VALUE! | #VALUE! |  |  | #VALUE! | #VALUE! | #VALUE! | #VALUE! | #VALUE! | #VALUE! | #VALUE! | #VALUE! |  |  |  |  | #VALUE! | #VALUE! | #VALUE! |  |  | #VALUE! | #VALUE! | #VALUE! | #VALUE! | #VALUE! | #VALUE! | #VALUE! | #VALUE! |  |  |  |  | #VALUE! | #VALUE! | #VALUE! |  |  | #VALUE! | #VALUE! | #VALUE! | #VALUE! | #VALUE! | #VALUE! | #VALUE! | #VALUE! |  |  | #VALUE! | #VALUE! | #VALUE! | #VALUE! | #VALUE! |  |  | #VALUE! | #VALUE! | #VALUE! | #VALUE! | #VALUE! | #VALUE! | #VALUE! | #VALUE! |  |  | #VALUE! | #VALUE! | #VALUE! | #VALUE! | #VALUE! |  |  | #VALUE! | #VALUE! | #VALUE! | #VALUE! | #VALUE! | #VALUE! | #VALUE! | #VALUE! | 0 | #REF! | #VALUE! | #VALUE! | #VALUE! | #VALUE! | #VALUE! | #VALUE! | #VALUE! | 0
|  |  |  | 0 | 51 | 0 |  |  | 1 | 1.0842e-19 | 0 | 1.0669e-18 | 1.0669e-18 | 1.0669e-18 | 0 | 0 |  |  |  |  | #VALUE! | #VALUE! | #VALUE! |  |  | #VALUE! | #VALUE! | #VALUE! | #VALUE! | #VALUE! | #VALUE! | #VALUE! | #VALUE! |  |  |  |  | #VALUE! | #VALUE! | #VALUE! |  |  | #VALUE! | #VALUE! | #VALUE! | #VALUE! | #VALUE! | #VALUE! | #VALUE! | #VALUE! |  |  |  |  | #VALUE! | #VALUE! | #VALUE! |  |  | #VALUE! | #VALUE! | #VALUE! | #VALUE! | #VALUE! | #VALUE! | #VALUE! | #VALUE! |  |  |  |  | #VALUE! | #VALUE! | #VALUE! |  |  | #VALUE! | #VALUE! | #VALUE! | #VALUE! | #VALUE! | #VALUE! | #VALUE! | #VALUE! |  |  |  |  | #VALUE! | #VALUE! | #VALUE! |  |  | #VALUE! | #VALUE! | #VALUE! | #VALUE! | #VALUE! | #VALUE! | #VALUE! | #VALUE! |  |  | #VALUE! | #VALUE! | #VALUE! | #VALUE! | #VALUE! |  |  | #VALUE! | #VALUE! | #VALUE! | #VALUE! | #VALUE! | #VALUE! | #VALUE! | #VALUE! |  |  | #VALUE! | #VALUE! | #VALUE! | #VALUE! | #VALUE! |  |  | #VALUE! | #VALUE! | #VALUE! | #VALUE! | #VALUE! | #VALUE! | #VALUE! | #VALUE! | 0 | #REF! | #VALUE! | #VALUE! | #VALUE! | #VALUE! | #VALUE! | #VALUE! | #VALUE! | 0
|  |  |  | 0 | 51 | 0 |  |  | 1 | 1.0842e-19 | 0 | 1.0669e-18 | 1.0669e-18 | 1.0669e-18 | 0 | 0 |  |  |  |  | #VALUE! | #VALUE! | #VALUE! |  |  | #VALUE! | #VALUE! | #VALUE! | #VALUE! | #VALUE! | #VALUE! | #VALUE! | #VALUE! |  |  |  |  | #VALUE! | #VALUE! | #VALUE! |  |  | #VALUE! | #VALUE! | #VALUE! | #VALUE! | #VALUE! | #VALUE! | #VALUE! | #VALUE! |  |  |  |  | #VALUE! | #VALUE! | #VALUE! |  |  | #VALUE! | #VALUE! | #VALUE! | #VALUE! | #VALUE! | #VALUE! | #VALUE! | #VALUE! |  |  |  |  | #VALUE! | #VALUE! | #VALUE! |  |  | #VALUE! | #VALUE! | #VALUE! | #VALUE! | #VALUE! | #VALUE! | #VALUE! | #VALUE! |  |  |  |  | #VALUE! | #VALUE! | #VALUE! |  |  | #VALUE! | #VALUE! | #VALUE! | #VALUE! | #VALUE! | #VALUE! | #VALUE! | #VALUE! |  |  | #VALUE! | #VALUE! | #VALUE! | #VALUE! | #VALUE! |  |  | #VALUE! | #VALUE! | #VALUE! | #VALUE! | #VALUE! | #VALUE! | #VALUE! | #VALUE! |  |  | #VALUE! | #VALUE! | #VALUE! | #VALUE! | #VALUE! |  |  | #VALUE! | #VALUE! | #VALUE! | #VALUE! | #VALUE! | #VALUE! | #VALUE! | #VALUE! | 0 | #REF! | #VALUE! | #VALUE! | #VALUE! | #VALUE! | #VALUE! | #VALUE! | #VALUE! | 0
|  |  |  | 0 | 51 | 0 |  |  | 1 | 1.0842e-19 | 0 | 1.0669e-18 | 1.0669e-18 | 1.0669e-18 | 0 | 0 |  |  |  |  | #VALUE! | #VALUE! | #VALUE! |  |  | #VALUE! | #VALUE! | #VALUE! | #VALUE! | #VALUE! | #VALUE! | #VALUE! | #VALUE! |  |  |  |  | #VALUE! | #VALUE! | #VALUE! |  |  | #VALUE! | #VALUE! | #VALUE! | #VALUE! | #VALUE! | #VALUE! | #VALUE! | #VALUE! |  |  |  |  | #VALUE! | #VALUE! | #VALUE! |  |  | #VALUE! | #VALUE! | #VALUE! | #VALUE! | #VALUE! | #VALUE! | #VALUE! | #VALUE! |  |  |  |  | #VALUE! | #VALUE! | #VALUE! |  |  | #VALUE! | #VALUE! | #VALUE! | #VALUE! | #VALUE! | #VALUE! | #VALUE! | #VALUE! |  |  |  |  | #VALUE! | #VALUE! | #VALUE! |  |  | #VALUE! | #VALUE! | #VALUE! | #VALUE! | #VALUE! | #VALUE! | #VALUE! | #VALUE! |  |  | #VALUE! | #VALUE! | #VALUE! | #VALUE! | #VALUE! |  |  | #VALUE! | #VALUE! | #VALUE! | #VALUE! | #VALUE! | #VALUE! | #VALUE! | #VALUE! |  |  | #VALUE! | #VALUE! | #VALUE! | #VALUE! | #VALUE! |  |  | #VALUE! | #VALUE! | #VALUE! | #VALUE! | #VALUE! | #VALUE! | #VALUE! | #VALUE! | 0 | #REF! | #VALUE! | #VALUE! | #VALUE! | #VALUE! | #VALUE! | #VALUE! | #VALUE! | 0
|  |  |  | 0 | 51 | 0 |  |  | 1 | 1.0842e-19 | 0 | 1.0669e-18 | 1.0669e-18 | 1.0669e-18 | 0 | 0 |  |  |  |  | #VALUE! | #VALUE! | #VALUE! |  |  | #VALUE! | #VALUE! | #VALUE! | #VALUE! | #VALUE! | #VALUE! | #VALUE! | #VALUE! |  |  |  |  | #VALUE! | #VALUE! | #VALUE! |  |  | #VALUE! | #VALUE! | #VALUE! | #VALUE! | #VALUE! | #VALUE! | #VALUE! | #VALUE! |  |  |  |  | #VALUE! | #VALUE! | #VALUE! |  |  | #VALUE! | #VALUE! | #VALUE! | #VALUE! | #VALUE! | #VALUE! | #VALUE! | #VALUE! |  |  |  |  | #VALUE! | #VALUE! | #VALUE! |  |  | #VALUE! | #VALUE! | #VALUE! | #VALUE! | #VALUE! | #VALUE! | #VALUE! | #VALUE! |  |  |  |  | #VALUE! | #VALUE! | #VALUE! |  |  | #VALUE! | #VALUE! | #VALUE! | #VALUE! | #VALUE! | #VALUE! | #VALUE! | #VALUE! |  |  | #VALUE! | #VALUE! | #VALUE! | #VALUE! | #VALUE! |  |  | #VALUE! | #VALUE! | #VALUE! | #VALUE! | #VALUE! | #VALUE! | #VALUE! | #VALUE! |  |  | #VALUE! | #VALUE! | #VALUE! | #VALUE! | #VALUE! |  |  | #VALUE! | #VALUE! | #VALUE! | #VALUE! | #VALUE! | #VALUE! | #VALUE! | #VALUE! | 0 | #REF! | #VALUE! | #VALUE! | #VALUE! | #VALUE! | #VALUE! | #VALUE! | #VALUE! | 0
|  |  |  | 0 | 51 | 0 |  |  | 1 | 1.0842e-19 | 0 | 1.0669e-18 | 1.0669e-18 | 1.0669e-18 | 0 | 0 |  |  |  |  | #VALUE! | #VALUE! | #VALUE! |  |  | #VALUE! | #VALUE! | #VALUE! | #VALUE! | #VALUE! | #VALUE! | #VALUE! | #VALUE! |  |  |  |  | #VALUE! | #VALUE! | #VALUE! |  |  | #VALUE! | #VALUE! | #VALUE! | #VALUE! | #VALUE! | #VALUE! | #VALUE! | #VALUE! |  |  |  |  | #VALUE! | #VALUE! | #VALUE! |  |  | #VALUE! | #VALUE! | #VALUE! | #VALUE! | #VALUE! | #VALUE! | #VALUE! | #VALUE! |  |  |  |  | #VALUE! | #VALUE! | #VALUE! |  |  | #VALUE! | #VALUE! | #VALUE! | #VALUE! | #VALUE! | #VALUE! | #VALUE! | #VALUE! |  |  |  |  | #VALUE! | #VALUE! | #VALUE! |  |  | #VALUE! | #VALUE! | #VALUE! | #VALUE! | #VALUE! | #VALUE! | #VALUE! | #VALUE! |  |  | #VALUE! | #VALUE! | #VALUE! | #VALUE! | #VALUE! |  |  | #VALUE! | #VALUE! | #VALUE! | #VALUE! | #VALUE! | #VALUE! | #VALUE! | #VALUE! |  |  | #VALUE! | #VALUE! | #VALUE! | #VALUE! | #VALUE! |  |  | #VALUE! | #VALUE! | #VALUE! | #VALUE! | #VALUE! | #VALUE! | #VALUE! | #VALUE! | 0 | #REF! | #VALUE! | #VALUE! | #VALUE! | #VALUE! | #VALUE! | #VALUE! | #VALUE! | 0
|  |  |  | 0 | 51 | 0 |  |  | 1 | 1.0842e-19 | 0 | 1.0669e-18 | 1.0669e-18 | 1.0669e-18 | 0 | 0 |  |  |  |  | #VALUE! | #VALUE! | #VALUE! |  |  | #VALUE! | #VALUE! | #VALUE! | #VALUE! | #VALUE! | #VALUE! | #VALUE! | #VALUE! |  |  |  |  | #VALUE! | #VALUE! | #VALUE! |  |  | #VALUE! | #VALUE! | #VALUE! | #VALUE! | #VALUE! | #VALUE! | #VALUE! | #VALUE! |  |  |  |  | #VALUE! | #VALUE! | #VALUE! |  |  | #VALUE! | #VALUE! | #VALUE! | #VALUE! | #VALUE! | #VALUE! | #VALUE! | #VALUE! |  |  |  |  | #VALUE! | #VALUE! | #VALUE! |  |  | #VALUE! | #VALUE! | #VALUE! | #VALUE! | #VALUE! | #VALUE! | #VALUE! | #VALUE! |  |  |  |  | #VALUE! | #VALUE! | #VALUE! |  |  | #VALUE! | #VALUE! | #VALUE! | #VALUE! | #VALUE! | #VALUE! | #VALUE! | #VALUE! |  |  | #VALUE! | #VALUE! | #VALUE! | #VALUE! | #VALUE! |  |  | #VALUE! | #VALUE! | #VALUE! | #VALUE! | #VALUE! | #VALUE! | #VALUE! | #VALUE! |  |  | #VALUE! | #VALUE! | #VALUE! | #VALUE! | #VALUE! |  |  | #VALUE! | #VALUE! | #VALUE! | #VALUE! | #VALUE! | #VALUE! | #VALUE! | #VALUE! | 0 | #REF! | #VALUE! | #VALUE! | #VALUE! | #VALUE! | #VALUE! | #VALUE! | #VALUE! | 0
|  |  |  | 0 | 51 | 0 |  |  | 1 | 1.0842e-19 | 0 | 1.0669e-18 | 1.0669e-18 | 1.0669e-18 | 0 | 0 |  |  |  |  | #VALUE! | #VALUE! | #VALUE! |  |  | #VALUE! | #VALUE! | #VALUE! | #VALUE! | #VALUE! | #VALUE! | #VALUE! | #VALUE! |  |  |  |  | #VALUE! | #VALUE! | #VALUE! |  |  | #VALUE! | #VALUE! | #VALUE! | #VALUE! | #VALUE! | #VALUE! | #VALUE! | #VALUE! |  |  |  |  | #VALUE! | #VALUE! | #VALUE! |  |  | #VALUE! | #VALUE! | #VALUE! | #VALUE! | #VALUE! | #VALUE! | #VALUE! | #VALUE! |  |  |  |  | #VALUE! | #VALUE! | #VALUE! |  |  | #VALUE! | #VALUE! | #VALUE! | #VALUE! | #VALUE! | #VALUE! | #VALUE! | #VALUE! |  |  |  |  | #VALUE! | #VALUE! | #VALUE! |  |  | #VALUE! | #VALUE! | #VALUE! | #VALUE! | #VALUE! | #VALUE! | #VALUE! | #VALUE! |  |  | #VALUE! | #VALUE! | #VALUE! | #VALUE! | #VALUE! |  |  | #VALUE! | #VALUE! | #VALUE! | #VALUE! | #VALUE! | #VALUE! | #VALUE! | #VALUE! |  |  | #VALUE! | #VALUE! | #VALUE! | #VALUE! | #VALUE! |  |  | #VALUE! | #VALUE! | #VALUE! | #VALUE! | #VALUE! | #VALUE! | #VALUE! | #VALUE! | 0 | #REF! | #VALUE! | #VALUE! | #VALUE! | #VALUE! | #VALUE! | #VALUE! | #VALUE! | 0
|  |  |  | 0 | 51 | 0 |  |  | 1 | 1.0842e-19 | 0 | 1.0669e-18 | 1.0669e-18 | 1.0669e-18 | 0 | 0 |  |  |  |  | #VALUE! | #VALUE! | #VALUE! |  |  | #VALUE! | #VALUE! | #VALUE! | #VALUE! | #VALUE! | #VALUE! | #VALUE! | #VALUE! |  |  |  |  | #VALUE! | #VALUE! | #VALUE! |  |  | #VALUE! | #VALUE! | #VALUE! | #VALUE! | #VALUE! | #VALUE! | #VALUE! | #VALUE! |  |  |  |  | #VALUE! | #VALUE! | #VALUE! |  |  | #VALUE! | #VALUE! | #VALUE! | #VALUE! | #VALUE! | #VALUE! | #VALUE! | #VALUE! |  |  |  |  | #VALUE! | #VALUE! | #VALUE! |  |  | #VALUE! | #VALUE! | #VALUE! | #VALUE! | #VALUE! | #VALUE! | #VALUE! | #VALUE! |  |  |  |  | #VALUE! | #VALUE! | #VALUE! |  |  | #VALUE! | #VALUE! | #VALUE! | #VALUE! | #VALUE! | #VALUE! | #VALUE! | #VALUE! |  |  | #VALUE! | #VALUE! | #VALUE! | #VALUE! | #VALUE! |  |  | #VALUE! | #VALUE! | #VALUE! | #VALUE! | #VALUE! | #VALUE! | #VALUE! | #VALUE! |  |  | #VALUE! | #VALUE! | #VALUE! | #VALUE! | #VALUE! |  |  | #VALUE! | #VALUE! | #VALUE! | #VALUE! | #VALUE! | #VALUE! | #VALUE! | #VALUE! | 0 | #REF! | #VALUE! | #VALUE! | #VALUE! | #VALUE! | #VALUE! | #VALUE! | #VALUE! | 0
|  |  |  | 0 | 51 | 0 |  |  | 1 | 1.0842e-19 | 0 | 1.0669e-18 | 1.0669e-18 | 1.0669e-18 | 0 | 0 |  |  |  |  | #VALUE! | #VALUE! | #VALUE! |  |  | #VALUE! | #VALUE! | #VALUE! | #VALUE! | #VALUE! | #VALUE! | #VALUE! | #VALUE! |  |  |  |  | #VALUE! | #VALUE! | #VALUE! |  |  | #VALUE! | #VALUE! | #VALUE! | #VALUE! | #VALUE! | #VALUE! | #VALUE! | #VALUE! |  |  |  |  | #VALUE! | #VALUE! | #VALUE! |  |  | #VALUE! | #VALUE! | #VALUE! | #VALUE! | #VALUE! | #VALUE! | #VALUE! | #VALUE! |  |  |  |  | #VALUE! | #VALUE! | #VALUE! |  |  | #VALUE! | #VALUE! | #VALUE! | #VALUE! | #VALUE! | #VALUE! | #VALUE! | #VALUE! |  |  |  |  | #VALUE! | #VALUE! | #VALUE! |  |  | #VALUE! | #VALUE! | #VALUE! | #VALUE! | #VALUE! | #VALUE! | #VALUE! | #VALUE! |  |  | #VALUE! | #VALUE! | #VALUE! | #VALUE! | #VALUE! |  |  | #VALUE! | #VALUE! | #VALUE! | #VALUE! | #VALUE! | #VALUE! | #VALUE! | #VALUE! |  |  | #VALUE! | #VALUE! | #VALUE! | #VALUE! | #VALUE! |  |  | #VALUE! | #VALUE! | #VALUE! | #VALUE! | #VALUE! | #VALUE! | #VALUE! | #VALUE! | 0 | #REF! | #VALUE! | #VALUE! | #VALUE! | #VALUE! | #VALUE! | #VALUE! | #VALUE! | 0
|  |  |  | 0 | 51 | 0 |  |  | 1 | 1.0842e-19 | 0 | 1.0669e-18 | 1.0669e-18 | 1.0669e-18 | 0 | 0 |  |  |  |  | #VALUE! | #VALUE! | #VALUE! |  |  | #VALUE! | #VALUE! | #VALUE! | #VALUE! | #VALUE! | #VALUE! | #VALUE! | #VALUE! |  |  |  |  | #VALUE! | #VALUE! | #VALUE! |  |  | #VALUE! | #VALUE! | #VALUE! | #VALUE! | #VALUE! | #VALUE! | #VALUE! | #VALUE! |  |  |  |  | #VALUE! | #VALUE! | #VALUE! |  |  | #VALUE! | #VALUE! | #VALUE! | #VALUE! | #VALUE! | #VALUE! | #VALUE! | #VALUE! |  |  |  |  | #VALUE! | #VALUE! | #VALUE! |  |  | #VALUE! | #VALUE! | #VALUE! | #VALUE! | #VALUE! | #VALUE! | #VALUE! | #VALUE! |  |  |  |  | #VALUE! | #VALUE! | #VALUE! |  |  | #VALUE! | #VALUE! | #VALUE! | #VALUE! | #VALUE! | #VALUE! | #VALUE! | #VALUE! |  |  | #VALUE! | #VALUE! | #VALUE! | #VALUE! | #VALUE! |  |  | #VALUE! | #VALUE! | #VALUE! | #VALUE! | #VALUE! | #VALUE! | #VALUE! | #VALUE! |  |  | #VALUE! | #VALUE! | #VALUE! | #VALUE! | #VALUE! |  |  | #VALUE! | #VALUE! | #VALUE! | #VALUE! | #VALUE! | #VALUE! | #VALUE! | #VALUE! | 0 | #REF! | #VALUE! | #VALUE! | #VALUE! | #VALUE! | #VALUE! | #VALUE! | #VALUE! | 0
|  |  |  | 0 | 51 | 0 |  |  | 1 | 1.0842e-19 | 0 | 1.0669e-18 | 1.0669e-18 | 1.0669e-18 | 0 | 0 |  |  |  |  | #VALUE! | #VALUE! | #VALUE! |  |  | #VALUE! | #VALUE! | #VALUE! | #VALUE! | #VALUE! | #VALUE! | #VALUE! | #VALUE! |  |  |  |  | #VALUE! | #VALUE! | #VALUE! |  |  | #VALUE! | #VALUE! | #VALUE! | #VALUE! | #VALUE! | #VALUE! | #VALUE! | #VALUE! |  |  |  |  | #VALUE! | #VALUE! | #VALUE! |  |  | #VALUE! | #VALUE! | #VALUE! | #VALUE! | #VALUE! | #VALUE! | #VALUE! | #VALUE! |  |  |  |  | #VALUE! | #VALUE! | #VALUE! |  |  | #VALUE! | #VALUE! | #VALUE! | #VALUE! | #VALUE! | #VALUE! | #VALUE! | #VALUE! |  |  |  |  | #VALUE! | #VALUE! | #VALUE! |  |  | #VALUE! | #VALUE! | #VALUE! | #VALUE! | #VALUE! | #VALUE! | #VALUE! | #VALUE! |  |  | #VALUE! | #VALUE! | #VALUE! | #VALUE! | #VALUE! |  |  | #VALUE! | #VALUE! | #VALUE! | #VALUE! | #VALUE! | #VALUE! | #VALUE! | #VALUE! |  |  | #VALUE! | #VALUE! | #VALUE! | #VALUE! | #VALUE! |  |  | #VALUE! | #VALUE! | #VALUE! | #VALUE! | #VALUE! | #VALUE! | #VALUE! | #VALUE! | 0 | #REF! | #VALUE! | #VALUE! | #VALUE! | #VALUE! | #VALUE! | #VALUE! | #VALUE! | 0
|  |  |  | 0 | 51 | 0 |  |  | 1 | 1.0842e-19 | 0 | 1.0669e-18 | 1.0669e-18 | 1.0669e-18 | 0 | 0 |  |  |  |  | #VALUE! | #VALUE! | #VALUE! |  |  | #VALUE! | #VALUE! | #VALUE! | #VALUE! | #VALUE! | #VALUE! | #VALUE! | #VALUE! |  |  |  |  | #VALUE! | #VALUE! | #VALUE! |  |  | #VALUE! | #VALUE! | #VALUE! | #VALUE! | #VALUE! | #VALUE! | #VALUE! | #VALUE! |  |  |  |  | #VALUE! | #VALUE! | #VALUE! |  |  | #VALUE! | #VALUE! | #VALUE! | #VALUE! | #VALUE! | #VALUE! | #VALUE! | #VALUE! |  |  |  |  | #VALUE! | #VALUE! | #VALUE! |  |  | #VALUE! | #VALUE! | #VALUE! | #VALUE! | #VALUE! | #VALUE! | #VALUE! | #VALUE! |  |  |  |  | #VALUE! | #VALUE! | #VALUE! |  |  | #VALUE! | #VALUE! | #VALUE! | #VALUE! | #VALUE! | #VALUE! | #VALUE! | #VALUE! |  |  | #VALUE! | #VALUE! | #VALUE! | #VALUE! | #VALUE! |  |  | #VALUE! | #VALUE! | #VALUE! | #VALUE! | #VALUE! | #VALUE! | #VALUE! | #VALUE! |  |  | #VALUE! | #VALUE! | #VALUE! | #VALUE! | #VALUE! |  |  | #VALUE! | #VALUE! | #VALUE! | #VALUE! | #VALUE! | #VALUE! | #VALUE! | #VALUE! | 0 | #REF! | #VALUE! | #VALUE! | #VALUE! | #VALUE! | #VALUE! | #VALUE! | #VALUE! | 0
|  |  |  | 0 | 51 | 0 |  |  | 1 | 1.0842e-19 | 0 | 1.0669e-18 | 1.0669e-18 | 1.0669e-18 | 0 | 0 |  |  |  |  | #VALUE! | #VALUE! | #VALUE! |  |  | #VALUE! | #VALUE! | #VALUE! | #VALUE! | #VALUE! | #VALUE! | #VALUE! | #VALUE! |  |  |  |  | #VALUE! | #VALUE! | #VALUE! |  |  | #VALUE! | #VALUE! | #VALUE! | #VALUE! | #VALUE! | #VALUE! | #VALUE! | #VALUE! |  |  |  |  | #VALUE! | #VALUE! | #VALUE! |  |  | #VALUE! | #VALUE! | #VALUE! | #VALUE! | #VALUE! | #VALUE! | #VALUE! | #VALUE! |  |  |  |  | #VALUE! | #VALUE! | #VALUE! |  |  | #VALUE! | #VALUE! | #VALUE! | #VALUE! | #VALUE! | #VALUE! | #VALUE! | #VALUE! |  |  |  |  | #VALUE! | #VALUE! | #VALUE! |  |  | #VALUE! | #VALUE! | #VALUE! | #VALUE! | #VALUE! | #VALUE! | #VALUE! | #VALUE! |  |  | #VALUE! | #VALUE! | #VALUE! | #VALUE! | #VALUE! |  |  | #VALUE! | #VALUE! | #VALUE! | #VALUE! | #VALUE! | #VALUE! | #VALUE! | #VALUE! |  |  | #VALUE! | #VALUE! | #VALUE! | #VALUE! | #VALUE! |  |  | #VALUE! | #VALUE! | #VALUE! | #VALUE! | #VALUE! | #VALUE! | #VALUE! | #VALUE! | 0 | #REF! | #VALUE! | #VALUE! | #VALUE! | #VALUE! | #VALUE! | #VALUE! | #VALUE! | 0
|  |  |  | 0 | 51 | 0 |  |  | 1 | 1.0842e-19 | 0 | 1.0669e-18 | 1.0669e-18 | 1.0669e-18 | 0 | 0 |  |  |  |  | #VALUE! | #VALUE! | #VALUE! |  |  | #VALUE! | #VALUE! | #VALUE! | #VALUE! | #VALUE! | #VALUE! | #VALUE! | #VALUE! |  |  |  |  | #VALUE! | #VALUE! | #VALUE! |  |  | #VALUE! | #VALUE! | #VALUE! | #VALUE! | #VALUE! | #VALUE! | #VALUE! | #VALUE! |  |  |  |  | #VALUE! | #VALUE! | #VALUE! |  |  | #VALUE! | #VALUE! | #VALUE! | #VALUE! | #VALUE! | #VALUE! | #VALUE! | #VALUE! |  |  |  |  | #VALUE! | #VALUE! | #VALUE! |  |  | #VALUE! | #VALUE! | #VALUE! | #VALUE! | #VALUE! | #VALUE! | #VALUE! | #VALUE! |  |  |  |  | #VALUE! | #VALUE! | #VALUE! |  |  | #VALUE! | #VALUE! | #VALUE! | #VALUE! | #VALUE! | #VALUE! | #VALUE! | #VALUE! |  |  | #VALUE! | #VALUE! | #VALUE! | #VALUE! | #VALUE! |  |  | #VALUE! | #VALUE! | #VALUE! | #VALUE! | #VALUE! | #VALUE! | #VALUE! | #VALUE! |  |  | #VALUE! | #VALUE! | #VALUE! | #VALUE! | #VALUE! |  |  | #VALUE! | #VALUE! | #VALUE! | #VALUE! | #VALUE! | #VALUE! | #VALUE! | #VALUE! | 0 | #REF! | #VALUE! | #VALUE! | #VALUE! | #VALUE! | #VALUE! | #VALUE! | #VALUE! | 0
|  |  |  | 0 | 51 | 0 |  |  | 1 | 1.0842e-19 | 0 | 1.0669e-18 | 1.0669e-18 | 1.0669e-18 | 0 | 0 |  |  |  |  | #VALUE! | #VALUE! | #VALUE! |  |  | #VALUE! | #VALUE! | #VALUE! | #VALUE! | #VALUE! | #VALUE! | #VALUE! | #VALUE! |  |  |  |  | #VALUE! | #VALUE! | #VALUE! |  |  | #VALUE! | #VALUE! | #VALUE! | #VALUE! | #VALUE! | #VALUE! | #VALUE! | #VALUE! |  |  |  |  | #VALUE! | #VALUE! | #VALUE! |  |  | #VALUE! | #VALUE! | #VALUE! | #VALUE! | #VALUE! | #VALUE! | #VALUE! | #VALUE! |  |  |  |  | #VALUE! | #VALUE! | #VALUE! |  |  | #VALUE! | #VALUE! | #VALUE! | #VALUE! | #VALUE! | #VALUE! | #VALUE! | #VALUE! |  |  |  |  | #VALUE! | #VALUE! | #VALUE! |  |  | #VALUE! | #VALUE! | #VALUE! | #VALUE! | #VALUE! | #VALUE! | #VALUE! | #VALUE! |  |  | #VALUE! | #VALUE! | #VALUE! | #VALUE! | #VALUE! |  |  | #VALUE! | #VALUE! | #VALUE! | #VALUE! | #VALUE! | #VALUE! | #VALUE! | #VALUE! |  |  | #VALUE! | #VALUE! | #VALUE! | #VALUE! | #VALUE! |  |  | #VALUE! | #VALUE! | #VALUE! | #VALUE! | #VALUE! | #VALUE! | #VALUE! | #VALUE! | 0 | #REF! | #VALUE! | #VALUE! | #VALUE! | #VALUE! | #VALUE! | #VALUE! | #VALUE! | 0
|  |  |  | 0 | 51 | 0 |  |  | 1 | 1.0842e-19 | 0 | 1.0669e-18 | 1.0669e-18 | 1.0669e-18 | 0 | 0 |  |  |  |  | #VALUE! | #VALUE! | #VALUE! |  |  | #VALUE! | #VALUE! | #VALUE! | #VALUE! | #VALUE! | #VALUE! | #VALUE! | #VALUE! |  |  |  |  | #VALUE! | #VALUE! | #VALUE! |  |  | #VALUE! | #VALUE! | #VALUE! | #VALUE! | #VALUE! | #VALUE! | #VALUE! | #VALUE! |  |  |  |  | #VALUE! | #VALUE! | #VALUE! |  |  | #VALUE! | #VALUE! | #VALUE! | #VALUE! | #VALUE! | #VALUE! | #VALUE! | #VALUE! |  |  |  |  | #VALUE! | #VALUE! | #VALUE! |  |  | #VALUE! | #VALUE! | #VALUE! | #VALUE! | #VALUE! | #VALUE! | #VALUE! | #VALUE! |  |  |  |  | #VALUE! | #VALUE! | #VALUE! |  |  | #VALUE! | #VALUE! | #VALUE! | #VALUE! | #VALUE! | #VALUE! | #VALUE! | #VALUE! |  |  | #VALUE! | #VALUE! | #VALUE! | #VALUE! | #VALUE! |  |  | #VALUE! | #VALUE! | #VALUE! | #VALUE! | #VALUE! | #VALUE! | #VALUE! | #VALUE! |  |  | #VALUE! | #VALUE! | #VALUE! | #VALUE! | #VALUE! |  |  | #VALUE! | #VALUE! | #VALUE! | #VALUE! | #VALUE! | #VALUE! | #VALUE! | #VALUE! | 0 | #REF! | #VALUE! | #VALUE! | #VALUE! | #VALUE! | #VALUE! | #VALUE! | #VALUE! | 0
|  |  |  | 0 | 51 | 0 |  |  | 1 | 1.0842e-19 | 0 | 1.0669e-18 | 1.0669e-18 | 1.0669e-18 | 0 | 0 |  |  |  |  | #VALUE! | #VALUE! | #VALUE! |  |  | #VALUE! | #VALUE! | #VALUE! | #VALUE! | #VALUE! | #VALUE! | #VALUE! | #VALUE! |  |  |  |  | #VALUE! | #VALUE! | #VALUE! |  |  | #VALUE! | #VALUE! | #VALUE! | #VALUE! | #VALUE! | #VALUE! | #VALUE! | #VALUE! |  |  |  |  | #VALUE! | #VALUE! | #VALUE! |  |  | #VALUE! | #VALUE! | #VALUE! | #VALUE! | #VALUE! | #VALUE! | #VALUE! | #VALUE! |  |  |  |  | #VALUE! | #VALUE! | #VALUE! |  |  | #VALUE! | #VALUE! | #VALUE! | #VALUE! | #VALUE! | #VALUE! | #VALUE! | #VALUE! |  |  |  |  | #VALUE! | #VALUE! | #VALUE! |  |  | #VALUE! | #VALUE! | #VALUE! | #VALUE! | #VALUE! | #VALUE! | #VALUE! | #VALUE! |  |  | #VALUE! | #VALUE! | #VALUE! | #VALUE! | #VALUE! |  |  | #VALUE! | #VALUE! | #VALUE! | #VALUE! | #VALUE! | #VALUE! | #VALUE! | #VALUE! |  |  | #VALUE! | #VALUE! | #VALUE! | #VALUE! | #VALUE! |  |  | #VALUE! | #VALUE! | #VALUE! | #VALUE! | #VALUE! | #VALUE! | #VALUE! | #VALUE! | 0 | #REF! | #VALUE! | #VALUE! | #VALUE! | #VALUE! | #VALUE! | #VALUE! | #VALUE! | 0
|  |  |  | 0 | 51 | 0 |  |  | 1 | 1.0842e-19 | 0 | 1.0669e-18 | 1.0669e-18 | 1.0669e-18 | 0 | 0 |  |  |  |  | #VALUE! | #VALUE! | #VALUE! |  |  | #VALUE! | #VALUE! | #VALUE! | #VALUE! | #VALUE! | #VALUE! | #VALUE! | #VALUE! |  |  |  |  | #VALUE! | #VALUE! | #VALUE! |  |  | #VALUE! | #VALUE! | #VALUE! | #VALUE! | #VALUE! | #VALUE! | #VALUE! | #VALUE! |  |  |  |  | #VALUE! | #VALUE! | #VALUE! |  |  | #VALUE! | #VALUE! | #VALUE! | #VALUE! | #VALUE! | #VALUE! | #VALUE! | #VALUE! |  |  |  |  | #VALUE! | #VALUE! | #VALUE! |  |  | #VALUE! | #VALUE! | #VALUE! | #VALUE! | #VALUE! | #VALUE! | #VALUE! | #VALUE! |  |  |  |  | #VALUE! | #VALUE! | #VALUE! |  |  | #VALUE! | #VALUE! | #VALUE! | #VALUE! | #VALUE! | #VALUE! | #VALUE! | #VALUE! |  |  | #VALUE! | #VALUE! | #VALUE! | #VALUE! | #VALUE! |  |  | #VALUE! | #VALUE! | #VALUE! | #VALUE! | #VALUE! | #VALUE! | #VALUE! | #VALUE! |  |  | #VALUE! | #VALUE! | #VALUE! | #VALUE! | #VALUE! |  |  | #VALUE! | #VALUE! | #VALUE! | #VALUE! | #VALUE! | #VALUE! | #VALUE! | #VALUE! | 0 | #REF! | #VALUE! | #VALUE! | #VALUE! | #VALUE! | #VALUE! | #VALUE! | #VALUE! | 0
|  |  |  | 0 | 51 | 0 |  |  | 1 | 1.0842e-19 | 0 | 1.0669e-18 | 1.0669e-18 | 1.0669e-18 | 0 | 0 |  |  |  |  | #VALUE! | #VALUE! | #VALUE! |  |  | #VALUE! | #VALUE! | #VALUE! | #VALUE! | #VALUE! | #VALUE! | #VALUE! | #VALUE! |  |  |  |  | #VALUE! | #VALUE! | #VALUE! |  |  | #VALUE! | #VALUE! | #VALUE! | #VALUE! | #VALUE! | #VALUE! | #VALUE! | #VALUE! |  |  |  |  | #VALUE! | #VALUE! | #VALUE! |  |  | #VALUE! | #VALUE! | #VALUE! | #VALUE! | #VALUE! | #VALUE! | #VALUE! | #VALUE! |  |  |  |  | #VALUE! | #VALUE! | #VALUE! |  |  | #VALUE! | #VALUE! | #VALUE! | #VALUE! | #VALUE! | #VALUE! | #VALUE! | #VALUE! |  |  |  |  | #VALUE! | #VALUE! | #VALUE! |  |  | #VALUE! | #VALUE! | #VALUE! | #VALUE! | #VALUE! | #VALUE! | #VALUE! | #VALUE! |  |  | #VALUE! | #VALUE! | #VALUE! | #VALUE! | #VALUE! |  |  | #VALUE! | #VALUE! | #VALUE! | #VALUE! | #VALUE! | #VALUE! | #VALUE! | #VALUE! |  |  | #VALUE! | #VALUE! | #VALUE! | #VALUE! | #VALUE! |  |  | #VALUE! | #VALUE! | #VALUE! | #VALUE! | #VALUE! | #VALUE! | #VALUE! | #VALUE! | 0 | #REF! | #VALUE! | #VALUE! | #VALUE! | #VALUE! | #VALUE! | #VALUE! | #VALUE! | 0
|  |  |  | 0 | 51 | 0 |  |  | 1 | 1.0842e-19 | 0 | 1.0669e-18 | 1.0669e-18 | 1.0669e-18 | 0 | 0 |  |  |  |  | #VALUE! | #VALUE! | #VALUE! |  |  | #VALUE! | #VALUE! | #VALUE! | #VALUE! | #VALUE! | #VALUE! | #VALUE! | #VALUE! |  |  |  |  | #VALUE! | #VALUE! | #VALUE! |  |  | #VALUE! | #VALUE! | #VALUE! | #VALUE! | #VALUE! | #VALUE! | #VALUE! | #VALUE! |  |  |  |  | #VALUE! | #VALUE! | #VALUE! |  |  | #VALUE! | #VALUE! | #VALUE! | #VALUE! | #VALUE! | #VALUE! | #VALUE! | #VALUE! |  |  |  |  | #VALUE! | #VALUE! | #VALUE! |  |  | #VALUE! | #VALUE! | #VALUE! | #VALUE! | #VALUE! | #VALUE! | #VALUE! | #VALUE! |  |  |  |  | #VALUE! | #VALUE! | #VALUE! |  |  | #VALUE! | #VALUE! | #VALUE! | #VALUE! | #VALUE! | #VALUE! | #VALUE! | #VALUE! |  |  | #VALUE! | #VALUE! | #VALUE! | #VALUE! | #VALUE! |  |  | #VALUE! | #VALUE! | #VALUE! | #VALUE! | #VALUE! | #VALUE! | #VALUE! | #VALUE! |  |  | #VALUE! | #VALUE! | #VALUE! | #VALUE! | #VALUE! |  |  | #VALUE! | #VALUE! | #VALUE! | #VALUE! | #VALUE! | #VALUE! | #VALUE! | #VALUE! | 0 | #REF! | #VALUE! | #VALUE! | #VALUE! | #VALUE! | #VALUE! | #VALUE! | #VALUE! | 0
|  |  |  | 0 | 51 | 0 |  |  | 1 | 1.0842e-19 | 0 | 1.0669e-18 | 1.0669e-18 | 1.0669e-18 | 0 | 0 |  |  |  |  | #VALUE! | #VALUE! | #VALUE! |  |  | #VALUE! | #VALUE! | #VALUE! | #VALUE! | #VALUE! | #VALUE! | #VALUE! | #VALUE! |  |  |  |  | #VALUE! | #VALUE! | #VALUE! |  |  | #VALUE! | #VALUE! | #VALUE! | #VALUE! | #VALUE! | #VALUE! | #VALUE! | #VALUE! |  |  |  |  | #VALUE! | #VALUE! | #VALUE! |  |  | #VALUE! | #VALUE! | #VALUE! | #VALUE! | #VALUE! | #VALUE! | #VALUE! | #VALUE! |  |  |  |  | #VALUE! | #VALUE! | #VALUE! |  |  | #VALUE! | #VALUE! | #VALUE! | #VALUE! | #VALUE! | #VALUE! | #VALUE! | #VALUE! |  |  |  |  | #VALUE! | #VALUE! | #VALUE! |  |  | #VALUE! | #VALUE! | #VALUE! | #VALUE! | #VALUE! | #VALUE! | #VALUE! | #VALUE! |  |  | #VALUE! | #VALUE! | #VALUE! | #VALUE! | #VALUE! |  |  | #VALUE! | #VALUE! | #VALUE! | #VALUE! | #VALUE! | #VALUE! | #VALUE! | #VALUE! |  |  | #VALUE! | #VALUE! | #VALUE! | #VALUE! | #VALUE! |  |  | #VALUE! | #VALUE! | #VALUE! | #VALUE! | #VALUE! | #VALUE! | #VALUE! | #VALUE! | 0 | #REF! | #VALUE! | #VALUE! | #VALUE! | #VALUE! | #VALUE! | #VALUE! | #VALUE! | 0
|  |  |  | 0 | 51 | 0 |  |  | 1 | 1.0842e-19 | 0 | 1.0669e-18 | 1.0669e-18 | 1.0669e-18 | 0 | 0 |  |  |  |  | #VALUE! | #VALUE! | #VALUE! |  |  | #VALUE! | #VALUE! | #VALUE! | #VALUE! | #VALUE! | #VALUE! | #VALUE! | #VALUE! |  |  |  |  | #VALUE! | #VALUE! | #VALUE! |  |  | #VALUE! | #VALUE! | #VALUE! | #VALUE! | #VALUE! | #VALUE! | #VALUE! | #VALUE! |  |  |  |  | #VALUE! | #VALUE! | #VALUE! |  |  | #VALUE! | #VALUE! | #VALUE! | #VALUE! | #VALUE! | #VALUE! | #VALUE! | #VALUE! |  |  |  |  | #VALUE! | #VALUE! | #VALUE! |  |  | #VALUE! | #VALUE! | #VALUE! | #VALUE! | #VALUE! | #VALUE! | #VALUE! | #VALUE! |  |  |  |  | #VALUE! | #VALUE! | #VALUE! |  |  | #VALUE! | #VALUE! | #VALUE! | #VALUE! | #VALUE! | #VALUE! | #VALUE! | #VALUE! |  |  | #VALUE! | #VALUE! | #VALUE! | #VALUE! | #VALUE! |  |  | #VALUE! | #VALUE! | #VALUE! | #VALUE! | #VALUE! | #VALUE! | #VALUE! | #VALUE! |  |  | #VALUE! | #VALUE! | #VALUE! | #VALUE! | #VALUE! |  |  | #VALUE! | #VALUE! | #VALUE! | #VALUE! | #VALUE! | #VALUE! | #VALUE! | #VALUE! | 0 | #REF! | #VALUE! | #VALUE! | #VALUE! | #VALUE! | #VALUE! | #VALUE! | #VALUE! | 0
|  |  |  | 0 | 51 | 0 |  |  | 1 | 1.0842e-19 | 0 | 1.0669e-18 | 1.0669e-18 | 1.0669e-18 | 0 | 0 |  |  |  |  | #VALUE! | #VALUE! | #VALUE! |  |  | #VALUE! | #VALUE! | #VALUE! | #VALUE! | #VALUE! | #VALUE! | #VALUE! | #VALUE! |  |  |  |  | #VALUE! | #VALUE! | #VALUE! |  |  | #VALUE! | #VALUE! | #VALUE! | #VALUE! | #VALUE! | #VALUE! | #VALUE! | #VALUE! |  |  |  |  | #VALUE! | #VALUE! | #VALUE! |  |  | #VALUE! | #VALUE! | #VALUE! | #VALUE! | #VALUE! | #VALUE! | #VALUE! | #VALUE! |  |  |  |  | #VALUE! | #VALUE! | #VALUE! |  |  | #VALUE! | #VALUE! | #VALUE! | #VALUE! | #VALUE! | #VALUE! | #VALUE! | #VALUE! |  |  |  |  | #VALUE! | #VALUE! | #VALUE! |  |  | #VALUE! | #VALUE! | #VALUE! | #VALUE! | #VALUE! | #VALUE! | #VALUE! | #VALUE! |  |  | #VALUE! | #VALUE! | #VALUE! | #VALUE! | #VALUE! |  |  | #VALUE! | #VALUE! | #VALUE! | #VALUE! | #VALUE! | #VALUE! | #VALUE! | #VALUE! |  |  | #VALUE! | #VALUE! | #VALUE! | #VALUE! | #VALUE! |  |  | #VALUE! | #VALUE! | #VALUE! | #VALUE! | #VALUE! | #VALUE! | #VALUE! | #VALUE! | 0 | #REF! | #VALUE! | #VALUE! | #VALUE! | #VALUE! | #VALUE! | #VALUE! | #VALUE! | 0
|  |  |  | 0 | 51 | 0 |  |  | 1 | 1.0842e-19 | 0 | 1.0669e-18 | 1.0669e-18 | 1.0669e-18 | 0 | 0 |  |  |  |  | #VALUE! | #VALUE! | #VALUE! |  |  | #VALUE! | #VALUE! | #VALUE! | #VALUE! | #VALUE! | #VALUE! | #VALUE! | #VALUE! |  |  |  |  | #VALUE! | #VALUE! | #VALUE! |  |  | #VALUE! | #VALUE! | #VALUE! | #VALUE! | #VALUE! | #VALUE! | #VALUE! | #VALUE! |  |  |  |  | #VALUE! | #VALUE! | #VALUE! |  |  | #VALUE! | #VALUE! | #VALUE! | #VALUE! | #VALUE! | #VALUE! | #VALUE! | #VALUE! |  |  |  |  | #VALUE! | #VALUE! | #VALUE! |  |  | #VALUE! | #VALUE! | #VALUE! | #VALUE! | #VALUE! | #VALUE! | #VALUE! | #VALUE! |  |  |  |  | #VALUE! | #VALUE! | #VALUE! |  |  | #VALUE! | #VALUE! | #VALUE! | #VALUE! | #VALUE! | #VALUE! | #VALUE! | #VALUE! |  |  | #VALUE! | #VALUE! | #VALUE! | #VALUE! | #VALUE! |  |  | #VALUE! | #VALUE! | #VALUE! | #VALUE! | #VALUE! | #VALUE! | #VALUE! | #VALUE! |  |  | #VALUE! | #VALUE! | #VALUE! | #VALUE! | #VALUE! |  |  | #VALUE! | #VALUE! | #VALUE! | #VALUE! | #VALUE! | #VALUE! | #VALUE! | #VALUE! | 0 | #REF! | #VALUE! | #VALUE! | #VALUE! | #VALUE! | #VALUE! | #VALUE! | #VALUE! | 0
|  |  |  | 0 | 51 | 0 |  |  | 1 | 1.0842e-19 | 0 | 1.0669e-18 | 1.0669e-18 | 1.0669e-18 | 0 | 0 |  |  |  |  | #VALUE! | #VALUE! | #VALUE! |  |  | #VALUE! | #VALUE! | #VALUE! | #VALUE! | #VALUE! | #VALUE! | #VALUE! | #VALUE! |  |  |  |  | #VALUE! | #VALUE! | #VALUE! |  |  | #VALUE! | #VALUE! | #VALUE! | #VALUE! | #VALUE! | #VALUE! | #VALUE! | #VALUE! |  |  |  |  | #VALUE! | #VALUE! | #VALUE! |  |  | #VALUE! | #VALUE! | #VALUE! | #VALUE! | #VALUE! | #VALUE! | #VALUE! | #VALUE! |  |  |  |  | #VALUE! | #VALUE! | #VALUE! |  |  | #VALUE! | #VALUE! | #VALUE! | #VALUE! | #VALUE! | #VALUE! | #VALUE! | #VALUE! |  |  |  |  | #VALUE! | #VALUE! | #VALUE! |  |  | #VALUE! | #VALUE! | #VALUE! | #VALUE! | #VALUE! | #VALUE! | #VALUE! | #VALUE! |  |  | #VALUE! | #VALUE! | #VALUE! | #VALUE! | #VALUE! |  |  | #VALUE! | #VALUE! | #VALUE! | #VALUE! | #VALUE! | #VALUE! | #VALUE! | #VALUE! |  |  | #VALUE! | #VALUE! | #VALUE! | #VALUE! | #VALUE! |  |  | #VALUE! | #VALUE! | #VALUE! | #VALUE! | #VALUE! | #VALUE! | #VALUE! | #VALUE! | 0 | #REF! | #VALUE! | #VALUE! | #VALUE! | #VALUE! | #VALUE! | #VALUE! | #VALUE! | 0
|  |  |  | 0 | 51 | 0 |  |  | 1 | 1.0842e-19 | 0 | 1.0669e-18 | 1.0669e-18 | 1.0669e-18 | 0 | 0 |  |  |  |  | #VALUE! | #VALUE! | #VALUE! |  |  | #VALUE! | #VALUE! | #VALUE! | #VALUE! | #VALUE! | #VALUE! | #VALUE! | #VALUE! |  |  |  |  | #VALUE! | #VALUE! | #VALUE! |  |  | #VALUE! | #VALUE! | #VALUE! | #VALUE! | #VALUE! | #VALUE! | #VALUE! | #VALUE! |  |  |  |  | #VALUE! | #VALUE! | #VALUE! |  |  | #VALUE! | #VALUE! | #VALUE! | #VALUE! | #VALUE! | #VALUE! | #VALUE! | #VALUE! |  |  |  |  | #VALUE! | #VALUE! | #VALUE! |  |  | #VALUE! | #VALUE! | #VALUE! | #VALUE! | #VALUE! | #VALUE! | #VALUE! | #VALUE! |  |  |  |  | #VALUE! | #VALUE! | #VALUE! |  |  | #VALUE! | #VALUE! | #VALUE! | #VALUE! | #VALUE! | #VALUE! | #VALUE! | #VALUE! |  |  | #VALUE! | #VALUE! | #VALUE! | #VALUE! | #VALUE! |  |  | #VALUE! | #VALUE! | #VALUE! | #VALUE! | #VALUE! | #VALUE! | #VALUE! | #VALUE! |  |  | #VALUE! | #VALUE! | #VALUE! | #VALUE! | #VALUE! |  |  | #VALUE! | #VALUE! | #VALUE! | #VALUE! | #VALUE! | #VALUE! | #VALUE! | #VALUE! | 0 | #REF! | #VALUE! | #VALUE! | #VALUE! | #VALUE! | #VALUE! | #VALUE! | #VALUE! | 0
|  |  |  | 0 | 51 | 0 |  |  | 1 | 1.0842e-19 | 0 | 1.0669e-18 | 1.0669e-18 | 1.0669e-18 | 0 | 0 |  |  |  |  | #VALUE! | #VALUE! | #VALUE! |  |  | #VALUE! | #VALUE! | #VALUE! | #VALUE! | #VALUE! | #VALUE! | #VALUE! | #VALUE! |  |  |  |  | #VALUE! | #VALUE! | #VALUE! |  |  | #VALUE! | #VALUE! | #VALUE! | #VALUE! | #VALUE! | #VALUE! | #VALUE! | #VALUE! |  |  |  |  | #VALUE! | #VALUE! | #VALUE! |  |  | #VALUE! | #VALUE! | #VALUE! | #VALUE! | #VALUE! | #VALUE! | #VALUE! | #VALUE! |  |  |  |  | #VALUE! | #VALUE! | #VALUE! |  |  | #VALUE! | #VALUE! | #VALUE! | #VALUE! | #VALUE! | #VALUE! | #VALUE! | #VALUE! |  |  |  |  | #VALUE! | #VALUE! | #VALUE! |  |  | #VALUE! | #VALUE! | #VALUE! | #VALUE! | #VALUE! | #VALUE! | #VALUE! | #VALUE! |  |  | #VALUE! | #VALUE! | #VALUE! | #VALUE! | #VALUE! |  |  | #VALUE! | #VALUE! | #VALUE! | #VALUE! | #VALUE! | #VALUE! | #VALUE! | #VALUE! |  |  | #VALUE! | #VALUE! | #VALUE! | #VALUE! | #VALUE! |  |  | #VALUE! | #VALUE! | #VALUE! | #VALUE! | #VALUE! | #VALUE! | #VALUE! | #VALUE! | 0 | #REF! | #VALUE! | #VALUE! | #VALUE! | #VALUE! | #VALUE! | #VALUE! | #VALUE! | 0
|  |  |  | 0 | 51 | 0 |  |  | 1 | 1.0842e-19 | 0 | 1.0669e-18 | 1.0669e-18 | 1.0669e-18 | 0 | 0 |  |  |  |  | #VALUE! | #VALUE! | #VALUE! |  |  | #VALUE! | #VALUE! | #VALUE! | #VALUE! | #VALUE! | #VALUE! | #VALUE! | #VALUE! |  |  |  |  | #VALUE! | #VALUE! | #VALUE! |  |  | #VALUE! | #VALUE! | #VALUE! | #VALUE! | #VALUE! | #VALUE! | #VALUE! | #VALUE! |  |  |  |  | #VALUE! | #VALUE! | #VALUE! |  |  | #VALUE! | #VALUE! | #VALUE! | #VALUE! | #VALUE! | #VALUE! | #VALUE! | #VALUE! |  |  |  |  | #VALUE! | #VALUE! | #VALUE! |  |  | #VALUE! | #VALUE! | #VALUE! | #VALUE! | #VALUE! | #VALUE! | #VALUE! | #VALUE! |  |  |  |  | #VALUE! | #VALUE! | #VALUE! |  |  | #VALUE! | #VALUE! | #VALUE! | #VALUE! | #VALUE! | #VALUE! | #VALUE! | #VALUE! |  |  | #VALUE! | #VALUE! | #VALUE! | #VALUE! | #VALUE! |  |  | #VALUE! | #VALUE! | #VALUE! | #VALUE! | #VALUE! | #VALUE! | #VALUE! | #VALUE! |  |  | #VALUE! | #VALUE! | #VALUE! | #VALUE! | #VALUE! |  |  | #VALUE! | #VALUE! | #VALUE! | #VALUE! | #VALUE! | #VALUE! | #VALUE! | #VALUE! | 0 | #REF! | #VALUE! | #VALUE! | #VALUE! | #VALUE! | #VALUE! | #VALUE! | #VALUE! | 0
|  |  |  | 0 | 51 | 0 |  |  | 1 | 1.0842e-19 | 0 | 1.0669e-18 | 1.0669e-18 | 1.0669e-18 | 0 | 0 |  |  |  |  | #VALUE! | #VALUE! | #VALUE! |  |  | #VALUE! | #VALUE! | #VALUE! | #VALUE! | #VALUE! | #VALUE! | #VALUE! | #VALUE! |  |  |  |  | #VALUE! | #VALUE! | #VALUE! |  |  | #VALUE! | #VALUE! | #VALUE! | #VALUE! | #VALUE! | #VALUE! | #VALUE! | #VALUE! |  |  |  |  | #VALUE! | #VALUE! | #VALUE! |  |  | #VALUE! | #VALUE! | #VALUE! | #VALUE! | #VALUE! | #VALUE! | #VALUE! | #VALUE! |  |  |  |  | #VALUE! | #VALUE! | #VALUE! |  |  | #VALUE! | #VALUE! | #VALUE! | #VALUE! | #VALUE! | #VALUE! | #VALUE! | #VALUE! |  |  |  |  | #VALUE! | #VALUE! | #VALUE! |  |  | #VALUE! | #VALUE! | #VALUE! | #VALUE! | #VALUE! | #VALUE! | #VALUE! | #VALUE! |  |  | #VALUE! | #VALUE! | #VALUE! | #VALUE! | #VALUE! |  |  | #VALUE! | #VALUE! | #VALUE! | #VALUE! | #VALUE! | #VALUE! | #VALUE! | #VALUE! |  |  | #VALUE! | #VALUE! | #VALUE! | #VALUE! | #VALUE! |  |  | #VALUE! | #VALUE! | #VALUE! | #VALUE! | #VALUE! | #VALUE! | #VALUE! | #VALUE! | 0 | #REF! | #VALUE! | #VALUE! | #VALUE! | #VALUE! | #VALUE! | #VALUE! | #VALUE! | 0
|  |  |  | 0 | 51 | 0 |  |  | 1 | 1.0842e-19 | 0 | 1.0669e-18 | 1.0669e-18 | 1.0669e-18 | 0 | 0 |  |  |  |  | #VALUE! | #VALUE! | #VALUE! |  |  | #VALUE! | #VALUE! | #VALUE! | #VALUE! | #VALUE! | #VALUE! | #VALUE! | #VALUE! |  |  |  |  | #VALUE! | #VALUE! | #VALUE! |  |  | #VALUE! | #VALUE! | #VALUE! | #VALUE! | #VALUE! | #VALUE! | #VALUE! | #VALUE! |  |  |  |  | #VALUE! | #VALUE! | #VALUE! |  |  | #VALUE! | #VALUE! | #VALUE! | #VALUE! | #VALUE! | #VALUE! | #VALUE! | #VALUE! |  |  |  |  | #VALUE! | #VALUE! | #VALUE! |  |  | #VALUE! | #VALUE! | #VALUE! | #VALUE! | #VALUE! | #VALUE! | #VALUE! | #VALUE! |  |  |  |  | #VALUE! | #VALUE! | #VALUE! |  |  | #VALUE! | #VALUE! | #VALUE! | #VALUE! | #VALUE! | #VALUE! | #VALUE! | #VALUE! |  |  | #VALUE! | #VALUE! | #VALUE! | #VALUE! | #VALUE! |  |  | #VALUE! | #VALUE! | #VALUE! | #VALUE! | #VALUE! | #VALUE! | #VALUE! | #VALUE! |  |  | #VALUE! | #VALUE! | #VALUE! | #VALUE! | #VALUE! |  |  | #VALUE! | #VALUE! | #VALUE! | #VALUE! | #VALUE! | #VALUE! | #VALUE! | #VALUE! | 0 | #REF! | #VALUE! | #VALUE! | #VALUE! | #VALUE! | #VALUE! | #VALUE! | #VALUE! | 0
|  |  |  | 0 | 51 | 0 |  |  | 1 | 1.0842e-19 | 0 | 1.0669e-18 | 1.0669e-18 | 1.0669e-18 | 0 | 0 |  |  |  |  | #VALUE! | #VALUE! | #VALUE! |  |  | #VALUE! | #VALUE! | #VALUE! | #VALUE! | #VALUE! | #VALUE! | #VALUE! | #VALUE! |  |  |  |  | #VALUE! | #VALUE! | #VALUE! |  |  | #VALUE! | #VALUE! | #VALUE! | #VALUE! | #VALUE! | #VALUE! | #VALUE! | #VALUE! |  |  |  |  | #VALUE! | #VALUE! | #VALUE! |  |  | #VALUE! | #VALUE! | #VALUE! | #VALUE! | #VALUE! | #VALUE! | #VALUE! | #VALUE! |  |  |  |  | #VALUE! | #VALUE! | #VALUE! |  |  | #VALUE! | #VALUE! | #VALUE! | #VALUE! | #VALUE! | #VALUE! | #VALUE! | #VALUE! |  |  |  |  | #VALUE! | #VALUE! | #VALUE! |  |  | #VALUE! | #VALUE! | #VALUE! | #VALUE! | #VALUE! | #VALUE! | #VALUE! | #VALUE! |  |  | #VALUE! | #VALUE! | #VALUE! | #VALUE! | #VALUE! |  |  | #VALUE! | #VALUE! | #VALUE! | #VALUE! | #VALUE! | #VALUE! | #VALUE! | #VALUE! |  |  | #VALUE! | #VALUE! | #VALUE! | #VALUE! | #VALUE! |  |  | #VALUE! | #VALUE! | #VALUE! | #VALUE! | #VALUE! | #VALUE! | #VALUE! | #VALUE! | 0 | #REF! | #VALUE! | #VALUE! | #VALUE! | #VALUE! | #VALUE! | #VALUE! | #VALUE! | 0
|  |  |  | 0 | 51 | 0 |  |  | 1 | 1.0842e-19 | 0 | 1.0669e-18 | 1.0669e-18 | 1.0669e-18 | 0 | 0 |  |  |  |  | #VALUE! | #VALUE! | #VALUE! |  |  | #VALUE! | #VALUE! | #VALUE! | #VALUE! | #VALUE! | #VALUE! | #VALUE! | #VALUE! |  |  |  |  | #VALUE! | #VALUE! | #VALUE! |  |  | #VALUE! | #VALUE! | #VALUE! | #VALUE! | #VALUE! | #VALUE! | #VALUE! | #VALUE! |  |  |  |  | #VALUE! | #VALUE! | #VALUE! |  |  | #VALUE! | #VALUE! | #VALUE! | #VALUE! | #VALUE! | #VALUE! | #VALUE! | #VALUE! |  |  |  |  | #VALUE! | #VALUE! | #VALUE! |  |  | #VALUE! | #VALUE! | #VALUE! | #VALUE! | #VALUE! | #VALUE! | #VALUE! | #VALUE! |  |  |  |  | #VALUE! | #VALUE! | #VALUE! |  |  | #VALUE! | #VALUE! | #VALUE! | #VALUE! | #VALUE! | #VALUE! | #VALUE! | #VALUE! |  |  | #VALUE! | #VALUE! | #VALUE! | #VALUE! | #VALUE! |  |  | #VALUE! | #VALUE! | #VALUE! | #VALUE! | #VALUE! | #VALUE! | #VALUE! | #VALUE! |  |  | #VALUE! | #VALUE! | #VALUE! | #VALUE! | #VALUE! |  |  | #VALUE! | #VALUE! | #VALUE! | #VALUE! | #VALUE! | #VALUE! | #VALUE! | #VALUE! | 0 | #REF! | #VALUE! | #VALUE! | #VALUE! | #VALUE! | #VALUE! | #VALUE! | #VALUE! | 0
|  |  |  | 0 | 51 | 0 |  |  | 1 | 1.0842e-19 | 0 | 1.0669e-18 | 1.0669e-18 | 1.0669e-18 | 0 | 0 |  |  |  |  | #VALUE! | #VALUE! | #VALUE! |  |  | #VALUE! | #VALUE! | #VALUE! | #VALUE! | #VALUE! | #VALUE! | #VALUE! | #VALUE! |  |  |  |  | #VALUE! | #VALUE! | #VALUE! |  |  | #VALUE! | #VALUE! | #VALUE! | #VALUE! | #VALUE! | #VALUE! | #VALUE! | #VALUE! |  |  |  |  | #VALUE! | #VALUE! | #VALUE! |  |  | #VALUE! | #VALUE! | #VALUE! | #VALUE! | #VALUE! | #VALUE! | #VALUE! | #VALUE! |  |  |  |  | #VALUE! | #VALUE! | #VALUE! |  |  | #VALUE! | #VALUE! | #VALUE! | #VALUE! | #VALUE! | #VALUE! | #VALUE! | #VALUE! |  |  |  |  | #VALUE! | #VALUE! | #VALUE! |  |  | #VALUE! | #VALUE! | #VALUE! | #VALUE! | #VALUE! | #VALUE! | #VALUE! | #VALUE! |  |  | #VALUE! | #VALUE! | #VALUE! | #VALUE! | #VALUE! |  |  | #VALUE! | #VALUE! | #VALUE! | #VALUE! | #VALUE! | #VALUE! | #VALUE! | #VALUE! |  |  | #VALUE! | #VALUE! | #VALUE! | #VALUE! | #VALUE! |  |  | #VALUE! | #VALUE! | #VALUE! | #VALUE! | #VALUE! | #VALUE! | #VALUE! | #VALUE! | 0 | #REF! | #VALUE! | #VALUE! | #VALUE! | #VALUE! | #VALUE! | #VALUE! | #VALUE! | 0
|  |  |  | 0 | 51 | 0 |  |  | 1 | 1.0842e-19 | 0 | 1.0669e-18 | 1.0669e-18 | 1.0669e-18 | 0 | 0 |  |  |  |  | #VALUE! | #VALUE! | #VALUE! |  |  | #VALUE! | #VALUE! | #VALUE! | #VALUE! | #VALUE! | #VALUE! | #VALUE! | #VALUE! |  |  |  |  | #VALUE! | #VALUE! | #VALUE! |  |  | #VALUE! | #VALUE! | #VALUE! | #VALUE! | #VALUE! | #VALUE! | #VALUE! | #VALUE! |  |  |  |  | #VALUE! | #VALUE! | #VALUE! |  |  | #VALUE! | #VALUE! | #VALUE! | #VALUE! | #VALUE! | #VALUE! | #VALUE! | #VALUE! |  |  |  |  | #VALUE! | #VALUE! | #VALUE! |  |  | #VALUE! | #VALUE! | #VALUE! | #VALUE! | #VALUE! | #VALUE! | #VALUE! | #VALUE! |  |  |  |  | #VALUE! | #VALUE! | #VALUE! |  |  | #VALUE! | #VALUE! | #VALUE! | #VALUE! | #VALUE! | #VALUE! | #VALUE! | #VALUE! |  |  | #VALUE! | #VALUE! | #VALUE! | #VALUE! | #VALUE! |  |  | #VALUE! | #VALUE! | #VALUE! | #VALUE! | #VALUE! | #VALUE! | #VALUE! | #VALUE! |  |  | #VALUE! | #VALUE! | #VALUE! | #VALUE! | #VALUE! |  |  | #VALUE! | #VALUE! | #VALUE! | #VALUE! | #VALUE! | #VALUE! | #VALUE! | #VALUE! | 0 | #REF! | #VALUE! | #VALUE! | #VALUE! | #VALUE! | #VALUE! | #VALUE! | #VALUE! | 0
|  |  |  | 0 | 51 | 0 |  |  | 1 | 1.0842e-19 | 0 | 1.0669e-18 | 1.0669e-18 | 1.0669e-18 | 0 | 0 |  |  |  |  | #VALUE! | #VALUE! | #VALUE! |  |  | #VALUE! | #VALUE! | #VALUE! | #VALUE! | #VALUE! | #VALUE! | #VALUE! | #VALUE! |  |  |  |  | #VALUE! | #VALUE! | #VALUE! |  |  | #VALUE! | #VALUE! | #VALUE! | #VALUE! | #VALUE! | #VALUE! | #VALUE! | #VALUE! |  |  |  |  | #VALUE! | #VALUE! | #VALUE! |  |  | #VALUE! | #VALUE! | #VALUE! | #VALUE! | #VALUE! | #VALUE! | #VALUE! | #VALUE! |  |  |  |  | #VALUE! | #VALUE! | #VALUE! |  |  | #VALUE! | #VALUE! | #VALUE! | #VALUE! | #VALUE! | #VALUE! | #VALUE! | #VALUE! |  |  |  |  | #VALUE! | #VALUE! | #VALUE! |  |  | #VALUE! | #VALUE! | #VALUE! | #VALUE! | #VALUE! | #VALUE! | #VALUE! | #VALUE! |  |  | #VALUE! | #VALUE! | #VALUE! | #VALUE! | #VALUE! |  |  | #VALUE! | #VALUE! | #VALUE! | #VALUE! | #VALUE! | #VALUE! | #VALUE! | #VALUE! |  |  | #VALUE! | #VALUE! | #VALUE! | #VALUE! | #VALUE! |  |  | #VALUE! | #VALUE! | #VALUE! | #VALUE! | #VALUE! | #VALUE! | #VALUE! | #VALUE! | 0 | #REF! | #VALUE! | #VALUE! | #VALUE! | #VALUE! | #VALUE! | #VALUE! | #VALUE! | 0
|  |  |  | 0 | 51 | 0 |  |  | 1 | 1.0842e-19 | 0 | 1.0669e-18 | 1.0669e-18 | 1.0669e-18 | 0 | 0 |  |  |  |  | #VALUE! | #VALUE! | #VALUE! |  |  | #VALUE! | #VALUE! | #VALUE! | #VALUE! | #VALUE! | #VALUE! | #VALUE! | #VALUE! |  |  |  |  | #VALUE! | #VALUE! | #VALUE! |  |  | #VALUE! | #VALUE! | #VALUE! | #VALUE! | #VALUE! | #VALUE! | #VALUE! | #VALUE! |  |  |  |  | #VALUE! | #VALUE! | #VALUE! |  |  | #VALUE! | #VALUE! | #VALUE! | #VALUE! | #VALUE! | #VALUE! | #VALUE! | #VALUE! |  |  |  |  | #VALUE! | #VALUE! | #VALUE! |  |  | #VALUE! | #VALUE! | #VALUE! | #VALUE! | #VALUE! | #VALUE! | #VALUE! | #VALUE! |  |  |  |  | #VALUE! | #VALUE! | #VALUE! |  |  | #VALUE! | #VALUE! | #VALUE! | #VALUE! | #VALUE! | #VALUE! | #VALUE! | #VALUE! |  |  | #VALUE! | #VALUE! | #VALUE! | #VALUE! | #VALUE! |  |  | #VALUE! | #VALUE! | #VALUE! | #VALUE! | #VALUE! | #VALUE! | #VALUE! | #VALUE! |  |  | #VALUE! | #VALUE! | #VALUE! | #VALUE! | #VALUE! |  |  | #VALUE! | #VALUE! | #VALUE! | #VALUE! | #VALUE! | #VALUE! | #VALUE! | #VALUE! | 0 | #REF! | #VALUE! | #VALUE! | #VALUE! | #VALUE! | #VALUE! | #VALUE! | #VALUE! | 0
|  |  |  | 0 | 51 | 0 |  |  | 1 | 1.0842e-19 | 0 | 1.0669e-18 | 1.0669e-18 | 1.0669e-18 | 0 | 0 |  |  |  |  | #VALUE! | #VALUE! | #VALUE! |  |  | #VALUE! | #VALUE! | #VALUE! | #VALUE! | #VALUE! | #VALUE! | #VALUE! | #VALUE! |  |  |  |  | #VALUE! | #VALUE! | #VALUE! |  |  | #VALUE! | #VALUE! | #VALUE! | #VALUE! | #VALUE! | #VALUE! | #VALUE! | #VALUE! |  |  |  |  | #VALUE! | #VALUE! | #VALUE! |  |  | #VALUE! | #VALUE! | #VALUE! | #VALUE! | #VALUE! | #VALUE! | #VALUE! | #VALUE! |  |  |  |  | #VALUE! | #VALUE! | #VALUE! |  |  | #VALUE! | #VALUE! | #VALUE! | #VALUE! | #VALUE! | #VALUE! | #VALUE! | #VALUE! |  |  |  |  | #VALUE! | #VALUE! | #VALUE! |  |  | #VALUE! | #VALUE! | #VALUE! | #VALUE! | #VALUE! | #VALUE! | #VALUE! | #VALUE! |  |  | #VALUE! | #VALUE! | #VALUE! | #VALUE! | #VALUE! |  |  | #VALUE! | #VALUE! | #VALUE! | #VALUE! | #VALUE! | #VALUE! | #VALUE! | #VALUE! |  |  | #VALUE! | #VALUE! | #VALUE! | #VALUE! | #VALUE! |  |  | #VALUE! | #VALUE! | #VALUE! | #VALUE! | #VALUE! | #VALUE! | #VALUE! | #VALUE! | 0 | #REF! | #VALUE! | #VALUE! | #VALUE! | #VALUE! | #VALUE! | #VALUE! | #VALUE! | 0
|  |  |  | 0 | 51 | 0 |  |  | 1 | 1.0842e-19 | 0 | 1.0669e-18 | 1.0669e-18 | 1.0669e-18 | 0 | 0 |  |  |  |  | #VALUE! | #VALUE! | #VALUE! |  |  | #VALUE! | #VALUE! | #VALUE! | #VALUE! | #VALUE! | #VALUE! | #VALUE! | #VALUE! |  |  |  |  | #VALUE! | #VALUE! | #VALUE! |  |  | #VALUE! | #VALUE! | #VALUE! | #VALUE! | #VALUE! | #VALUE! | #VALUE! | #VALUE! |  |  |  |  | #VALUE! | #VALUE! | #VALUE! |  |  | #VALUE! | #VALUE! | #VALUE! | #VALUE! | #VALUE! | #VALUE! | #VALUE! | #VALUE! |  |  |  |  | #VALUE! | #VALUE! | #VALUE! |  |  | #VALUE! | #VALUE! | #VALUE! | #VALUE! | #VALUE! | #VALUE! | #VALUE! | #VALUE! |  |  |  |  | #VALUE! | #VALUE! | #VALUE! |  |  | #VALUE! | #VALUE! | #VALUE! | #VALUE! | #VALUE! | #VALUE! | #VALUE! | #VALUE! |  |  | #VALUE! | #VALUE! | #VALUE! | #VALUE! | #VALUE! |  |  | #VALUE! | #VALUE! | #VALUE! | #VALUE! | #VALUE! | #VALUE! | #VALUE! | #VALUE! |  |  | #VALUE! | #VALUE! | #VALUE! | #VALUE! | #VALUE! |  |  | #VALUE! | #VALUE! | #VALUE! | #VALUE! | #VALUE! | #VALUE! | #VALUE! | #VALUE! | 0 | #REF! | #VALUE! | #VALUE! | #VALUE! | #VALUE! | #VALUE! | #VALUE! | #VALUE! | 0
|  |  |  | 0 | 51 | 0 |  |  | 1 | 1.0842e-19 | 0 | 1.0669e-18 | 1.0669e-18 | 1.0669e-18 | 0 | 0 |  |  |  |  | #VALUE! | #VALUE! | #VALUE! |  |  | #VALUE! | #VALUE! | #VALUE! | #VALUE! | #VALUE! | #VALUE! | #VALUE! | #VALUE! |  |  |  |  | #VALUE! | #VALUE! | #VALUE! |  |  | #VALUE! | #VALUE! | #VALUE! | #VALUE! | #VALUE! | #VALUE! | #VALUE! | #VALUE! |  |  |  |  | #VALUE! | #VALUE! | #VALUE! |  |  | #VALUE! | #VALUE! | #VALUE! | #VALUE! | #VALUE! | #VALUE! | #VALUE! | #VALUE! |  |  |  |  | #VALUE! | #VALUE! | #VALUE! |  |  | #VALUE! | #VALUE! | #VALUE! | #VALUE! | #VALUE! | #VALUE! | #VALUE! | #VALUE! |  |  |  |  | #VALUE! | #VALUE! | #VALUE! |  |  | #VALUE! | #VALUE! | #VALUE! | #VALUE! | #VALUE! | #VALUE! | #VALUE! | #VALUE! |  |  | #VALUE! | #VALUE! | #VALUE! | #VALUE! | #VALUE! |  |  | #VALUE! | #VALUE! | #VALUE! | #VALUE! | #VALUE! | #VALUE! | #VALUE! | #VALUE! |  |  | #VALUE! | #VALUE! | #VALUE! | #VALUE! | #VALUE! |  |  | #VALUE! | #VALUE! | #VALUE! | #VALUE! | #VALUE! | #VALUE! | #VALUE! | #VALUE! | 0 | #REF! | #VALUE! | #VALUE! | #VALUE! | #VALUE! | #VALUE! | #VALUE! | #VALUE! | 0
|  |  |  | 0 | 51 | 0 |  |  | 1 | 1.0842e-19 | 0 | 1.0669e-18 | 1.0669e-18 | 1.0669e-18 | 0 | 0 |  |  |  |  | #VALUE! | #VALUE! | #VALUE! |  |  | #VALUE! | #VALUE! | #VALUE! | #VALUE! | #VALUE! | #VALUE! | #VALUE! | #VALUE! |  |  |  |  | #VALUE! | #VALUE! | #VALUE! |  |  | #VALUE! | #VALUE! | #VALUE! | #VALUE! | #VALUE! | #VALUE! | #VALUE! | #VALUE! |  |  |  |  | #VALUE! | #VALUE! | #VALUE! |  |  | #VALUE! | #VALUE! | #VALUE! | #VALUE! | #VALUE! | #VALUE! | #VALUE! | #VALUE! |  |  |  |  | #VALUE! | #VALUE! | #VALUE! |  |  | #VALUE! | #VALUE! | #VALUE! | #VALUE! | #VALUE! | #VALUE! | #VALUE! | #VALUE! |  |  |  |  | #VALUE! | #VALUE! | #VALUE! |  |  | #VALUE! | #VALUE! | #VALUE! | #VALUE! | #VALUE! | #VALUE! | #VALUE! | #VALUE! |  |  | #VALUE! | #VALUE! | #VALUE! | #VALUE! | #VALUE! |  |  | #VALUE! | #VALUE! | #VALUE! | #VALUE! | #VALUE! | #VALUE! | #VALUE! | #VALUE! |  |  | #VALUE! | #VALUE! | #VALUE! | #VALUE! | #VALUE! |  |  | #VALUE! | #VALUE! | #VALUE! | #VALUE! | #VALUE! | #VALUE! | #VALUE! | #VALUE! | 0 | #REF! | #VALUE! | #VALUE! | #VALUE! | #VALUE! | #VALUE! | #VALUE! | #VALUE! | 0
|  |  |  | 0 | 51 | 0 |  |  | 1 | 1.0842e-19 | 0 | 1.0669e-18 | 1.0669e-18 | 1.0669e-18 | 0 | 0 |  |  |  |  | #VALUE! | #VALUE! | #VALUE! |  |  | #VALUE! | #VALUE! | #VALUE! | #VALUE! | #VALUE! | #VALUE! | #VALUE! | #VALUE! |  |  |  |  | #VALUE! | #VALUE! | #VALUE! |  |  | #VALUE! | #VALUE! | #VALUE! | #VALUE! | #VALUE! | #VALUE! | #VALUE! | #VALUE! |  |  |  |  | #VALUE! | #VALUE! | #VALUE! |  |  | #VALUE! | #VALUE! | #VALUE! | #VALUE! | #VALUE! | #VALUE! | #VALUE! | #VALUE! |  |  |  |  | #VALUE! | #VALUE! | #VALUE! |  |  | #VALUE! | #VALUE! | #VALUE! | #VALUE! | #VALUE! | #VALUE! | #VALUE! | #VALUE! |  |  |  |  | #VALUE! | #VALUE! | #VALUE! |  |  | #VALUE! | #VALUE! | #VALUE! | #VALUE! | #VALUE! | #VALUE! | #VALUE! | #VALUE! |  |  | #VALUE! | #VALUE! | #VALUE! | #VALUE! | #VALUE! |  |  | #VALUE! | #VALUE! | #VALUE! | #VALUE! | #VALUE! | #VALUE! | #VALUE! | #VALUE! |  |  | #VALUE! | #VALUE! | #VALUE! | #VALUE! | #VALUE! |  |  | #VALUE! | #VALUE! | #VALUE! | #VALUE! | #VALUE! | #VALUE! | #VALUE! | #VALUE! | 0 | #REF! | #VALUE! | #VALUE! | #VALUE! | #VALUE! | #VALUE! | #VALUE! | #VALUE! | 0
|  |  |  | 0 | 51 | 0 |  |  | 1 | 1.0842e-19 | 0 | 1.0669e-18 | 1.0669e-18 | 1.0669e-18 | 0 | 0 |  |  |  |  | #VALUE! | #VALUE! | #VALUE! |  |  | #VALUE! | #VALUE! | #VALUE! | #VALUE! | #VALUE! | #VALUE! | #VALUE! | #VALUE! |  |  |  |  | #VALUE! | #VALUE! | #VALUE! |  |  | #VALUE! | #VALUE! | #VALUE! | #VALUE! | #VALUE! | #VALUE! | #VALUE! | #VALUE! |  |  |  |  | #VALUE! | #VALUE! | #VALUE! |  |  | #VALUE! | #VALUE! | #VALUE! | #VALUE! | #VALUE! | #VALUE! | #VALUE! | #VALUE! |  |  |  |  | #VALUE! | #VALUE! | #VALUE! |  |  | #VALUE! | #VALUE! | #VALUE! | #VALUE! | #VALUE! | #VALUE! | #VALUE! | #VALUE! |  |  |  |  | #VALUE! | #VALUE! | #VALUE! |  |  | #VALUE! | #VALUE! | #VALUE! | #VALUE! | #VALUE! | #VALUE! | #VALUE! | #VALUE! |  |  | #VALUE! | #VALUE! | #VALUE! | #VALUE! | #VALUE! |  |  | #VALUE! | #VALUE! | #VALUE! | #VALUE! | #VALUE! | #VALUE! | #VALUE! | #VALUE! |  |  | #VALUE! | #VALUE! | #VALUE! | #VALUE! | #VALUE! |  |  | #VALUE! | #VALUE! | #VALUE! | #VALUE! | #VALUE! | #VALUE! | #VALUE! | #VALUE! | 0 | #REF! | #VALUE! | #VALUE! | #VALUE! | #VALUE! | #VALUE! | #VALUE! | #VALUE! | 0
|  |  |  | 0 | 51 | 0 |  |  | 1 | 1.0842e-19 | 0 | 1.0669e-18 | 1.0669e-18 | 1.0669e-18 | 0 | 0 |  |  |  |  | #VALUE! | #VALUE! | #VALUE! |  |  | #VALUE! | #VALUE! | #VALUE! | #VALUE! | #VALUE! | #VALUE! | #VALUE! | #VALUE! |  |  |  |  | #VALUE! | #VALUE! | #VALUE! |  |  | #VALUE! | #VALUE! | #VALUE! | #VALUE! | #VALUE! | #VALUE! | #VALUE! | #VALUE! |  |  |  |  | #VALUE! | #VALUE! | #VALUE! |  |  | #VALUE! | #VALUE! | #VALUE! | #VALUE! | #VALUE! | #VALUE! | #VALUE! | #VALUE! |  |  |  |  | #VALUE! | #VALUE! | #VALUE! |  |  | #VALUE! | #VALUE! | #VALUE! | #VALUE! | #VALUE! | #VALUE! | #VALUE! | #VALUE! |  |  |  |  | #VALUE! | #VALUE! | #VALUE! |  |  | #VALUE! | #VALUE! | #VALUE! | #VALUE! | #VALUE! | #VALUE! | #VALUE! | #VALUE! |  |  | #VALUE! | #VALUE! | #VALUE! | #VALUE! | #VALUE! |  |  | #VALUE! | #VALUE! | #VALUE! | #VALUE! | #VALUE! | #VALUE! | #VALUE! | #VALUE! |  |  | #VALUE! | #VALUE! | #VALUE! | #VALUE! | #VALUE! |  |  | #VALUE! | #VALUE! | #VALUE! | #VALUE! | #VALUE! | #VALUE! | #VALUE! | #VALUE! | 0 | #REF! | #VALUE! | #VALUE! | #VALUE! | #VALUE! | #VALUE! | #VALUE! | #VALUE! | 0
|  |  |  | 0 | 51 | 0 |  |  | 1 | 1.0842e-19 | 0 | 1.0669e-18 | 1.0669e-18 | 1.0669e-18 | 0 | 0 |  |  |  |  | #VALUE! | #VALUE! | #VALUE! |  |  | #VALUE! | #VALUE! | #VALUE! | #VALUE! | #VALUE! | #VALUE! | #VALUE! | #VALUE! |  |  |  |  | #VALUE! | #VALUE! | #VALUE! |  |  | #VALUE! | #VALUE! | #VALUE! | #VALUE! | #VALUE! | #VALUE! | #VALUE! | #VALUE! |  |  |  |  | #VALUE! | #VALUE! | #VALUE! |  |  | #VALUE! | #VALUE! | #VALUE! | #VALUE! | #VALUE! | #VALUE! | #VALUE! | #VALUE! |  |  |  |  | #VALUE! | #VALUE! | #VALUE! |  |  | #VALUE! | #VALUE! | #VALUE! | #VALUE! | #VALUE! | #VALUE! | #VALUE! | #VALUE! |  |  |  |  | #VALUE! | #VALUE! | #VALUE! |  |  | #VALUE! | #VALUE! | #VALUE! | #VALUE! | #VALUE! | #VALUE! | #VALUE! | #VALUE! |  |  | #VALUE! | #VALUE! | #VALUE! | #VALUE! | #VALUE! |  |  | #VALUE! | #VALUE! | #VALUE! | #VALUE! | #VALUE! | #VALUE! | #VALUE! | #VALUE! |  |  | #VALUE! | #VALUE! | #VALUE! | #VALUE! | #VALUE! |  |  | #VALUE! | #VALUE! | #VALUE! | #VALUE! | #VALUE! | #VALUE! | #VALUE! | #VALUE! | 0 | #REF! | #VALUE! | #VALUE! | #VALUE! | #VALUE! | #VALUE! | #VALUE! | #VALUE! | 0
|  |  |  | 0 | 51 | 0 |  |  | 1 | 1.0842e-19 | 0 | 1.0669e-18 | 1.0669e-18 | 1.0669e-18 | 0 | 0 |  |  |  |  | #VALUE! | #VALUE! | #VALUE! |  |  | #VALUE! | #VALUE! | #VALUE! | #VALUE! | #VALUE! | #VALUE! | #VALUE! | #VALUE! |  |  |  |  | #VALUE! | #VALUE! | #VALUE! |  |  | #VALUE! | #VALUE! | #VALUE! | #VALUE! | #VALUE! | #VALUE! | #VALUE! | #VALUE! |  |  |  |  | #VALUE! | #VALUE! | #VALUE! |  |  | #VALUE! | #VALUE! | #VALUE! | #VALUE! | #VALUE! | #VALUE! | #VALUE! | #VALUE! |  |  |  |  | #VALUE! | #VALUE! | #VALUE! |  |  | #VALUE! | #VALUE! | #VALUE! | #VALUE! | #VALUE! | #VALUE! | #VALUE! | #VALUE! |  |  |  |  | #VALUE! | #VALUE! | #VALUE! |  |  | #VALUE! | #VALUE! | #VALUE! | #VALUE! | #VALUE! | #VALUE! | #VALUE! | #VALUE! |  |  | #VALUE! | #VALUE! | #VALUE! | #VALUE! | #VALUE! |  |  | #VALUE! | #VALUE! | #VALUE! | #VALUE! | #VALUE! | #VALUE! | #VALUE! | #VALUE! |  |  | #VALUE! | #VALUE! | #VALUE! | #VALUE! | #VALUE! |  |  | #VALUE! | #VALUE! | #VALUE! | #VALUE! | #VALUE! | #VALUE! | #VALUE! | #VALUE! | 0 | #REF! | #VALUE! | #VALUE! | #VALUE! | #VALUE! | #VALUE! | #VALUE! | #VALUE! | 0
|  |  |  | 0 | 51 | 0 |  |  | 1 | 1.0842e-19 | 0 | 1.0669e-18 | 1.0669e-18 | 1.0669e-18 | 0 | 0 |  |  |  |  | #VALUE! | #VALUE! | #VALUE! |  |  | #VALUE! | #VALUE! | #VALUE! | #VALUE! | #VALUE! | #VALUE! | #VALUE! | #VALUE! |  |  |  |  | #VALUE! | #VALUE! | #VALUE! |  |  | #VALUE! | #VALUE! | #VALUE! | #VALUE! | #VALUE! | #VALUE! | #VALUE! | #VALUE! |  |  |  |  | #VALUE! | #VALUE! | #VALUE! |  |  | #VALUE! | #VALUE! | #VALUE! | #VALUE! | #VALUE! | #VALUE! | #VALUE! | #VALUE! |  |  |  |  | #VALUE! | #VALUE! | #VALUE! |  |  | #VALUE! | #VALUE! | #VALUE! | #VALUE! | #VALUE! | #VALUE! | #VALUE! | #VALUE! |  |  |  |  | #VALUE! | #VALUE! | #VALUE! |  |  | #VALUE! | #VALUE! | #VALUE! | #VALUE! | #VALUE! | #VALUE! | #VALUE! | #VALUE! |  |  | #VALUE! | #VALUE! | #VALUE! | #VALUE! | #VALUE! |  |  | #VALUE! | #VALUE! | #VALUE! | #VALUE! | #VALUE! | #VALUE! | #VALUE! | #VALUE! |  |  | #VALUE! | #VALUE! | #VALUE! | #VALUE! | #VALUE! |  |  | #VALUE! | #VALUE! | #VALUE! | #VALUE! | #VALUE! | #VALUE! | #VALUE! | #VALUE! | 0 | #REF! | #VALUE! | #VALUE! | #VALUE! | #VALUE! | #VALUE! | #VALUE! | #VALUE! | 0
|  |  |  | 0 | 51 | 0 |  |  | 1 | 1.0842e-19 | 0 | 1.0669e-18 | 1.0669e-18 | 1.0669e-18 | 0 | 0 |  |  |  |  | #VALUE! | #VALUE! | #VALUE! |  |  | #VALUE! | #VALUE! | #VALUE! | #VALUE! | #VALUE! | #VALUE! | #VALUE! | #VALUE! |  |  |  |  | #VALUE! | #VALUE! | #VALUE! |  |  | #VALUE! | #VALUE! | #VALUE! | #VALUE! | #VALUE! | #VALUE! | #VALUE! | #VALUE! |  |  |  |  | #VALUE! | #VALUE! | #VALUE! |  |  | #VALUE! | #VALUE! | #VALUE! | #VALUE! | #VALUE! | #VALUE! | #VALUE! | #VALUE! |  |  |  |  | #VALUE! | #VALUE! | #VALUE! |  |  | #VALUE! | #VALUE! | #VALUE! | #VALUE! | #VALUE! | #VALUE! | #VALUE! | #VALUE! |  |  |  |  | #VALUE! | #VALUE! | #VALUE! |  |  | #VALUE! | #VALUE! | #VALUE! | #VALUE! | #VALUE! | #VALUE! | #VALUE! | #VALUE! |  |  | #VALUE! | #VALUE! | #VALUE! | #VALUE! | #VALUE! |  |  | #VALUE! | #VALUE! | #VALUE! | #VALUE! | #VALUE! | #VALUE! | #VALUE! | #VALUE! |  |  | #VALUE! | #VALUE! | #VALUE! | #VALUE! | #VALUE! |  |  | #VALUE! | #VALUE! | #VALUE! | #VALUE! | #VALUE! | #VALUE! | #VALUE! | #VALUE! | 0 | #REF! | #VALUE! | #VALUE! | #VALUE! | #VALUE! | #VALUE! | #VALUE! | #VALUE! | 0
|  |  |  | 0 | 51 | 0 |  |  | 1 | 1.0842e-19 | 0 | 1.0669e-18 | 1.0669e-18 | 1.0669e-18 | 0 | 0 |  |  |  |  | #VALUE! | #VALUE! | #VALUE! |  |  | #VALUE! | #VALUE! | #VALUE! | #VALUE! | #VALUE! | #VALUE! | #VALUE! | #VALUE! |  |  |  |  | #VALUE! | #VALUE! | #VALUE! |  |  | #VALUE! | #VALUE! | #VALUE! | #VALUE! | #VALUE! | #VALUE! | #VALUE! | #VALUE! |  |  |  |  | #VALUE! | #VALUE! | #VALUE! |  |  | #VALUE! | #VALUE! | #VALUE! | #VALUE! | #VALUE! | #VALUE! | #VALUE! | #VALUE! |  |  |  |  | #VALUE! | #VALUE! | #VALUE! |  |  | #VALUE! | #VALUE! | #VALUE! | #VALUE! | #VALUE! | #VALUE! | #VALUE! | #VALUE! |  |  |  |  | #VALUE! | #VALUE! | #VALUE! |  |  | #VALUE! | #VALUE! | #VALUE! | #VALUE! | #VALUE! | #VALUE! | #VALUE! | #VALUE! |  |  | #VALUE! | #VALUE! | #VALUE! | #VALUE! | #VALUE! |  |  | #VALUE! | #VALUE! | #VALUE! | #VALUE! | #VALUE! | #VALUE! | #VALUE! | #VALUE! |  |  | #VALUE! | #VALUE! | #VALUE! | #VALUE! | #VALUE! |  |  | #VALUE! | #VALUE! | #VALUE! | #VALUE! | #VALUE! | #VALUE! | #VALUE! | #VALUE! | 0 | #REF! | #VALUE! | #VALUE! | #VALUE! | #VALUE! | #VALUE! | #VALUE! | #VALUE! | 0
|  |  |  | 0 | 51 | 0 |  |  | 1 | 1.0842e-19 | 0 | 1.0669e-18 | 1.0669e-18 | 1.0669e-18 | 0 | 0 |  |  |  |  | #VALUE! | #VALUE! | #VALUE! |  |  | #VALUE! | #VALUE! | #VALUE! | #VALUE! | #VALUE! | #VALUE! | #VALUE! | #VALUE! |  |  |  |  | #VALUE! | #VALUE! | #VALUE! |  |  | #VALUE! | #VALUE! | #VALUE! | #VALUE! | #VALUE! | #VALUE! | #VALUE! | #VALUE! |  |  |  |  | #VALUE! | #VALUE! | #VALUE! |  |  | #VALUE! | #VALUE! | #VALUE! | #VALUE! | #VALUE! | #VALUE! | #VALUE! | #VALUE! |  |  |  |  | #VALUE! | #VALUE! | #VALUE! |  |  | #VALUE! | #VALUE! | #VALUE! | #VALUE! | #VALUE! | #VALUE! | #VALUE! | #VALUE! |  |  |  |  | #VALUE! | #VALUE! | #VALUE! |  |  | #VALUE! | #VALUE! | #VALUE! | #VALUE! | #VALUE! | #VALUE! | #VALUE! | #VALUE! |  |  | #VALUE! | #VALUE! | #VALUE! | #VALUE! | #VALUE! |  |  | #VALUE! | #VALUE! | #VALUE! | #VALUE! | #VALUE! | #VALUE! | #VALUE! | #VALUE! |  |  | #VALUE! | #VALUE! | #VALUE! | #VALUE! | #VALUE! |  |  | #VALUE! | #VALUE! | #VALUE! | #VALUE! | #VALUE! | #VALUE! | #VALUE! | #VALUE! | 0 | #REF! | #VALUE! | #VALUE! | #VALUE! | #VALUE! | #VALUE! | #VALUE! | #VALUE! | 0
|  |  |  | 0 | 51 | 0 |  |  | 1 | 1.0842e-19 | 0 | 1.0669e-18 | 1.0669e-18 | 1.0669e-18 | 0 | 0 |  |  |  |  | #VALUE! | #VALUE! | #VALUE! |  |  | #VALUE! | #VALUE! | #VALUE! | #VALUE! | #VALUE! | #VALUE! | #VALUE! | #VALUE! |  |  |  |  | #VALUE! | #VALUE! | #VALUE! |  |  | #VALUE! | #VALUE! | #VALUE! | #VALUE! | #VALUE! | #VALUE! | #VALUE! | #VALUE! |  |  |  |  | #VALUE! | #VALUE! | #VALUE! |  |  | #VALUE! | #VALUE! | #VALUE! | #VALUE! | #VALUE! | #VALUE! | #VALUE! | #VALUE! |  |  |  |  | #VALUE! | #VALUE! | #VALUE! |  |  | #VALUE! | #VALUE! | #VALUE! | #VALUE! | #VALUE! | #VALUE! | #VALUE! | #VALUE! |  |  |  |  | #VALUE! | #VALUE! | #VALUE! |  |  | #VALUE! | #VALUE! | #VALUE! | #VALUE! | #VALUE! | #VALUE! | #VALUE! | #VALUE! |  |  | #VALUE! | #VALUE! | #VALUE! | #VALUE! | #VALUE! |  |  | #VALUE! | #VALUE! | #VALUE! | #VALUE! | #VALUE! | #VALUE! | #VALUE! | #VALUE! |  |  | #VALUE! | #VALUE! | #VALUE! | #VALUE! | #VALUE! |  |  | #VALUE! | #VALUE! | #VALUE! | #VALUE! | #VALUE! | #VALUE! | #VALUE! | #VALUE! | 0 | #REF! | #VALUE! | #VALUE! | #VALUE! | #VALUE! | #VALUE! | #VALUE! | #VALUE! | 0
|  |  |  | 0 | 51 | 0 |  |  | 1 | 1.0842e-19 | 0 | 1.0669e-18 | 1.0669e-18 | 1.0669e-18 | 0 | 0 |  |  |  |  | #VALUE! | #VALUE! | #VALUE! |  |  | #VALUE! | #VALUE! | #VALUE! | #VALUE! | #VALUE! | #VALUE! | #VALUE! | #VALUE! |  |  |  |  | #VALUE! | #VALUE! | #VALUE! |  |  | #VALUE! | #VALUE! | #VALUE! | #VALUE! | #VALUE! | #VALUE! | #VALUE! | #VALUE! |  |  |  |  | #VALUE! | #VALUE! | #VALUE! |  |  | #VALUE! | #VALUE! | #VALUE! | #VALUE! | #VALUE! | #VALUE! | #VALUE! | #VALUE! |  |  |  |  | #VALUE! | #VALUE! | #VALUE! |  |  | #VALUE! | #VALUE! | #VALUE! | #VALUE! | #VALUE! | #VALUE! | #VALUE! | #VALUE! |  |  |  |  | #VALUE! | #VALUE! | #VALUE! |  |  | #VALUE! | #VALUE! | #VALUE! | #VALUE! | #VALUE! | #VALUE! | #VALUE! | #VALUE! |  |  | #VALUE! | #VALUE! | #VALUE! | #VALUE! | #VALUE! |  |  | #VALUE! | #VALUE! | #VALUE! | #VALUE! | #VALUE! | #VALUE! | #VALUE! | #VALUE! |  |  | #VALUE! | #VALUE! | #VALUE! | #VALUE! | #VALUE! |  |  | #VALUE! | #VALUE! | #VALUE! | #VALUE! | #VALUE! | #VALUE! | #VALUE! | #VALUE! | 0 | #REF! | #VALUE! | #VALUE! | #VALUE! | #VALUE! | #VALUE! | #VALUE! | #VALUE! | 0
|  |  |  | 0 | 51 | 0 |  |  | 1 | 1.0842e-19 | 0 | 1.0669e-18 | 1.0669e-18 | 1.0669e-18 | 0 | 0 |  |  |  |  | #VALUE! | #VALUE! | #VALUE! |  |  | #VALUE! | #VALUE! | #VALUE! | #VALUE! | #VALUE! | #VALUE! | #VALUE! | #VALUE! |  |  |  |  | #VALUE! | #VALUE! | #VALUE! |  |  | #VALUE! | #VALUE! | #VALUE! | #VALUE! | #VALUE! | #VALUE! | #VALUE! | #VALUE! |  |  |  |  | #VALUE! | #VALUE! | #VALUE! |  |  | #VALUE! | #VALUE! | #VALUE! | #VALUE! | #VALUE! | #VALUE! | #VALUE! | #VALUE! |  |  |  |  | #VALUE! | #VALUE! | #VALUE! |  |  | #VALUE! | #VALUE! | #VALUE! | #VALUE! | #VALUE! | #VALUE! | #VALUE! | #VALUE! |  |  |  |  | #VALUE! | #VALUE! | #VALUE! |  |  | #VALUE! | #VALUE! | #VALUE! | #VALUE! | #VALUE! | #VALUE! | #VALUE! | #VALUE! |  |  | #VALUE! | #VALUE! | #VALUE! | #VALUE! | #VALUE! |  |  | #VALUE! | #VALUE! | #VALUE! | #VALUE! | #VALUE! | #VALUE! | #VALUE! | #VALUE! |  |  | #VALUE! | #VALUE! | #VALUE! | #VALUE! | #VALUE! |  |  | #VALUE! | #VALUE! | #VALUE! | #VALUE! | #VALUE! | #VALUE! | #VALUE! | #VALUE! | 0 | #REF! | #VALUE! | #VALUE! | #VALUE! | #VALUE! | #VALUE! | #VALUE! | #VALUE! | 0
|  |  |  | 0 | 51 | 0 |  |  | 1 | 1.0842e-19 | 0 | 1.0669e-18 | 1.0669e-18 | 1.0669e-18 | 0 | 0 |  |  |  |  | #VALUE! | #VALUE! | #VALUE! |  |  | #VALUE! | #VALUE! | #VALUE! | #VALUE! | #VALUE! | #VALUE! | #VALUE! | #VALUE! |  |  |  |  | #VALUE! | #VALUE! | #VALUE! |  |  | #VALUE! | #VALUE! | #VALUE! | #VALUE! | #VALUE! | #VALUE! | #VALUE! | #VALUE! |  |  |  |  | #VALUE! | #VALUE! | #VALUE! |  |  | #VALUE! | #VALUE! | #VALUE! | #VALUE! | #VALUE! | #VALUE! | #VALUE! | #VALUE! |  |  |  |  | #VALUE! | #VALUE! | #VALUE! |  |  | #VALUE! | #VALUE! | #VALUE! | #VALUE! | #VALUE! | #VALUE! | #VALUE! | #VALUE! |  |  |  |  | #VALUE! | #VALUE! | #VALUE! |  |  | #VALUE! | #VALUE! | #VALUE! | #VALUE! | #VALUE! | #VALUE! | #VALUE! | #VALUE! |  |  | #VALUE! | #VALUE! | #VALUE! | #VALUE! | #VALUE! |  |  | #VALUE! | #VALUE! | #VALUE! | #VALUE! | #VALUE! | #VALUE! | #VALUE! | #VALUE! |  |  | #VALUE! | #VALUE! | #VALUE! | #VALUE! | #VALUE! |  |  | #VALUE! | #VALUE! | #VALUE! | #VALUE! | #VALUE! | #VALUE! | #VALUE! | #VALUE! | 0 | #REF! | #VALUE! | #VALUE! | #VALUE! | #VALUE! | #VALUE! | #VALUE! | #VALUE! | 0
|  |  |  | 0 | 51 | 0 |  |  | 1 | 1.0842e-19 | 0 | 1.0669e-18 | 1.0669e-18 | 1.0669e-18 | 0 | 0 |  |  |  |  | #VALUE! | #VALUE! | #VALUE! |  |  | #VALUE! | #VALUE! | #VALUE! | #VALUE! | #VALUE! | #VALUE! | #VALUE! | #VALUE! |  |  |  |  | #VALUE! | #VALUE! | #VALUE! |  |  | #VALUE! | #VALUE! | #VALUE! | #VALUE! | #VALUE! | #VALUE! | #VALUE! | #VALUE! |  |  |  |  | #VALUE! | #VALUE! | #VALUE! |  |  | #VALUE! | #VALUE! | #VALUE! | #VALUE! | #VALUE! | #VALUE! | #VALUE! | #VALUE! |  |  |  |  | #VALUE! | #VALUE! | #VALUE! |  |  | #VALUE! | #VALUE! | #VALUE! | #VALUE! | #VALUE! | #VALUE! | #VALUE! | #VALUE! |  |  |  |  | #VALUE! | #VALUE! | #VALUE! |  |  | #VALUE! | #VALUE! | #VALUE! | #VALUE! | #VALUE! | #VALUE! | #VALUE! | #VALUE! |  |  | #VALUE! | #VALUE! | #VALUE! | #VALUE! | #VALUE! |  |  | #VALUE! | #VALUE! | #VALUE! | #VALUE! | #VALUE! | #VALUE! | #VALUE! | #VALUE! |  |  | #VALUE! | #VALUE! | #VALUE! | #VALUE! | #VALUE! |  |  | #VALUE! | #VALUE! | #VALUE! | #VALUE! | #VALUE! | #VALUE! | #VALUE! | #VALUE! | 0 | #REF! | #VALUE! | #VALUE! | #VALUE! | #VALUE! | #VALUE! | #VALUE! | #VALUE! | 0
|  |  |  | 0 | 51 | 0 |  |  | 1 | 1.0842e-19 | 0 | 1.0669e-18 | 1.0669e-18 | 1.0669e-18 | 0 | 0 |  |  |  |  | #VALUE! | #VALUE! | #VALUE! |  |  | #VALUE! | #VALUE! | #VALUE! | #VALUE! | #VALUE! | #VALUE! | #VALUE! | #VALUE! |  |  |  |  | #VALUE! | #VALUE! | #VALUE! |  |  | #VALUE! | #VALUE! | #VALUE! | #VALUE! | #VALUE! | #VALUE! | #VALUE! | #VALUE! |  |  |  |  | #VALUE! | #VALUE! | #VALUE! |  |  | #VALUE! | #VALUE! | #VALUE! | #VALUE! | #VALUE! | #VALUE! | #VALUE! | #VALUE! |  |  |  |  | #VALUE! | #VALUE! | #VALUE! |  |  | #VALUE! | #VALUE! | #VALUE! | #VALUE! | #VALUE! | #VALUE! | #VALUE! | #VALUE! |  |  |  |  | #VALUE! | #VALUE! | #VALUE! |  |  | #VALUE! | #VALUE! | #VALUE! | #VALUE! | #VALUE! | #VALUE! | #VALUE! | #VALUE! |  |  | #VALUE! | #VALUE! | #VALUE! | #VALUE! | #VALUE! |  |  | #VALUE! | #VALUE! | #VALUE! | #VALUE! | #VALUE! | #VALUE! | #VALUE! | #VALUE! |  |  | #VALUE! | #VALUE! | #VALUE! | #VALUE! | #VALUE! |  |  | #VALUE! | #VALUE! | #VALUE! | #VALUE! | #VALUE! | #VALUE! | #VALUE! | #VALUE! | 0 | #REF! | #VALUE! | #VALUE! | #VALUE! | #VALUE! | #VALUE! | #VALUE! | #VALUE! | 0
|  |  |  | 0 | 51 | 0 |  |  | 1 | 1.0842e-19 | 0 | 1.0669e-18 | 1.0669e-18 | 1.0669e-18 | 0 | 0 |  |  |  |  | #VALUE! | #VALUE! | #VALUE! |  |  | #VALUE! | #VALUE! | #VALUE! | #VALUE! | #VALUE! | #VALUE! | #VALUE! | #VALUE! |  |  |  |  | #VALUE! | #VALUE! | #VALUE! |  |  | #VALUE! | #VALUE! | #VALUE! | #VALUE! | #VALUE! | #VALUE! | #VALUE! | #VALUE! |  |  |  |  | #VALUE! | #VALUE! | #VALUE! |  |  | #VALUE! | #VALUE! | #VALUE! | #VALUE! | #VALUE! | #VALUE! | #VALUE! | #VALUE! |  |  |  |  | #VALUE! | #VALUE! | #VALUE! |  |  | #VALUE! | #VALUE! | #VALUE! | #VALUE! | #VALUE! | #VALUE! | #VALUE! | #VALUE! |  |  |  |  | #VALUE! | #VALUE! | #VALUE! |  |  | #VALUE! | #VALUE! | #VALUE! | #VALUE! | #VALUE! | #VALUE! | #VALUE! | #VALUE! |  |  | #VALUE! | #VALUE! | #VALUE! | #VALUE! | #VALUE! |  |  | #VALUE! | #VALUE! | #VALUE! | #VALUE! | #VALUE! | #VALUE! | #VALUE! | #VALUE! |  |  | #VALUE! | #VALUE! | #VALUE! | #VALUE! | #VALUE! |  |  | #VALUE! | #VALUE! | #VALUE! | #VALUE! | #VALUE! | #VALUE! | #VALUE! | #VALUE! | 0 | #REF! | #VALUE! | #VALUE! | #VALUE! | #VALUE! | #VALUE! | #VALUE! | #VALUE! | 0
|  |  |  | 0 | 51 | 0 |  |  | 1 | 1.0842e-19 | 0 | 1.0669e-18 | 1.0669e-18 | 1.0669e-18 | 0 | 0 |  |  |  |  | #VALUE! | #VALUE! | #VALUE! |  |  | #VALUE! | #VALUE! | #VALUE! | #VALUE! | #VALUE! | #VALUE! | #VALUE! | #VALUE! |  |  |  |  | #VALUE! | #VALUE! | #VALUE! |  |  | #VALUE! | #VALUE! | #VALUE! | #VALUE! | #VALUE! | #VALUE! | #VALUE! | #VALUE! |  |  |  |  | #VALUE! | #VALUE! | #VALUE! |  |  | #VALUE! | #VALUE! | #VALUE! | #VALUE! | #VALUE! | #VALUE! | #VALUE! | #VALUE! |  |  |  |  | #VALUE! | #VALUE! | #VALUE! |  |  | #VALUE! | #VALUE! | #VALUE! | #VALUE! | #VALUE! | #VALUE! | #VALUE! | #VALUE! |  |  |  |  | #VALUE! | #VALUE! | #VALUE! |  |  | #VALUE! | #VALUE! | #VALUE! | #VALUE! | #VALUE! | #VALUE! | #VALUE! | #VALUE! |  |  | #VALUE! | #VALUE! | #VALUE! | #VALUE! | #VALUE! |  |  | #VALUE! | #VALUE! | #VALUE! | #VALUE! | #VALUE! | #VALUE! | #VALUE! | #VALUE! |  |  | #VALUE! | #VALUE! | #VALUE! | #VALUE! | #VALUE! |  |  | #VALUE! | #VALUE! | #VALUE! | #VALUE! | #VALUE! | #VALUE! | #VALUE! | #VALUE! | 0 | #REF! | #VALUE! | #VALUE! | #VALUE! | #VALUE! | #VALUE! | #VALUE! | #VALUE! | 0
|  |  |  | 0 | 51 | 0 |  |  | 1 | 1.0842e-19 | 0 | 1.0669e-18 | 1.0669e-18 | 1.0669e-18 | 0 | 0 |  |  |  |  | #VALUE! | #VALUE! | #VALUE! |  |  | #VALUE! | #VALUE! | #VALUE! | #VALUE! | #VALUE! | #VALUE! | #VALUE! | #VALUE! |  |  |  |  | #VALUE! | #VALUE! | #VALUE! |  |  | #VALUE! | #VALUE! | #VALUE! | #VALUE! | #VALUE! | #VALUE! | #VALUE! | #VALUE! |  |  |  |  | #VALUE! | #VALUE! | #VALUE! |  |  | #VALUE! | #VALUE! | #VALUE! | #VALUE! | #VALUE! | #VALUE! | #VALUE! | #VALUE! |  |  |  |  | #VALUE! | #VALUE! | #VALUE! |  |  | #VALUE! | #VALUE! | #VALUE! | #VALUE! | #VALUE! | #VALUE! | #VALUE! | #VALUE! |  |  |  |  | #VALUE! | #VALUE! | #VALUE! |  |  | #VALUE! | #VALUE! | #VALUE! | #VALUE! | #VALUE! | #VALUE! | #VALUE! | #VALUE! |  |  | #VALUE! | #VALUE! | #VALUE! | #VALUE! | #VALUE! |  |  | #VALUE! | #VALUE! | #VALUE! | #VALUE! | #VALUE! | #VALUE! | #VALUE! | #VALUE! |  |  | #VALUE! | #VALUE! | #VALUE! | #VALUE! | #VALUE! |  |  | #VALUE! | #VALUE! | #VALUE! | #VALUE! | #VALUE! | #VALUE! | #VALUE! | #VALUE! | 0 | #REF! | #VALUE! | #VALUE! | #VALUE! | #VALUE! | #VALUE! | #VALUE! | #VALUE! | 0
|  |  |  | 0 | 51 | 0 |  |  | 1 | 1.0842e-19 | 0 | 1.0669e-18 | 1.0669e-18 | 1.0669e-18 | 0 | 0 |  |  |  |  | #VALUE! | #VALUE! | #VALUE! |  |  | #VALUE! | #VALUE! | #VALUE! | #VALUE! | #VALUE! | #VALUE! | #VALUE! | #VALUE! |  |  |  |  | #VALUE! | #VALUE! | #VALUE! |  |  | #VALUE! | #VALUE! | #VALUE! | #VALUE! | #VALUE! | #VALUE! | #VALUE! | #VALUE! |  |  |  |  | #VALUE! | #VALUE! | #VALUE! |  |  | #VALUE! | #VALUE! | #VALUE! | #VALUE! | #VALUE! | #VALUE! | #VALUE! | #VALUE! |  |  |  |  | #VALUE! | #VALUE! | #VALUE! |  |  | #VALUE! | #VALUE! | #VALUE! | #VALUE! | #VALUE! | #VALUE! | #VALUE! | #VALUE! |  |  |  |  | #VALUE! | #VALUE! | #VALUE! |  |  | #VALUE! | #VALUE! | #VALUE! | #VALUE! | #VALUE! | #VALUE! | #VALUE! | #VALUE! |  |  | #VALUE! | #VALUE! | #VALUE! | #VALUE! | #VALUE! |  |  | #VALUE! | #VALUE! | #VALUE! | #VALUE! | #VALUE! | #VALUE! | #VALUE! | #VALUE! |  |  | #VALUE! | #VALUE! | #VALUE! | #VALUE! | #VALUE! |  |  | #VALUE! | #VALUE! | #VALUE! | #VALUE! | #VALUE! | #VALUE! | #VALUE! | #VALUE! | 0 | #REF! | #VALUE! | #VALUE! | #VALUE! | #VALUE! | #VALUE! | #VALUE! | #VALUE! | 0
|  |  |  | 0 | 51 | 0 |  |  | 1 | 1.0842e-19 | 0 | 1.0669e-18 | 1.0669e-18 | 1.0669e-18 | 0 | 0 |  |  |  |  | #VALUE! | #VALUE! | #VALUE! |  |  | #VALUE! | #VALUE! | #VALUE! | #VALUE! | #VALUE! | #VALUE! | #VALUE! | #VALUE! |  |  |  |  | #VALUE! | #VALUE! | #VALUE! |  |  | #VALUE! | #VALUE! | #VALUE! | #VALUE! | #VALUE! | #VALUE! | #VALUE! | #VALUE! |  |  |  |  | #VALUE! | #VALUE! | #VALUE! |  |  | #VALUE! | #VALUE! | #VALUE! | #VALUE! | #VALUE! | #VALUE! | #VALUE! | #VALUE! |  |  |  |  | #VALUE! | #VALUE! | #VALUE! |  |  | #VALUE! | #VALUE! | #VALUE! | #VALUE! | #VALUE! | #VALUE! | #VALUE! | #VALUE! |  |  |  |  | #VALUE! | #VALUE! | #VALUE! |  |  | #VALUE! | #VALUE! | #VALUE! | #VALUE! | #VALUE! | #VALUE! | #VALUE! | #VALUE! |  |  | #VALUE! | #VALUE! | #VALUE! | #VALUE! | #VALUE! |  |  | #VALUE! | #VALUE! | #VALUE! | #VALUE! | #VALUE! | #VALUE! | #VALUE! | #VALUE! |  |  | #VALUE! | #VALUE! | #VALUE! | #VALUE! | #VALUE! |  |  | #VALUE! | #VALUE! | #VALUE! | #VALUE! | #VALUE! | #VALUE! | #VALUE! | #VALUE! | 0 | #REF! | #VALUE! | #VALUE! | #VALUE! | #VALUE! | #VALUE! | #VALUE! | #VALUE! | 0
|  |  |  | 0 | 51 | 0 |  |  | 1 | 1.0842e-19 | 0 | 1.0669e-18 | 1.0669e-18 | 1.0669e-18 | 0 | 0 |  |  |  |  | #VALUE! | #VALUE! | #VALUE! |  |  | #VALUE! | #VALUE! | #VALUE! | #VALUE! | #VALUE! | #VALUE! | #VALUE! | #VALUE! |  |  |  |  | #VALUE! | #VALUE! | #VALUE! |  |  | #VALUE! | #VALUE! | #VALUE! | #VALUE! | #VALUE! | #VALUE! | #VALUE! | #VALUE! |  |  |  |  | #VALUE! | #VALUE! | #VALUE! |  |  | #VALUE! | #VALUE! | #VALUE! | #VALUE! | #VALUE! | #VALUE! | #VALUE! | #VALUE! |  |  |  |  | #VALUE! | #VALUE! | #VALUE! |  |  | #VALUE! | #VALUE! | #VALUE! | #VALUE! | #VALUE! | #VALUE! | #VALUE! | #VALUE! |  |  |  |  | #VALUE! | #VALUE! | #VALUE! |  |  | #VALUE! | #VALUE! | #VALUE! | #VALUE! | #VALUE! | #VALUE! | #VALUE! | #VALUE! |  |  | #VALUE! | #VALUE! | #VALUE! | #VALUE! | #VALUE! |  |  | #VALUE! | #VALUE! | #VALUE! | #VALUE! | #VALUE! | #VALUE! | #VALUE! | #VALUE! |  |  | #VALUE! | #VALUE! | #VALUE! | #VALUE! | #VALUE! |  |  | #VALUE! | #VALUE! | #VALUE! | #VALUE! | #VALUE! | #VALUE! | #VALUE! | #VALUE! | 0 | #REF! | #VALUE! | #VALUE! | #VALUE! | #VALUE! | #VALUE! | #VALUE! | #VALUE! | 0
|  |  |  | 0 | 51 | 0 |  |  | 1 | 1.0842e-19 | 0 | 1.0669e-18 | 1.0669e-18 | 1.0669e-18 | 0 | 0 |  |  |  |  | #VALUE! | #VALUE! | #VALUE! |  |  | #VALUE! | #VALUE! | #VALUE! | #VALUE! | #VALUE! | #VALUE! | #VALUE! | #VALUE! |  |  |  |  | #VALUE! | #VALUE! | #VALUE! |  |  | #VALUE! | #VALUE! | #VALUE! | #VALUE! | #VALUE! | #VALUE! | #VALUE! | #VALUE! |  |  |  |  | #VALUE! | #VALUE! | #VALUE! |  |  | #VALUE! | #VALUE! | #VALUE! | #VALUE! | #VALUE! | #VALUE! | #VALUE! | #VALUE! |  |  |  |  | #VALUE! | #VALUE! | #VALUE! |  |  | #VALUE! | #VALUE! | #VALUE! | #VALUE! | #VALUE! | #VALUE! | #VALUE! | #VALUE! |  |  |  |  | #VALUE! | #VALUE! | #VALUE! |  |  | #VALUE! | #VALUE! | #VALUE! | #VALUE! | #VALUE! | #VALUE! | #VALUE! | #VALUE! |  |  | #VALUE! | #VALUE! | #VALUE! | #VALUE! | #VALUE! |  |  | #VALUE! | #VALUE! | #VALUE! | #VALUE! | #VALUE! | #VALUE! | #VALUE! | #VALUE! |  |  | #VALUE! | #VALUE! | #VALUE! | #VALUE! | #VALUE! |  |  | #VALUE! | #VALUE! | #VALUE! | #VALUE! | #VALUE! | #VALUE! | #VALUE! | #VALUE! | 0 | #REF! | #VALUE! | #VALUE! | #VALUE! | #VALUE! | #VALUE! | #VALUE! | #VALUE! | 0
|  |  |  | 0 | 51 | 0 |  |  | 1 | 1.0842e-19 | 0 | 1.0669e-18 | 1.0669e-18 | 1.0669e-18 | 0 | 0 |  |  |  |  | #VALUE! | #VALUE! | #VALUE! |  |  | #VALUE! | #VALUE! | #VALUE! | #VALUE! | #VALUE! | #VALUE! | #VALUE! | #VALUE! |  |  |  |  | #VALUE! | #VALUE! | #VALUE! |  |  | #VALUE! | #VALUE! | #VALUE! | #VALUE! | #VALUE! | #VALUE! | #VALUE! | #VALUE! |  |  |  |  | #VALUE! | #VALUE! | #VALUE! |  |  | #VALUE! | #VALUE! | #VALUE! | #VALUE! | #VALUE! | #VALUE! | #VALUE! | #VALUE! |  |  |  |  | #VALUE! | #VALUE! | #VALUE! |  |  | #VALUE! | #VALUE! | #VALUE! | #VALUE! | #VALUE! | #VALUE! | #VALUE! | #VALUE! |  |  |  |  | #VALUE! | #VALUE! | #VALUE! |  |  | #VALUE! | #VALUE! | #VALUE! | #VALUE! | #VALUE! | #VALUE! | #VALUE! | #VALUE! |  |  | #VALUE! | #VALUE! | #VALUE! | #VALUE! | #VALUE! |  |  | #VALUE! | #VALUE! | #VALUE! | #VALUE! | #VALUE! | #VALUE! | #VALUE! | #VALUE! |  |  | #VALUE! | #VALUE! | #VALUE! | #VALUE! | #VALUE! |  |  | #VALUE! | #VALUE! | #VALUE! | #VALUE! | #VALUE! | #VALUE! | #VALUE! | #VALUE! | 0 | #REF! | #VALUE! | #VALUE! | #VALUE! | #VALUE! | #VALUE! | #VALUE! | #VALUE! | 0
|  |  |  | 0 | 51 | 0 |  |  | 1 | 1.0842e-19 | 0 | 1.0669e-18 | 1.0669e-18 | 1.0669e-18 | 0 | 0 |  |  |  |  | #VALUE! | #VALUE! | #VALUE! |  |  | #VALUE! | #VALUE! | #VALUE! | #VALUE! | #VALUE! | #VALUE! | #VALUE! | #VALUE! |  |  |  |  | #VALUE! | #VALUE! | #VALUE! |  |  | #VALUE! | #VALUE! | #VALUE! | #VALUE! | #VALUE! | #VALUE! | #VALUE! | #VALUE! |  |  |  |  | #VALUE! | #VALUE! | #VALUE! |  |  | #VALUE! | #VALUE! | #VALUE! | #VALUE! | #VALUE! | #VALUE! | #VALUE! | #VALUE! |  |  |  |  | #VALUE! | #VALUE! | #VALUE! |  |  | #VALUE! | #VALUE! | #VALUE! | #VALUE! | #VALUE! | #VALUE! | #VALUE! | #VALUE! |  |  |  |  | #VALUE! | #VALUE! | #VALUE! |  |  | #VALUE! | #VALUE! | #VALUE! | #VALUE! | #VALUE! | #VALUE! | #VALUE! | #VALUE! |  |  | #VALUE! | #VALUE! | #VALUE! | #VALUE! | #VALUE! |  |  | #VALUE! | #VALUE! | #VALUE! | #VALUE! | #VALUE! | #VALUE! | #VALUE! | #VALUE! |  |  | #VALUE! | #VALUE! | #VALUE! | #VALUE! | #VALUE! |  |  | #VALUE! | #VALUE! | #VALUE! | #VALUE! | #VALUE! | #VALUE! | #VALUE! | #VALUE! | 0 | #REF! | #VALUE! | #VALUE! | #VALUE! | #VALUE! | #VALUE! | #VALUE! | #VALUE! | 0
|  |  |  | 0 | 51 | 0 |  |  | 1 | 1.0842e-19 | 0 | 1.0669e-18 | 1.0669e-18 | 1.0669e-18 | 0 | 0 |  |  |  |  | #VALUE! | #VALUE! | #VALUE! |  |  | #VALUE! | #VALUE! | #VALUE! | #VALUE! | #VALUE! | #VALUE! | #VALUE! | #VALUE! |  |  |  |  | #VALUE! | #VALUE! | #VALUE! |  |  | #VALUE! | #VALUE! | #VALUE! | #VALUE! | #VALUE! | #VALUE! | #VALUE! | #VALUE! |  |  |  |  | #VALUE! | #VALUE! | #VALUE! |  |  | #VALUE! | #VALUE! | #VALUE! | #VALUE! | #VALUE! | #VALUE! | #VALUE! | #VALUE! |  |  |  |  | #VALUE! | #VALUE! | #VALUE! |  |  | #VALUE! | #VALUE! | #VALUE! | #VALUE! | #VALUE! | #VALUE! | #VALUE! | #VALUE! |  |  |  |  | #VALUE! | #VALUE! | #VALUE! |  |  | #VALUE! | #VALUE! | #VALUE! | #VALUE! | #VALUE! | #VALUE! | #VALUE! | #VALUE! |  |  | #VALUE! | #VALUE! | #VALUE! | #VALUE! | #VALUE! |  |  | #VALUE! | #VALUE! | #VALUE! | #VALUE! | #VALUE! | #VALUE! | #VALUE! | #VALUE! |  |  | #VALUE! | #VALUE! | #VALUE! | #VALUE! | #VALUE! |  |  | #VALUE! | #VALUE! | #VALUE! | #VALUE! | #VALUE! | #VALUE! | #VALUE! | #VALUE! | 0 | #REF! | #VALUE! | #VALUE! | #VALUE! | #VALUE! | #VALUE! | #VALUE! | #VALUE! | 0
|  |  |  | 0 | 51 | 0 |  |  | 1 | 1.0842e-19 | 0 | 1.0669e-18 | 1.0669e-18 | 1.0669e-18 | 0 | 0 |  |  |  |  | #VALUE! | #VALUE! | #VALUE! |  |  | #VALUE! | #VALUE! | #VALUE! | #VALUE! | #VALUE! | #VALUE! | #VALUE! | #VALUE! |  |  |  |  | #VALUE! | #VALUE! | #VALUE! |  |  | #VALUE! | #VALUE! | #VALUE! | #VALUE! | #VALUE! | #VALUE! | #VALUE! | #VALUE! |  |  |  |  | #VALUE! | #VALUE! | #VALUE! |  |  | #VALUE! | #VALUE! | #VALUE! | #VALUE! | #VALUE! | #VALUE! | #VALUE! | #VALUE! |  |  |  |  | #VALUE! | #VALUE! | #VALUE! |  |  | #VALUE! | #VALUE! | #VALUE! | #VALUE! | #VALUE! | #VALUE! | #VALUE! | #VALUE! |  |  |  |  | #VALUE! | #VALUE! | #VALUE! |  |  | #VALUE! | #VALUE! | #VALUE! | #VALUE! | #VALUE! | #VALUE! | #VALUE! | #VALUE! |  |  | #VALUE! | #VALUE! | #VALUE! | #VALUE! | #VALUE! |  |  | #VALUE! | #VALUE! | #VALUE! | #VALUE! | #VALUE! | #VALUE! | #VALUE! | #VALUE! |  |  | #VALUE! | #VALUE! | #VALUE! | #VALUE! | #VALUE! |  |  | #VALUE! | #VALUE! | #VALUE! | #VALUE! | #VALUE! | #VALUE! | #VALUE! | #VALUE! | 0 | #REF! | #VALUE! | #VALUE! | #VALUE! | #VALUE! | #VALUE! | #VALUE! | #VALUE! | 0
|  |  |  | 0 | 51 | 0 |  |  | 1 | 1.0842e-19 | 0 | 1.0669e-18 | 1.0669e-18 | 1.0669e-18 | 0 | 0 |  |  |  |  | #VALUE! | #VALUE! | #VALUE! |  |  | #VALUE! | #VALUE! | #VALUE! | #VALUE! | #VALUE! | #VALUE! | #VALUE! | #VALUE! |  |  |  |  | #VALUE! | #VALUE! | #VALUE! |  |  | #VALUE! | #VALUE! | #VALUE! | #VALUE! | #VALUE! | #VALUE! | #VALUE! | #VALUE! |  |  |  |  | #VALUE! | #VALUE! | #VALUE! |  |  | #VALUE! | #VALUE! | #VALUE! | #VALUE! | #VALUE! | #VALUE! | #VALUE! | #VALUE! |  |  |  |  | #VALUE! | #VALUE! | #VALUE! |  |  | #VALUE! | #VALUE! | #VALUE! | #VALUE! | #VALUE! | #VALUE! | #VALUE! | #VALUE! |  |  |  |  | #VALUE! | #VALUE! | #VALUE! |  |  | #VALUE! | #VALUE! | #VALUE! | #VALUE! | #VALUE! | #VALUE! | #VALUE! | #VALUE! |  |  | #VALUE! | #VALUE! | #VALUE! | #VALUE! | #VALUE! |  |  | #VALUE! | #VALUE! | #VALUE! | #VALUE! | #VALUE! | #VALUE! | #VALUE! | #VALUE! |  |  | #VALUE! | #VALUE! | #VALUE! | #VALUE! | #VALUE! |  |  | #VALUE! | #VALUE! | #VALUE! | #VALUE! | #VALUE! | #VALUE! | #VALUE! | #VALUE! | 0 | #REF! | #VALUE! | #VALUE! | #VALUE! | #VALUE! | #VALUE! | #VALUE! | #VALUE! | 0
|  |  |  | 0 | 51 | 0 |  |  | 1 | 1.0842e-19 | 0 | 1.0669e-18 | 1.0669e-18 | 1.0669e-18 | 0 | 0 |  |  |  |  | #VALUE! | #VALUE! | #VALUE! |  |  | #VALUE! | #VALUE! | #VALUE! | #VALUE! | #VALUE! | #VALUE! | #VALUE! | #VALUE! |  |  |  |  | #VALUE! | #VALUE! | #VALUE! |  |  | #VALUE! | #VALUE! | #VALUE! | #VALUE! | #VALUE! | #VALUE! | #VALUE! | #VALUE! |  |  |  |  | #VALUE! | #VALUE! | #VALUE! |  |  | #VALUE! | #VALUE! | #VALUE! | #VALUE! | #VALUE! | #VALUE! | #VALUE! | #VALUE! |  |  |  |  | #VALUE! | #VALUE! | #VALUE! |  |  | #VALUE! | #VALUE! | #VALUE! | #VALUE! | #VALUE! | #VALUE! | #VALUE! | #VALUE! |  |  |  |  | #VALUE! | #VALUE! | #VALUE! |  |  | #VALUE! | #VALUE! | #VALUE! | #VALUE! | #VALUE! | #VALUE! | #VALUE! | #VALUE! |  |  | #VALUE! | #VALUE! | #VALUE! | #VALUE! | #VALUE! |  |  | #VALUE! | #VALUE! | #VALUE! | #VALUE! | #VALUE! | #VALUE! | #VALUE! | #VALUE! |  |  | #VALUE! | #VALUE! | #VALUE! | #VALUE! | #VALUE! |  |  | #VALUE! | #VALUE! | #VALUE! | #VALUE! | #VALUE! | #VALUE! | #VALUE! | #VALUE! | 0 | #REF! | #VALUE! | #VALUE! | #VALUE! | #VALUE! | #VALUE! | #VALUE! | #VALUE! | 0
|  |  |  | 0 | 51 | 0 |  |  | 1 | 1.0842e-19 | 0 | 1.0669e-18 | 1.0669e-18 | 1.0669e-18 | 0 | 0 |  |  |  |  | #VALUE! | #VALUE! | #VALUE! |  |  | #VALUE! | #VALUE! | #VALUE! | #VALUE! | #VALUE! | #VALUE! | #VALUE! | #VALUE! |  |  |  |  | #VALUE! | #VALUE! | #VALUE! |  |  | #VALUE! | #VALUE! | #VALUE! | #VALUE! | #VALUE! | #VALUE! | #VALUE! | #VALUE! |  |  |  |  | #VALUE! | #VALUE! | #VALUE! |  |  | #VALUE! | #VALUE! | #VALUE! | #VALUE! | #VALUE! | #VALUE! | #VALUE! | #VALUE! |  |  |  |  | #VALUE! | #VALUE! | #VALUE! |  |  | #VALUE! | #VALUE! | #VALUE! | #VALUE! | #VALUE! | #VALUE! | #VALUE! | #VALUE! |  |  |  |  | #VALUE! | #VALUE! | #VALUE! |  |  | #VALUE! | #VALUE! | #VALUE! | #VALUE! | #VALUE! | #VALUE! | #VALUE! | #VALUE! |  |  | #VALUE! | #VALUE! | #VALUE! | #VALUE! | #VALUE! |  |  | #VALUE! | #VALUE! | #VALUE! | #VALUE! | #VALUE! | #VALUE! | #VALUE! | #VALUE! |  |  | #VALUE! | #VALUE! | #VALUE! | #VALUE! | #VALUE! |  |  | #VALUE! | #VALUE! | #VALUE! | #VALUE! | #VALUE! | #VALUE! | #VALUE! | #VALUE! | 0 | #REF! | #VALUE! | #VALUE! | #VALUE! | #VALUE! | #VALUE! | #VALUE! | #VALUE! | 0
|  |  |  | 0 | 51 | 0 |  |  | 1 | 1.0842e-19 | 0 | 1.0669e-18 | 1.0669e-18 | 1.0669e-18 | 0 | 0 |  |  |  |  | #VALUE! | #VALUE! | #VALUE! |  |  | #VALUE! | #VALUE! | #VALUE! | #VALUE! | #VALUE! | #VALUE! | #VALUE! | #VALUE! |  |  |  |  | #VALUE! | #VALUE! | #VALUE! |  |  | #VALUE! | #VALUE! | #VALUE! | #VALUE! | #VALUE! | #VALUE! | #VALUE! | #VALUE! |  |  |  |  | #VALUE! | #VALUE! | #VALUE! |  |  | #VALUE! | #VALUE! | #VALUE! | #VALUE! | #VALUE! | #VALUE! | #VALUE! | #VALUE! |  |  |  |  | #VALUE! | #VALUE! | #VALUE! |  |  | #VALUE! | #VALUE! | #VALUE! | #VALUE! | #VALUE! | #VALUE! | #VALUE! | #VALUE! |  |  |  |  | #VALUE! | #VALUE! | #VALUE! |  |  | #VALUE! | #VALUE! | #VALUE! | #VALUE! | #VALUE! | #VALUE! | #VALUE! | #VALUE! |  |  | #VALUE! | #VALUE! | #VALUE! | #VALUE! | #VALUE! |  |  | #VALUE! | #VALUE! | #VALUE! | #VALUE! | #VALUE! | #VALUE! | #VALUE! | #VALUE! |  |  | #VALUE! | #VALUE! | #VALUE! | #VALUE! | #VALUE! |  |  | #VALUE! | #VALUE! | #VALUE! | #VALUE! | #VALUE! | #VALUE! | #VALUE! | #VALUE! | 0 | #REF! | #VALUE! | #VALUE! | #VALUE! | #VALUE! | #VALUE! | #VALUE! | #VALUE! | 0
|  |  |  | 0 | 51 | 0 |  |  | 1 | 1.0842e-19 | 0 | 1.0669e-18 | 1.0669e-18 | 1.0669e-18 | 0 | 0 |  |  |  |  | #VALUE! | #VALUE! | #VALUE! |  |  | #VALUE! | #VALUE! | #VALUE! | #VALUE! | #VALUE! | #VALUE! | #VALUE! | #VALUE! |  |  |  |  | #VALUE! | #VALUE! | #VALUE! |  |  | #VALUE! | #VALUE! | #VALUE! | #VALUE! | #VALUE! | #VALUE! | #VALUE! | #VALUE! |  |  |  |  | #VALUE! | #VALUE! | #VALUE! |  |  | #VALUE! | #VALUE! | #VALUE! | #VALUE! | #VALUE! | #VALUE! | #VALUE! | #VALUE! |  |  |  |  | #VALUE! | #VALUE! | #VALUE! |  |  | #VALUE! | #VALUE! | #VALUE! | #VALUE! | #VALUE! | #VALUE! | #VALUE! | #VALUE! |  |  |  |  | #VALUE! | #VALUE! | #VALUE! |  |  | #VALUE! | #VALUE! | #VALUE! | #VALUE! | #VALUE! | #VALUE! | #VALUE! | #VALUE! |  |  | #VALUE! | #VALUE! | #VALUE! | #VALUE! | #VALUE! |  |  | #VALUE! | #VALUE! | #VALUE! | #VALUE! | #VALUE! | #VALUE! | #VALUE! | #VALUE! |  |  | #VALUE! | #VALUE! | #VALUE! | #VALUE! | #VALUE! |  |  | #VALUE! | #VALUE! | #VALUE! | #VALUE! | #VALUE! | #VALUE! | #VALUE! | #VALUE! | 0 | #REF! | #VALUE! | #VALUE! | #VALUE! | #VALUE! | #VALUE! | #VALUE! | #VALUE! | 0
|  |  |  | 0 | 51 | 0 |  |  | 1 | 1.0842e-19 | 0 | 1.0669e-18 | 1.0669e-18 | 1.0669e-18 | 0 | 0 |  |  |  |  | #VALUE! | #VALUE! | #VALUE! |  |  | #VALUE! | #VALUE! | #VALUE! | #VALUE! | #VALUE! | #VALUE! | #VALUE! | #VALUE! |  |  |  |  | #VALUE! | #VALUE! | #VALUE! |  |  | #VALUE! | #VALUE! | #VALUE! | #VALUE! | #VALUE! | #VALUE! | #VALUE! | #VALUE! |  |  |  |  | #VALUE! | #VALUE! | #VALUE! |  |  | #VALUE! | #VALUE! | #VALUE! | #VALUE! | #VALUE! | #VALUE! | #VALUE! | #VALUE! |  |  |  |  | #VALUE! | #VALUE! | #VALUE! |  |  | #VALUE! | #VALUE! | #VALUE! | #VALUE! | #VALUE! | #VALUE! | #VALUE! | #VALUE! |  |  |  |  | #VALUE! | #VALUE! | #VALUE! |  |  | #VALUE! | #VALUE! | #VALUE! | #VALUE! | #VALUE! | #VALUE! | #VALUE! | #VALUE! |  |  | #VALUE! | #VALUE! | #VALUE! | #VALUE! | #VALUE! |  |  | #VALUE! | #VALUE! | #VALUE! | #VALUE! | #VALUE! | #VALUE! | #VALUE! | #VALUE! |  |  | #VALUE! | #VALUE! | #VALUE! | #VALUE! | #VALUE! |  |  | #VALUE! | #VALUE! | #VALUE! | #VALUE! | #VALUE! | #VALUE! | #VALUE! | #VALUE! | 0 | #REF! | #VALUE! | #VALUE! | #VALUE! | #VALUE! | #VALUE! | #VALUE! | #VALUE! | 0
|  |  |  | 0 | 51 | 0 |  |  | 1 | 1.0842e-19 | 0 | 1.0669e-18 | 1.0669e-18 | 1.0669e-18 | 0 | 0 |  |  |  |  | #VALUE! | #VALUE! | #VALUE! |  |  | #VALUE! | #VALUE! | #VALUE! | #VALUE! | #VALUE! | #VALUE! | #VALUE! | #VALUE! |  |  |  |  | #VALUE! | #VALUE! | #VALUE! |  |  | #VALUE! | #VALUE! | #VALUE! | #VALUE! | #VALUE! | #VALUE! | #VALUE! | #VALUE! |  |  |  |  | #VALUE! | #VALUE! | #VALUE! |  |  | #VALUE! | #VALUE! | #VALUE! | #VALUE! | #VALUE! | #VALUE! | #VALUE! | #VALUE! |  |  |  |  | #VALUE! | #VALUE! | #VALUE! |  |  | #VALUE! | #VALUE! | #VALUE! | #VALUE! | #VALUE! | #VALUE! | #VALUE! | #VALUE! |  |  |  |  | #VALUE! | #VALUE! | #VALUE! |  |  | #VALUE! | #VALUE! | #VALUE! | #VALUE! | #VALUE! | #VALUE! | #VALUE! | #VALUE! |  |  | #VALUE! | #VALUE! | #VALUE! | #VALUE! | #VALUE! |  |  | #VALUE! | #VALUE! | #VALUE! | #VALUE! | #VALUE! | #VALUE! | #VALUE! | #VALUE! |  |  | #VALUE! | #VALUE! | #VALUE! | #VALUE! | #VALUE! |  |  | #VALUE! | #VALUE! | #VALUE! | #VALUE! | #VALUE! | #VALUE! | #VALUE! | #VALUE! | 0 | #REF! | #VALUE! | #VALUE! | #VALUE! | #VALUE! | #VALUE! | #VALUE! | #VALUE! | 0
|  |  |  | 0 | 51 | 0 |  |  | 1 | 1.0842e-19 | 0 | 1.0669e-18 | 1.0669e-18 | 1.0669e-18 | 0 | 0 |  |  |  |  | #VALUE! | #VALUE! | #VALUE! |  |  | #VALUE! | #VALUE! | #VALUE! | #VALUE! | #VALUE! | #VALUE! | #VALUE! | #VALUE! |  |  |  |  | #VALUE! | #VALUE! | #VALUE! |  |  | #VALUE! | #VALUE! | #VALUE! | #VALUE! | #VALUE! | #VALUE! | #VALUE! | #VALUE! |  |  |  |  | #VALUE! | #VALUE! | #VALUE! |  |  | #VALUE! | #VALUE! | #VALUE! | #VALUE! | #VALUE! | #VALUE! | #VALUE! | #VALUE! |  |  |  |  | #VALUE! | #VALUE! | #VALUE! |  |  | #VALUE! | #VALUE! | #VALUE! | #VALUE! | #VALUE! | #VALUE! | #VALUE! | #VALUE! |  |  |  |  | #VALUE! | #VALUE! | #VALUE! |  |  | #VALUE! | #VALUE! | #VALUE! | #VALUE! | #VALUE! | #VALUE! | #VALUE! | #VALUE! |  |  | #VALUE! | #VALUE! | #VALUE! | #VALUE! | #VALUE! |  |  | #VALUE! | #VALUE! | #VALUE! | #VALUE! | #VALUE! | #VALUE! | #VALUE! | #VALUE! |  |  | #VALUE! | #VALUE! | #VALUE! | #VALUE! | #VALUE! |  |  | #VALUE! | #VALUE! | #VALUE! | #VALUE! | #VALUE! | #VALUE! | #VALUE! | #VALUE! | 0 | #REF! | #VALUE! | #VALUE! | #VALUE! | #VALUE! | #VALUE! | #VALUE! | #VALUE! | 0
|  |  |  | 0 | 51 | 0 |  |  | 1 | 1.0842e-19 | 0 | 1.0669e-18 | 1.0669e-18 | 1.0669e-18 | 0 | 0 |  |  |  |  | #VALUE! | #VALUE! | #VALUE! |  |  | #VALUE! | #VALUE! | #VALUE! | #VALUE! | #VALUE! | #VALUE! | #VALUE! | #VALUE! |  |  |  |  | #VALUE! | #VALUE! | #VALUE! |  |  | #VALUE! | #VALUE! | #VALUE! | #VALUE! | #VALUE! | #VALUE! | #VALUE! | #VALUE! |  |  |  |  | #VALUE! | #VALUE! | #VALUE! |  |  | #VALUE! | #VALUE! | #VALUE! | #VALUE! | #VALUE! | #VALUE! | #VALUE! | #VALUE! |  |  |  |  | #VALUE! | #VALUE! | #VALUE! |  |  | #VALUE! | #VALUE! | #VALUE! | #VALUE! | #VALUE! | #VALUE! | #VALUE! | #VALUE! |  |  |  |  | #VALUE! | #VALUE! | #VALUE! |  |  | #VALUE! | #VALUE! | #VALUE! | #VALUE! | #VALUE! | #VALUE! | #VALUE! | #VALUE! |  |  | #VALUE! | #VALUE! | #VALUE! | #VALUE! | #VALUE! |  |  | #VALUE! | #VALUE! | #VALUE! | #VALUE! | #VALUE! | #VALUE! | #VALUE! | #VALUE! |  |  | #VALUE! | #VALUE! | #VALUE! | #VALUE! | #VALUE! |  |  | #VALUE! | #VALUE! | #VALUE! | #VALUE! | #VALUE! | #VALUE! | #VALUE! | #VALUE! | 0 | #REF! | #VALUE! | #VALUE! | #VALUE! | #VALUE! | #VALUE! | #VALUE! | #VALUE! | 0
|  |  |  | 0 | 51 | 0 |  |  | 1 | 1.0842e-19 | 0 | 1.0669e-18 | 1.0669e-18 | 1.0669e-18 | 0 | 0 |  |  |  |  | #VALUE! | #VALUE! | #VALUE! |  |  | #VALUE! | #VALUE! | #VALUE! | #VALUE! | #VALUE! | #VALUE! | #VALUE! | #VALUE! |  |  |  |  | #VALUE! | #VALUE! | #VALUE! |  |  | #VALUE! | #VALUE! | #VALUE! | #VALUE! | #VALUE! | #VALUE! | #VALUE! | #VALUE! |  |  |  |  | #VALUE! | #VALUE! | #VALUE! |  |  | #VALUE! | #VALUE! | #VALUE! | #VALUE! | #VALUE! | #VALUE! | #VALUE! | #VALUE! |  |  |  |  | #VALUE! | #VALUE! | #VALUE! |  |  | #VALUE! | #VALUE! | #VALUE! | #VALUE! | #VALUE! | #VALUE! | #VALUE! | #VALUE! |  |  |  |  | #VALUE! | #VALUE! | #VALUE! |  |  | #VALUE! | #VALUE! | #VALUE! | #VALUE! | #VALUE! | #VALUE! | #VALUE! | #VALUE! |  |  | #VALUE! | #VALUE! | #VALUE! | #VALUE! | #VALUE! |  |  | #VALUE! | #VALUE! | #VALUE! | #VALUE! | #VALUE! | #VALUE! | #VALUE! | #VALUE! |  |  | #VALUE! | #VALUE! | #VALUE! | #VALUE! | #VALUE! |  |  | #VALUE! | #VALUE! | #VALUE! | #VALUE! | #VALUE! | #VALUE! | #VALUE! | #VALUE! | 0 | #REF! | #VALUE! | #VALUE! | #VALUE! | #VALUE! | #VALUE! | #VALUE! | #VALUE! | 0
|  |  |  | 0 | 51 | 0 |  |  | 1 | 1.0842e-19 | 0 | 1.0669e-18 | 1.0669e-18 | 1.0669e-18 | 0 | 0 |  |  |  |  | #VALUE! | #VALUE! | #VALUE! |  |  | #VALUE! | #VALUE! | #VALUE! | #VALUE! | #VALUE! | #VALUE! | #VALUE! | #VALUE! |  |  |  |  | #VALUE! | #VALUE! | #VALUE! |  |  | #VALUE! | #VALUE! | #VALUE! | #VALUE! | #VALUE! | #VALUE! | #VALUE! | #VALUE! |  |  |  |  | #VALUE! | #VALUE! | #VALUE! |  |  | #VALUE! | #VALUE! | #VALUE! | #VALUE! | #VALUE! | #VALUE! | #VALUE! | #VALUE! |  |  |  |  | #VALUE! | #VALUE! | #VALUE! |  |  | #VALUE! | #VALUE! | #VALUE! | #VALUE! | #VALUE! | #VALUE! | #VALUE! | #VALUE! |  |  |  |  | #VALUE! | #VALUE! | #VALUE! |  |  | #VALUE! | #VALUE! | #VALUE! | #VALUE! | #VALUE! | #VALUE! | #VALUE! | #VALUE! |  |  | #VALUE! | #VALUE! | #VALUE! | #VALUE! | #VALUE! |  |  | #VALUE! | #VALUE! | #VALUE! | #VALUE! | #VALUE! | #VALUE! | #VALUE! | #VALUE! |  |  | #VALUE! | #VALUE! | #VALUE! | #VALUE! | #VALUE! |  |  | #VALUE! | #VALUE! | #VALUE! | #VALUE! | #VALUE! | #VALUE! | #VALUE! | #VALUE! | 0 | #REF! | #VALUE! | #VALUE! | #VALUE! | #VALUE! | #VALUE! | #VALUE! | #VALUE! | 0
|  |  |  | 0 | 51 | 0 |  |  | 1 | 1.0842e-19 | 0 | 1.0669e-18 | 1.0669e-18 | 1.0669e-18 | 0 | 0 |  |  |  |  | #VALUE! | #VALUE! | #VALUE! |  |  | #VALUE! | #VALUE! | #VALUE! | #VALUE! | #VALUE! | #VALUE! | #VALUE! | #VALUE! |  |  |  |  | #VALUE! | #VALUE! | #VALUE! |  |  | #VALUE! | #VALUE! | #VALUE! | #VALUE! | #VALUE! | #VALUE! | #VALUE! | #VALUE! |  |  |  |  | #VALUE! | #VALUE! | #VALUE! |  |  | #VALUE! | #VALUE! | #VALUE! | #VALUE! | #VALUE! | #VALUE! | #VALUE! | #VALUE! |  |  |  |  | #VALUE! | #VALUE! | #VALUE! |  |  | #VALUE! | #VALUE! | #VALUE! | #VALUE! | #VALUE! | #VALUE! | #VALUE! | #VALUE! |  |  |  |  | #VALUE! | #VALUE! | #VALUE! |  |  | #VALUE! | #VALUE! | #VALUE! | #VALUE! | #VALUE! | #VALUE! | #VALUE! | #VALUE! |  |  | #VALUE! | #VALUE! | #VALUE! | #VALUE! | #VALUE! |  |  | #VALUE! | #VALUE! | #VALUE! | #VALUE! | #VALUE! | #VALUE! | #VALUE! | #VALUE! |  |  | #VALUE! | #VALUE! | #VALUE! | #VALUE! | #VALUE! |  |  | #VALUE! | #VALUE! | #VALUE! | #VALUE! | #VALUE! | #VALUE! | #VALUE! | #VALUE! | 0 | #REF! | #VALUE! | #VALUE! | #VALUE! | #VALUE! | #VALUE! | #VALUE! | #VALUE! | 0
|  |  |  | 0 | 51 | 0 |  |  | 1 | 1.0842e-19 | 0 | 1.0669e-18 | 1.0669e-18 | 1.0669e-18 | 0 | 0 |  |  |  |  | #VALUE! | #VALUE! | #VALUE! |  |  | #VALUE! | #VALUE! | #VALUE! | #VALUE! | #VALUE! | #VALUE! | #VALUE! | #VALUE! |  |  |  |  | #VALUE! | #VALUE! | #VALUE! |  |  | #VALUE! | #VALUE! | #VALUE! | #VALUE! | #VALUE! | #VALUE! | #VALUE! | #VALUE! |  |  |  |  | #VALUE! | #VALUE! | #VALUE! |  |  | #VALUE! | #VALUE! | #VALUE! | #VALUE! | #VALUE! | #VALUE! | #VALUE! | #VALUE! |  |  |  |  | #VALUE! | #VALUE! | #VALUE! |  |  | #VALUE! | #VALUE! | #VALUE! | #VALUE! | #VALUE! | #VALUE! | #VALUE! | #VALUE! |  |  |  |  | #VALUE! | #VALUE! | #VALUE! |  |  | #VALUE! | #VALUE! | #VALUE! | #VALUE! | #VALUE! | #VALUE! | #VALUE! | #VALUE! |  |  | #VALUE! | #VALUE! | #VALUE! | #VALUE! | #VALUE! |  |  | #VALUE! | #VALUE! | #VALUE! | #VALUE! | #VALUE! | #VALUE! | #VALUE! | #VALUE! |  |  | #VALUE! | #VALUE! | #VALUE! | #VALUE! | #VALUE! |  |  | #VALUE! | #VALUE! | #VALUE! | #VALUE! | #VALUE! | #VALUE! | #VALUE! | #VALUE! | 0 | #REF! | #VALUE! | #VALUE! | #VALUE! | #VALUE! | #VALUE! | #VALUE! | #VALUE! | 0
|  |  |  | 0 | 51 | 0 |  |  | 1 | 1.0842e-19 | 0 | 1.0669e-18 | 1.0669e-18 | 1.0669e-18 | 0 | 0 |  |  |  |  | #VALUE! | #VALUE! | #VALUE! |  |  | #VALUE! | #VALUE! | #VALUE! | #VALUE! | #VALUE! | #VALUE! | #VALUE! | #VALUE! |  |  |  |  | #VALUE! | #VALUE! | #VALUE! |  |  | #VALUE! | #VALUE! | #VALUE! | #VALUE! | #VALUE! | #VALUE! | #VALUE! | #VALUE! |  |  |  |  | #VALUE! | #VALUE! | #VALUE! |  |  | #VALUE! | #VALUE! | #VALUE! | #VALUE! | #VALUE! | #VALUE! | #VALUE! | #VALUE! |  |  |  |  | #VALUE! | #VALUE! | #VALUE! |  |  | #VALUE! | #VALUE! | #VALUE! | #VALUE! | #VALUE! | #VALUE! | #VALUE! | #VALUE! |  |  |  |  | #VALUE! | #VALUE! | #VALUE! |  |  | #VALUE! | #VALUE! | #VALUE! | #VALUE! | #VALUE! | #VALUE! | #VALUE! | #VALUE! |  |  | #VALUE! | #VALUE! | #VALUE! | #VALUE! | #VALUE! |  |  | #VALUE! | #VALUE! | #VALUE! | #VALUE! | #VALUE! | #VALUE! | #VALUE! | #VALUE! |  |  | #VALUE! | #VALUE! | #VALUE! | #VALUE! | #VALUE! |  |  | #VALUE! | #VALUE! | #VALUE! | #VALUE! | #VALUE! | #VALUE! | #VALUE! | #VALUE! | 0 | #REF! | #VALUE! | #VALUE! | #VALUE! | #VALUE! | #VALUE! | #VALUE! | #VALUE! | 0
|  |  |  | 0 | 51 | 0 |  |  | 1 | 1.0842e-19 | 0 | 1.0669e-18 | 1.0669e-18 | 1.0669e-18 | 0 | 0 |  |  |  |  | #VALUE! | #VALUE! | #VALUE! |  |  | #VALUE! | #VALUE! | #VALUE! | #VALUE! | #VALUE! | #VALUE! | #VALUE! | #VALUE! |  |  |  |  | #VALUE! | #VALUE! | #VALUE! |  |  | #VALUE! | #VALUE! | #VALUE! | #VALUE! | #VALUE! | #VALUE! | #VALUE! | #VALUE! |  |  |  |  | #VALUE! | #VALUE! | #VALUE! |  |  | #VALUE! | #VALUE! | #VALUE! | #VALUE! | #VALUE! | #VALUE! | #VALUE! | #VALUE! |  |  |  |  | #VALUE! | #VALUE! | #VALUE! |  |  | #VALUE! | #VALUE! | #VALUE! | #VALUE! | #VALUE! | #VALUE! | #VALUE! | #VALUE! |  |  |  |  | #VALUE! | #VALUE! | #VALUE! |  |  | #VALUE! | #VALUE! | #VALUE! | #VALUE! | #VALUE! | #VALUE! | #VALUE! | #VALUE! |  |  | #VALUE! | #VALUE! | #VALUE! | #VALUE! | #VALUE! |  |  | #VALUE! | #VALUE! | #VALUE! | #VALUE! | #VALUE! | #VALUE! | #VALUE! | #VALUE! |  |  | #VALUE! | #VALUE! | #VALUE! | #VALUE! | #VALUE! |  |  | #VALUE! | #VALUE! | #VALUE! | #VALUE! | #VALUE! | #VALUE! | #VALUE! | #VALUE! | 0 | #REF! | #VALUE! | #VALUE! | #VALUE! | #VALUE! | #VALUE! | #VALUE! | #VALUE! | 0
|  |  |  | 0 | 51 | 0 |  |  | 1 | 1.0842e-19 | 0 | 1.0669e-18 | 1.0669e-18 | 1.0669e-18 | 0 | 0 |  |  |  |  | #VALUE! | #VALUE! | #VALUE! |  |  | #VALUE! | #VALUE! | #VALUE! | #VALUE! | #VALUE! | #VALUE! | #VALUE! | #VALUE! |  |  |  |  | #VALUE! | #VALUE! | #VALUE! |  |  | #VALUE! | #VALUE! | #VALUE! | #VALUE! | #VALUE! | #VALUE! | #VALUE! | #VALUE! |  |  |  |  | #VALUE! | #VALUE! | #VALUE! |  |  | #VALUE! | #VALUE! | #VALUE! | #VALUE! | #VALUE! | #VALUE! | #VALUE! | #VALUE! |  |  |  |  | #VALUE! | #VALUE! | #VALUE! |  |  | #VALUE! | #VALUE! | #VALUE! | #VALUE! | #VALUE! | #VALUE! | #VALUE! | #VALUE! |  |  |  |  | #VALUE! | #VALUE! | #VALUE! |  |  | #VALUE! | #VALUE! | #VALUE! | #VALUE! | #VALUE! | #VALUE! | #VALUE! | #VALUE! |  |  | #VALUE! | #VALUE! | #VALUE! | #VALUE! | #VALUE! |  |  | #VALUE! | #VALUE! | #VALUE! | #VALUE! | #VALUE! | #VALUE! | #VALUE! | #VALUE! |  |  | #VALUE! | #VALUE! | #VALUE! | #VALUE! | #VALUE! |  |  | #VALUE! | #VALUE! | #VALUE! | #VALUE! | #VALUE! | #VALUE! | #VALUE! | #VALUE! | 0 | #REF! | #VALUE! | #VALUE! | #VALUE! | #VALUE! | #VALUE! | #VALUE! | #VALUE! | 0
|  |  |  | 0 | 51 | 0 |  |  | 1 | 1.0842e-19 | 0 | 1.0669e-18 | 1.0669e-18 | 1.0669e-18 | 0 | 0 |  |  |  |  | #VALUE! | #VALUE! | #VALUE! |  |  | #VALUE! | #VALUE! | #VALUE! | #VALUE! | #VALUE! | #VALUE! | #VALUE! | #VALUE! |  |  |  |  | #VALUE! | #VALUE! | #VALUE! |  |  | #VALUE! | #VALUE! | #VALUE! | #VALUE! | #VALUE! | #VALUE! | #VALUE! | #VALUE! |  |  |  |  | #VALUE! | #VALUE! | #VALUE! |  |  | #VALUE! | #VALUE! | #VALUE! | #VALUE! | #VALUE! | #VALUE! | #VALUE! | #VALUE! |  |  |  |  | #VALUE! | #VALUE! | #VALUE! |  |  | #VALUE! | #VALUE! | #VALUE! | #VALUE! | #VALUE! | #VALUE! | #VALUE! | #VALUE! |  |  |  |  | #VALUE! | #VALUE! | #VALUE! |  |  | #VALUE! | #VALUE! | #VALUE! | #VALUE! | #VALUE! | #VALUE! | #VALUE! | #VALUE! |  |  | #VALUE! | #VALUE! | #VALUE! | #VALUE! | #VALUE! |  |  | #VALUE! | #VALUE! | #VALUE! | #VALUE! | #VALUE! | #VALUE! | #VALUE! | #VALUE! |  |  | #VALUE! | #VALUE! | #VALUE! | #VALUE! | #VALUE! |  |  | #VALUE! | #VALUE! | #VALUE! | #VALUE! | #VALUE! | #VALUE! | #VALUE! | #VALUE! | 0 | #REF! | #VALUE! | #VALUE! | #VALUE! | #VALUE! | #VALUE! | #VALUE! | #VALUE! | 0
|  |  |  | 0 | 51 | 0 |  |  | 1 | 1.0842e-19 | 0 | 1.0669e-18 | 1.0669e-18 | 1.0669e-18 | 0 | 0 |  |  |  |  | #VALUE! | #VALUE! | #VALUE! |  |  | #VALUE! | #VALUE! | #VALUE! | #VALUE! | #VALUE! | #VALUE! | #VALUE! | #VALUE! |  |  |  |  | #VALUE! | #VALUE! | #VALUE! |  |  | #VALUE! | #VALUE! | #VALUE! | #VALUE! | #VALUE! | #VALUE! | #VALUE! | #VALUE! |  |  |  |  | #VALUE! | #VALUE! | #VALUE! |  |  | #VALUE! | #VALUE! | #VALUE! | #VALUE! | #VALUE! | #VALUE! | #VALUE! | #VALUE! |  |  |  |  | #VALUE! | #VALUE! | #VALUE! |  |  | #VALUE! | #VALUE! | #VALUE! | #VALUE! | #VALUE! | #VALUE! | #VALUE! | #VALUE! |  |  |  |  | #VALUE! | #VALUE! | #VALUE! |  |  | #VALUE! | #VALUE! | #VALUE! | #VALUE! | #VALUE! | #VALUE! | #VALUE! | #VALUE! |  |  | #VALUE! | #VALUE! | #VALUE! | #VALUE! | #VALUE! |  |  | #VALUE! | #VALUE! | #VALUE! | #VALUE! | #VALUE! | #VALUE! | #VALUE! | #VALUE! |  |  | #VALUE! | #VALUE! | #VALUE! | #VALUE! | #VALUE! |  |  | #VALUE! | #VALUE! | #VALUE! | #VALUE! | #VALUE! | #VALUE! | #VALUE! | #VALUE! | 0 | #REF! | #VALUE! | #VALUE! | #VALUE! | #VALUE! | #VALUE! | #VALUE! | #VALUE! | 0
|  |  |  | 0 | 51 | 0 |  |  | 1 | 1.0842e-19 | 0 | 1.0669e-18 | 1.0669e-18 | 1.0669e-18 | 0 | 0 |  |  |  |  | #VALUE! | #VALUE! | #VALUE! |  |  | #VALUE! | #VALUE! | #VALUE! | #VALUE! | #VALUE! | #VALUE! | #VALUE! | #VALUE! |  |  |  |  | #VALUE! | #VALUE! | #VALUE! |  |  | #VALUE! | #VALUE! | #VALUE! | #VALUE! | #VALUE! | #VALUE! | #VALUE! | #VALUE! |  |  |  |  | #VALUE! | #VALUE! | #VALUE! |  |  | #VALUE! | #VALUE! | #VALUE! | #VALUE! | #VALUE! | #VALUE! | #VALUE! | #VALUE! |  |  |  |  | #VALUE! | #VALUE! | #VALUE! |  |  | #VALUE! | #VALUE! | #VALUE! | #VALUE! | #VALUE! | #VALUE! | #VALUE! | #VALUE! |  |  |  |  | #VALUE! | #VALUE! | #VALUE! |  |  | #VALUE! | #VALUE! | #VALUE! | #VALUE! | #VALUE! | #VALUE! | #VALUE! | #VALUE! |  |  | #VALUE! | #VALUE! | #VALUE! | #VALUE! | #VALUE! |  |  | #VALUE! | #VALUE! | #VALUE! | #VALUE! | #VALUE! | #VALUE! | #VALUE! | #VALUE! |  |  | #VALUE! | #VALUE! | #VALUE! | #VALUE! | #VALUE! |  |  | #VALUE! | #VALUE! | #VALUE! | #VALUE! | #VALUE! | #VALUE! | #VALUE! | #VALUE! | 0 | #REF! | #VALUE! | #VALUE! | #VALUE! | #VALUE! | #VALUE! | #VALUE! | #VALUE! | 0
|  |  |  | 0 | 51 | 0 |  |  | 1 | 1.0842e-19 | 0 | 1.0669e-18 | 1.0669e-18 | 1.0669e-18 | 0 | 0 |  |  |  |  | #VALUE! | #VALUE! | #VALUE! |  |  | #VALUE! | #VALUE! | #VALUE! | #VALUE! | #VALUE! | #VALUE! | #VALUE! | #VALUE! |  |  |  |  | #VALUE! | #VALUE! | #VALUE! |  |  | #VALUE! | #VALUE! | #VALUE! | #VALUE! | #VALUE! | #VALUE! | #VALUE! | #VALUE! |  |  |  |  | #VALUE! | #VALUE! | #VALUE! |  |  | #VALUE! | #VALUE! | #VALUE! | #VALUE! | #VALUE! | #VALUE! | #VALUE! | #VALUE! |  |  |  |  | #VALUE! | #VALUE! | #VALUE! |  |  | #VALUE! | #VALUE! | #VALUE! | #VALUE! | #VALUE! | #VALUE! | #VALUE! | #VALUE! |  |  |  |  | #VALUE! | #VALUE! | #VALUE! |  |  | #VALUE! | #VALUE! | #VALUE! | #VALUE! | #VALUE! | #VALUE! | #VALUE! | #VALUE! |  |  | #VALUE! | #VALUE! | #VALUE! | #VALUE! | #VALUE! |  |  | #VALUE! | #VALUE! | #VALUE! | #VALUE! | #VALUE! | #VALUE! | #VALUE! | #VALUE! |  |  | #VALUE! | #VALUE! | #VALUE! | #VALUE! | #VALUE! |  |  | #VALUE! | #VALUE! | #VALUE! | #VALUE! | #VALUE! | #VALUE! | #VALUE! | #VALUE! | 0 | #REF! | #VALUE! | #VALUE! | #VALUE! | #VALUE! | #VALUE! | #VALUE! | #VALUE! | 0
|  |  |  | 0 | 51 | 0 |  |  | 1 | 1.0842e-19 | 0 | 1.0669e-18 | 1.0669e-18 | 1.0669e-18 | 0 | 0 |  |  |  |  | #VALUE! | #VALUE! | #VALUE! |  |  | #VALUE! | #VALUE! | #VALUE! | #VALUE! | #VALUE! | #VALUE! | #VALUE! | #VALUE! |  |  |  |  | #VALUE! | #VALUE! | #VALUE! |  |  | #VALUE! | #VALUE! | #VALUE! | #VALUE! | #VALUE! | #VALUE! | #VALUE! | #VALUE! |  |  |  |  | #VALUE! | #VALUE! | #VALUE! |  |  | #VALUE! | #VALUE! | #VALUE! | #VALUE! | #VALUE! | #VALUE! | #VALUE! | #VALUE! |  |  |  |  | #VALUE! | #VALUE! | #VALUE! |  |  | #VALUE! | #VALUE! | #VALUE! | #VALUE! | #VALUE! | #VALUE! | #VALUE! | #VALUE! |  |  |  |  | #VALUE! | #VALUE! | #VALUE! |  |  | #VALUE! | #VALUE! | #VALUE! | #VALUE! | #VALUE! | #VALUE! | #VALUE! | #VALUE! |  |  | #VALUE! | #VALUE! | #VALUE! | #VALUE! | #VALUE! |  |  | #VALUE! | #VALUE! | #VALUE! | #VALUE! | #VALUE! | #VALUE! | #VALUE! | #VALUE! |  |  | #VALUE! | #VALUE! | #VALUE! | #VALUE! | #VALUE! |  |  | #VALUE! | #VALUE! | #VALUE! | #VALUE! | #VALUE! | #VALUE! | #VALUE! | #VALUE! | 0 | #REF! | #VALUE! | #VALUE! | #VALUE! | #VALUE! | #VALUE! | #VALUE! | #VALUE! | 0
|  |  |  | 0 | 51 | 0 |  |  | 1 | 1.0842e-19 | 0 | 1.0669e-18 | 1.0669e-18 | 1.0669e-18 | 0 | 0 |  |  |  |  | #VALUE! | #VALUE! | #VALUE! |  |  | #VALUE! | #VALUE! | #VALUE! | #VALUE! | #VALUE! | #VALUE! | #VALUE! | #VALUE! |  |  |  |  | #VALUE! | #VALUE! | #VALUE! |  |  | #VALUE! | #VALUE! | #VALUE! | #VALUE! | #VALUE! | #VALUE! | #VALUE! | #VALUE! |  |  |  |  | #VALUE! | #VALUE! | #VALUE! |  |  | #VALUE! | #VALUE! | #VALUE! | #VALUE! | #VALUE! | #VALUE! | #VALUE! | #VALUE! |  |  |  |  | #VALUE! | #VALUE! | #VALUE! |  |  | #VALUE! | #VALUE! | #VALUE! | #VALUE! | #VALUE! | #VALUE! | #VALUE! | #VALUE! |  |  |  |  | #VALUE! | #VALUE! | #VALUE! |  |  | #VALUE! | #VALUE! | #VALUE! | #VALUE! | #VALUE! | #VALUE! | #VALUE! | #VALUE! |  |  | #VALUE! | #VALUE! | #VALUE! | #VALUE! | #VALUE! |  |  | #VALUE! | #VALUE! | #VALUE! | #VALUE! | #VALUE! | #VALUE! | #VALUE! | #VALUE! |  |  | #VALUE! | #VALUE! | #VALUE! | #VALUE! | #VALUE! |  |  | #VALUE! | #VALUE! | #VALUE! | #VALUE! | #VALUE! | #VALUE! | #VALUE! | #VALUE! | 0 | #REF! | #VALUE! | #VALUE! | #VALUE! | #VALUE! | #VALUE! | #VALUE! | #VALUE! | 0
|  |  |  | 0 | 51 | 0 |  |  | 1 | 1.0842e-19 | 0 | 1.0669e-18 | 1.0669e-18 | 1.0669e-18 | 0 | 0 |  |  |  |  | #VALUE! | #VALUE! | #VALUE! |  |  | #VALUE! | #VALUE! | #VALUE! | #VALUE! | #VALUE! | #VALUE! | #VALUE! | #VALUE! |  |  |  |  | #VALUE! | #VALUE! | #VALUE! |  |  | #VALUE! | #VALUE! | #VALUE! | #VALUE! | #VALUE! | #VALUE! | #VALUE! | #VALUE! |  |  |  |  | #VALUE! | #VALUE! | #VALUE! |  |  | #VALUE! | #VALUE! | #VALUE! | #VALUE! | #VALUE! | #VALUE! | #VALUE! | #VALUE! |  |  |  |  | #VALUE! | #VALUE! | #VALUE! |  |  | #VALUE! | #VALUE! | #VALUE! | #VALUE! | #VALUE! | #VALUE! | #VALUE! | #VALUE! |  |  |  |  | #VALUE! | #VALUE! | #VALUE! |  |  | #VALUE! | #VALUE! | #VALUE! | #VALUE! | #VALUE! | #VALUE! | #VALUE! | #VALUE! |  |  | #VALUE! | #VALUE! | #VALUE! | #VALUE! | #VALUE! |  |  | #VALUE! | #VALUE! | #VALUE! | #VALUE! | #VALUE! | #VALUE! | #VALUE! | #VALUE! |  |  | #VALUE! | #VALUE! | #VALUE! | #VALUE! | #VALUE! |  |  | #VALUE! | #VALUE! | #VALUE! | #VALUE! | #VALUE! | #VALUE! | #VALUE! | #VALUE! | 0 | #REF! | #VALUE! | #VALUE! | #VALUE! | #VALUE! | #VALUE! | #VALUE! | #VALUE! | 0
|  |  |  | 0 | 51 | 0 |  |  | 1 | 1.0842e-19 | 0 | 1.0669e-18 | 1.0669e-18 | 1.0669e-18 | 0 | 0 |  |  |  |  | #VALUE! | #VALUE! | #VALUE! |  |  | #VALUE! | #VALUE! | #VALUE! | #VALUE! | #VALUE! | #VALUE! | #VALUE! | #VALUE! |  |  |  |  | #VALUE! | #VALUE! | #VALUE! |  |  | #VALUE! | #VALUE! | #VALUE! | #VALUE! | #VALUE! | #VALUE! | #VALUE! | #VALUE! |  |  |  |  | #VALUE! | #VALUE! | #VALUE! |  |  | #VALUE! | #VALUE! | #VALUE! | #VALUE! | #VALUE! | #VALUE! | #VALUE! | #VALUE! |  |  |  |  | #VALUE! | #VALUE! | #VALUE! |  |  | #VALUE! | #VALUE! | #VALUE! | #VALUE! | #VALUE! | #VALUE! | #VALUE! | #VALUE! |  |  |  |  | #VALUE! | #VALUE! | #VALUE! |  |  | #VALUE! | #VALUE! | #VALUE! | #VALUE! | #VALUE! | #VALUE! | #VALUE! | #VALUE! |  |  | #VALUE! | #VALUE! | #VALUE! | #VALUE! | #VALUE! |  |  | #VALUE! | #VALUE! | #VALUE! | #VALUE! | #VALUE! | #VALUE! | #VALUE! | #VALUE! |  |  | #VALUE! | #VALUE! | #VALUE! | #VALUE! | #VALUE! |  |  | #VALUE! | #VALUE! | #VALUE! | #VALUE! | #VALUE! | #VALUE! | #VALUE! | #VALUE! | 0 | #REF! | #VALUE! | #VALUE! | #VALUE! | #VALUE! | #VALUE! | #VALUE! | #VALUE! | 0
|  |  |  | 0 | 51 | 0 |  |  | 1 | 1.0842e-19 | 0 | 1.0669e-18 | 1.0669e-18 | 1.0669e-18 | 0 | 0 |  |  |  |  | #VALUE! | #VALUE! | #VALUE! |  |  | #VALUE! | #VALUE! | #VALUE! | #VALUE! | #VALUE! | #VALUE! | #VALUE! | #VALUE! |  |  |  |  | #VALUE! | #VALUE! | #VALUE! |  |  | #VALUE! | #VALUE! | #VALUE! | #VALUE! | #VALUE! | #VALUE! | #VALUE! | #VALUE! |  |  |  |  | #VALUE! | #VALUE! | #VALUE! |  |  | #VALUE! | #VALUE! | #VALUE! | #VALUE! | #VALUE! | #VALUE! | #VALUE! | #VALUE! |  |  |  |  | #VALUE! | #VALUE! | #VALUE! |  |  | #VALUE! | #VALUE! | #VALUE! | #VALUE! | #VALUE! | #VALUE! | #VALUE! | #VALUE! |  |  |  |  | #VALUE! | #VALUE! | #VALUE! |  |  | #VALUE! | #VALUE! | #VALUE! | #VALUE! | #VALUE! | #VALUE! | #VALUE! | #VALUE! |  |  | #VALUE! | #VALUE! | #VALUE! | #VALUE! | #VALUE! |  |  | #VALUE! | #VALUE! | #VALUE! | #VALUE! | #VALUE! | #VALUE! | #VALUE! | #VALUE! |  |  | #VALUE! | #VALUE! | #VALUE! | #VALUE! | #VALUE! |  |  | #VALUE! | #VALUE! | #VALUE! | #VALUE! | #VALUE! | #VALUE! | #VALUE! | #VALUE! | 0 | #REF! | #VALUE! | #VALUE! | #VALUE! | #VALUE! | #VALUE! | #VALUE! | #VALUE! | 0
|  |  |  | 0 | 51 | 0 |  |  | 1 | 1.0842e-19 | 0 | 1.0669e-18 | 1.0669e-18 | 1.0669e-18 | 0 | 0 |  |  |  |  | #VALUE! | #VALUE! | #VALUE! |  |  | #VALUE! | #VALUE! | #VALUE! | #VALUE! | #VALUE! | #VALUE! | #VALUE! | #VALUE! |  |  |  |  | #VALUE! | #VALUE! | #VALUE! |  |  | #VALUE! | #VALUE! | #VALUE! | #VALUE! | #VALUE! | #VALUE! | #VALUE! | #VALUE! |  |  |  |  | #VALUE! | #VALUE! | #VALUE! |  |  | #VALUE! | #VALUE! | #VALUE! | #VALUE! | #VALUE! | #VALUE! | #VALUE! | #VALUE! |  |  |  |  | #VALUE! | #VALUE! | #VALUE! |  |  | #VALUE! | #VALUE! | #VALUE! | #VALUE! | #VALUE! | #VALUE! | #VALUE! | #VALUE! |  |  |  |  | #VALUE! | #VALUE! | #VALUE! |  |  | #VALUE! | #VALUE! | #VALUE! | #VALUE! | #VALUE! | #VALUE! | #VALUE! | #VALUE! |  |  | #VALUE! | #VALUE! | #VALUE! | #VALUE! | #VALUE! |  |  | #VALUE! | #VALUE! | #VALUE! | #VALUE! | #VALUE! | #VALUE! | #VALUE! | #VALUE! |  |  | #VALUE! | #VALUE! | #VALUE! | #VALUE! | #VALUE! |  |  | #VALUE! | #VALUE! | #VALUE! | #VALUE! | #VALUE! | #VALUE! | #VALUE! | #VALUE! | 0 | #REF! | #VALUE! | #VALUE! | #VALUE! | #VALUE! | #VALUE! | #VALUE! | #VALUE! | 0
|  |  |  | 0 | 51 | 0 |  |  | 1 | 1.0842e-19 | 0 | 1.0669e-18 | 1.0669e-18 | 1.0669e-18 | 0 | 0 |  |  |  |  | #VALUE! | #VALUE! | #VALUE! |  |  | #VALUE! | #VALUE! | #VALUE! | #VALUE! | #VALUE! | #VALUE! | #VALUE! | #VALUE! |  |  |  |  | #VALUE! | #VALUE! | #VALUE! |  |  | #VALUE! | #VALUE! | #VALUE! | #VALUE! | #VALUE! | #VALUE! | #VALUE! | #VALUE! |  |  |  |  | #VALUE! | #VALUE! | #VALUE! |  |  | #VALUE! | #VALUE! | #VALUE! | #VALUE! | #VALUE! | #VALUE! | #VALUE! | #VALUE! |  |  |  |  | #VALUE! | #VALUE! | #VALUE! |  |  | #VALUE! | #VALUE! | #VALUE! | #VALUE! | #VALUE! | #VALUE! | #VALUE! | #VALUE! |  |  |  |  | #VALUE! | #VALUE! | #VALUE! |  |  | #VALUE! | #VALUE! | #VALUE! | #VALUE! | #VALUE! | #VALUE! | #VALUE! | #VALUE! |  |  | #VALUE! | #VALUE! | #VALUE! | #VALUE! | #VALUE! |  |  | #VALUE! | #VALUE! | #VALUE! | #VALUE! | #VALUE! | #VALUE! | #VALUE! | #VALUE! |  |  | #VALUE! | #VALUE! | #VALUE! | #VALUE! | #VALUE! |  |  | #VALUE! | #VALUE! | #VALUE! | #VALUE! | #VALUE! | #VALUE! | #VALUE! | #VALUE! | 0 | #REF! | #VALUE! | #VALUE! | #VALUE! | #VALUE! | #VALUE! | #VALUE! | #VALUE! | 0
|  |  |  | 0 | 51 | 0 |  |  | 1 | 1.0842e-19 | 0 | 1.0669e-18 | 1.0669e-18 | 1.0669e-18 | 0 | 0 |  |  |  |  | #VALUE! | #VALUE! | #VALUE! |  |  | #VALUE! | #VALUE! | #VALUE! | #VALUE! | #VALUE! | #VALUE! | #VALUE! | #VALUE! |  |  |  |  | #VALUE! | #VALUE! | #VALUE! |  |  | #VALUE! | #VALUE! | #VALUE! | #VALUE! | #VALUE! | #VALUE! | #VALUE! | #VALUE! |  |  |  |  | #VALUE! | #VALUE! | #VALUE! |  |  | #VALUE! | #VALUE! | #VALUE! | #VALUE! | #VALUE! | #VALUE! | #VALUE! | #VALUE! |  |  |  |  | #VALUE! | #VALUE! | #VALUE! |  |  | #VALUE! | #VALUE! | #VALUE! | #VALUE! | #VALUE! | #VALUE! | #VALUE! | #VALUE! |  |  |  |  | #VALUE! | #VALUE! | #VALUE! |  |  | #VALUE! | #VALUE! | #VALUE! | #VALUE! | #VALUE! | #VALUE! | #VALUE! | #VALUE! |  |  | #VALUE! | #VALUE! | #VALUE! | #VALUE! | #VALUE! |  |  | #VALUE! | #VALUE! | #VALUE! | #VALUE! | #VALUE! | #VALUE! | #VALUE! | #VALUE! |  |  | #VALUE! | #VALUE! | #VALUE! | #VALUE! | #VALUE! |  |  | #VALUE! | #VALUE! | #VALUE! | #VALUE! | #VALUE! | #VALUE! | #VALUE! | #VALUE! | 0 | #REF! | #VALUE! | #VALUE! | #VALUE! | #VALUE! | #VALUE! | #VALUE! | #VALUE! | 0
|  |  |  | 0 | 51 | 0 |  |  | 1 | 1.0842e-19 | 0 | 1.0669e-18 | 1.0669e-18 | 1.0669e-18 | 0 | 0 |  |  |  |  | #VALUE! | #VALUE! | #VALUE! |  |  | #VALUE! | #VALUE! | #VALUE! | #VALUE! | #VALUE! | #VALUE! | #VALUE! | #VALUE! |  |  |  |  | #VALUE! | #VALUE! | #VALUE! |  |  | #VALUE! | #VALUE! | #VALUE! | #VALUE! | #VALUE! | #VALUE! | #VALUE! | #VALUE! |  |  |  |  | #VALUE! | #VALUE! | #VALUE! |  |  | #VALUE! | #VALUE! | #VALUE! | #VALUE! | #VALUE! | #VALUE! | #VALUE! | #VALUE! |  |  |  |  | #VALUE! | #VALUE! | #VALUE! |  |  | #VALUE! | #VALUE! | #VALUE! | #VALUE! | #VALUE! | #VALUE! | #VALUE! | #VALUE! |  |  |  |  | #VALUE! | #VALUE! | #VALUE! |  |  | #VALUE! | #VALUE! | #VALUE! | #VALUE! | #VALUE! | #VALUE! | #VALUE! | #VALUE! |  |  | #VALUE! | #VALUE! | #VALUE! | #VALUE! | #VALUE! |  |  | #VALUE! | #VALUE! | #VALUE! | #VALUE! | #VALUE! | #VALUE! | #VALUE! | #VALUE! |  |  | #VALUE! | #VALUE! | #VALUE! | #VALUE! | #VALUE! |  |  | #VALUE! | #VALUE! | #VALUE! | #VALUE! | #VALUE! | #VALUE! | #VALUE! | #VALUE! | 0 | #REF! | #VALUE! | #VALUE! | #VALUE! | #VALUE! | #VALUE! | #VALUE! | #VALUE! | 0
|  |  |  | 0 | 51 | 0 |  |  | 1 | 1.0842e-19 | 0 | 1.0669e-18 | 1.0669e-18 | 1.0669e-18 | 0 | 0 |  |  |  |  | #VALUE! | #VALUE! | #VALUE! |  |  | #VALUE! | #VALUE! | #VALUE! | #VALUE! | #VALUE! | #VALUE! | #VALUE! | #VALUE! |  |  |  |  | #VALUE! | #VALUE! | #VALUE! |  |  | #VALUE! | #VALUE! | #VALUE! | #VALUE! | #VALUE! | #VALUE! | #VALUE! | #VALUE! |  |  |  |  | #VALUE! | #VALUE! | #VALUE! |  |  | #VALUE! | #VALUE! | #VALUE! | #VALUE! | #VALUE! | #VALUE! | #VALUE! | #VALUE! |  |  |  |  | #VALUE! | #VALUE! | #VALUE! |  |  | #VALUE! | #VALUE! | #VALUE! | #VALUE! | #VALUE! | #VALUE! | #VALUE! | #VALUE! |  |  |  |  | #VALUE! | #VALUE! | #VALUE! |  |  | #VALUE! | #VALUE! | #VALUE! | #VALUE! | #VALUE! | #VALUE! | #VALUE! | #VALUE! |  |  | #VALUE! | #VALUE! | #VALUE! | #VALUE! | #VALUE! |  |  | #VALUE! | #VALUE! | #VALUE! | #VALUE! | #VALUE! | #VALUE! | #VALUE! | #VALUE! |  |  | #VALUE! | #VALUE! | #VALUE! | #VALUE! | #VALUE! |  |  | #VALUE! | #VALUE! | #VALUE! | #VALUE! | #VALUE! | #VALUE! | #VALUE! | #VALUE! | 0 | #REF! | #VALUE! | #VALUE! | #VALUE! | #VALUE! | #VALUE! | #VALUE! | #VALUE! | 0
|  |  |  | 0 | 51 | 0 |  |  | 1 | 1.0842e-19 | 0 | 1.0669e-18 | 1.0669e-18 | 1.0669e-18 | 0 | 0 |  |  |  |  | #VALUE! | #VALUE! | #VALUE! |  |  | #VALUE! | #VALUE! | #VALUE! | #VALUE! | #VALUE! | #VALUE! | #VALUE! | #VALUE! |  |  |  |  | #VALUE! | #VALUE! | #VALUE! |  |  | #VALUE! | #VALUE! | #VALUE! | #VALUE! | #VALUE! | #VALUE! | #VALUE! | #VALUE! |  |  |  |  | #VALUE! | #VALUE! | #VALUE! |  |  | #VALUE! | #VALUE! | #VALUE! | #VALUE! | #VALUE! | #VALUE! | #VALUE! | #VALUE! |  |  |  |  | #VALUE! | #VALUE! | #VALUE! |  |  | #VALUE! | #VALUE! | #VALUE! | #VALUE! | #VALUE! | #VALUE! | #VALUE! | #VALUE! |  |  |  |  | #VALUE! | #VALUE! | #VALUE! |  |  | #VALUE! | #VALUE! | #VALUE! | #VALUE! | #VALUE! | #VALUE! | #VALUE! | #VALUE! |  |  | #VALUE! | #VALUE! | #VALUE! | #VALUE! | #VALUE! |  |  | #VALUE! | #VALUE! | #VALUE! | #VALUE! | #VALUE! | #VALUE! | #VALUE! | #VALUE! |  |  | #VALUE! | #VALUE! | #VALUE! | #VALUE! | #VALUE! |  |  | #VALUE! | #VALUE! | #VALUE! | #VALUE! | #VALUE! | #VALUE! | #VALUE! | #VALUE! | 0 | #REF! | #VALUE! | #VALUE! | #VALUE! | #VALUE! | #VALUE! | #VALUE! | #VALUE! | 0
|  |  |  | 0 | 51 | 0 |  |  | 1 | 1.0842e-19 | 0 | 1.0669e-18 | 1.0669e-18 | 1.0669e-18 | 0 | 0 |  |  |  |  | #VALUE! | #VALUE! | #VALUE! |  |  | #VALUE! | #VALUE! | #VALUE! | #VALUE! | #VALUE! | #VALUE! | #VALUE! | #VALUE! |  |  |  |  | #VALUE! | #VALUE! | #VALUE! |  |  | #VALUE! | #VALUE! | #VALUE! | #VALUE! | #VALUE! | #VALUE! | #VALUE! | #VALUE! |  |  |  |  | #VALUE! | #VALUE! | #VALUE! |  |  | #VALUE! | #VALUE! | #VALUE! | #VALUE! | #VALUE! | #VALUE! | #VALUE! | #VALUE! |  |  |  |  | #VALUE! | #VALUE! | #VALUE! |  |  | #VALUE! | #VALUE! | #VALUE! | #VALUE! | #VALUE! | #VALUE! | #VALUE! | #VALUE! |  |  |  |  | #VALUE! | #VALUE! | #VALUE! |  |  | #VALUE! | #VALUE! | #VALUE! | #VALUE! | #VALUE! | #VALUE! | #VALUE! | #VALUE! |  |  | #VALUE! | #VALUE! | #VALUE! | #VALUE! | #VALUE! |  |  | #VALUE! | #VALUE! | #VALUE! | #VALUE! | #VALUE! | #VALUE! | #VALUE! | #VALUE! |  |  | #VALUE! | #VALUE! | #VALUE! | #VALUE! | #VALUE! |  |  | #VALUE! | #VALUE! | #VALUE! | #VALUE! | #VALUE! | #VALUE! | #VALUE! | #VALUE! | 0 | #REF! | #VALUE! | #VALUE! | #VALUE! | #VALUE! | #VALUE! | #VALUE! | #VALUE! | 0
|  |  |  | 0 | 51 | 0 |  |  | 1 | 1.0842e-19 | 0 | 1.0669e-18 | 1.0669e-18 | 1.0669e-18 | 0 | 0 |  |  |  |  | #VALUE! | #VALUE! | #VALUE! |  |  | #VALUE! | #VALUE! | #VALUE! | #VALUE! | #VALUE! | #VALUE! | #VALUE! | #VALUE! |  |  |  |  | #VALUE! | #VALUE! | #VALUE! |  |  | #VALUE! | #VALUE! | #VALUE! | #VALUE! | #VALUE! | #VALUE! | #VALUE! | #VALUE! |  |  |  |  | #VALUE! | #VALUE! | #VALUE! |  |  | #VALUE! | #VALUE! | #VALUE! | #VALUE! | #VALUE! | #VALUE! | #VALUE! | #VALUE! |  |  |  |  | #VALUE! | #VALUE! | #VALUE! |  |  | #VALUE! | #VALUE! | #VALUE! | #VALUE! | #VALUE! | #VALUE! | #VALUE! | #VALUE! |  |  |  |  | #VALUE! | #VALUE! | #VALUE! |  |  | #VALUE! | #VALUE! | #VALUE! | #VALUE! | #VALUE! | #VALUE! | #VALUE! | #VALUE! |  |  | #VALUE! | #VALUE! | #VALUE! | #VALUE! | #VALUE! |  |  | #VALUE! | #VALUE! | #VALUE! | #VALUE! | #VALUE! | #VALUE! | #VALUE! | #VALUE! |  |  | #VALUE! | #VALUE! | #VALUE! | #VALUE! | #VALUE! |  |  | #VALUE! | #VALUE! | #VALUE! | #VALUE! | #VALUE! | #VALUE! | #VALUE! | #VALUE! | 0 | #REF! | #VALUE! | #VALUE! | #VALUE! | #VALUE! | #VALUE! | #VALUE! | #VALUE! | 0
|  |  |  | 0 | 51 | 0 |  |  | 1 | 1.0842e-19 | 0 | 1.0669e-18 | 1.0669e-18 | 1.0669e-18 | 0 | 0 |  |  |  |  | #VALUE! | #VALUE! | #VALUE! |  |  | #VALUE! | #VALUE! | #VALUE! | #VALUE! | #VALUE! | #VALUE! | #VALUE! | #VALUE! |  |  |  |  | #VALUE! | #VALUE! | #VALUE! |  |  | #VALUE! | #VALUE! | #VALUE! | #VALUE! | #VALUE! | #VALUE! | #VALUE! | #VALUE! |  |  |  |  | #VALUE! | #VALUE! | #VALUE! |  |  | #VALUE! | #VALUE! | #VALUE! | #VALUE! | #VALUE! | #VALUE! | #VALUE! | #VALUE! |  |  |  |  | #VALUE! | #VALUE! | #VALUE! |  |  | #VALUE! | #VALUE! | #VALUE! | #VALUE! | #VALUE! | #VALUE! | #VALUE! | #VALUE! |  |  |  |  | #VALUE! | #VALUE! | #VALUE! |  |  | #VALUE! | #VALUE! | #VALUE! | #VALUE! | #VALUE! | #VALUE! | #VALUE! | #VALUE! |  |  | #VALUE! | #VALUE! | #VALUE! | #VALUE! | #VALUE! |  |  | #VALUE! | #VALUE! | #VALUE! | #VALUE! | #VALUE! | #VALUE! | #VALUE! | #VALUE! |  |  | #VALUE! | #VALUE! | #VALUE! | #VALUE! | #VALUE! |  |  | #VALUE! | #VALUE! | #VALUE! | #VALUE! | #VALUE! | #VALUE! | #VALUE! | #VALUE! | 0 | #REF! | #VALUE! | #VALUE! | #VALUE! | #VALUE! | #VALUE! | #VALUE! | #VALUE! | 0
|  |  |  | 0 | 51 | 0 |  |  | 1 | 1.0842e-19 | 0 | 1.0669e-18 | 1.0669e-18 | 1.0669e-18 | 0 | 0 |  |  |  |  | #VALUE! | #VALUE! | #VALUE! |  |  | #VALUE! | #VALUE! | #VALUE! | #VALUE! | #VALUE! | #VALUE! | #VALUE! | #VALUE! |  |  |  |  | #VALUE! | #VALUE! | #VALUE! |  |  | #VALUE! | #VALUE! | #VALUE! | #VALUE! | #VALUE! | #VALUE! | #VALUE! | #VALUE! |  |  |  |  | #VALUE! | #VALUE! | #VALUE! |  |  | #VALUE! | #VALUE! | #VALUE! | #VALUE! | #VALUE! | #VALUE! | #VALUE! | #VALUE! |  |  |  |  | #VALUE! | #VALUE! | #VALUE! |  |  | #VALUE! | #VALUE! | #VALUE! | #VALUE! | #VALUE! | #VALUE! | #VALUE! | #VALUE! |  |  |  |  | #VALUE! | #VALUE! | #VALUE! |  |  | #VALUE! | #VALUE! | #VALUE! | #VALUE! | #VALUE! | #VALUE! | #VALUE! | #VALUE! |  |  | #VALUE! | #VALUE! | #VALUE! | #VALUE! | #VALUE! |  |  | #VALUE! | #VALUE! | #VALUE! | #VALUE! | #VALUE! | #VALUE! | #VALUE! | #VALUE! |  |  | #VALUE! | #VALUE! | #VALUE! | #VALUE! | #VALUE! |  |  | #VALUE! | #VALUE! | #VALUE! | #VALUE! | #VALUE! | #VALUE! | #VALUE! | #VALUE! | 0 | #REF! | #VALUE! | #VALUE! | #VALUE! | #VALUE! | #VALUE! | #VALUE! | #VALUE! | 0
|  |  |  | 0 | 51 | 0 |  |  | 1 | 1.0842e-19 | 0 | 1.0669e-18 | 1.0669e-18 | 1.0669e-18 | 0 | 0 |  |  |  |  | #VALUE! | #VALUE! | #VALUE! |  |  | #VALUE! | #VALUE! | #VALUE! | #VALUE! | #VALUE! | #VALUE! | #VALUE! | #VALUE! |  |  |  |  | #VALUE! | #VALUE! | #VALUE! |  |  | #VALUE! | #VALUE! | #VALUE! | #VALUE! | #VALUE! | #VALUE! | #VALUE! | #VALUE! |  |  |  |  | #VALUE! | #VALUE! | #VALUE! |  |  | #VALUE! | #VALUE! | #VALUE! | #VALUE! | #VALUE! | #VALUE! | #VALUE! | #VALUE! |  |  |  |  | #VALUE! | #VALUE! | #VALUE! |  |  | #VALUE! | #VALUE! | #VALUE! | #VALUE! | #VALUE! | #VALUE! | #VALUE! | #VALUE! |  |  |  |  | #VALUE! | #VALUE! | #VALUE! |  |  | #VALUE! | #VALUE! | #VALUE! | #VALUE! | #VALUE! | #VALUE! | #VALUE! | #VALUE! |  |  | #VALUE! | #VALUE! | #VALUE! | #VALUE! | #VALUE! |  |  | #VALUE! | #VALUE! | #VALUE! | #VALUE! | #VALUE! | #VALUE! | #VALUE! | #VALUE! |  |  | #VALUE! | #VALUE! | #VALUE! | #VALUE! | #VALUE! |  |  | #VALUE! | #VALUE! | #VALUE! | #VALUE! | #VALUE! | #VALUE! | #VALUE! | #VALUE! | 0 | #REF! | #VALUE! | #VALUE! | #VALUE! | #VALUE! | #VALUE! | #VALUE! | #VALUE! | 0
|  |  |  | 0 | 51 | 0 |  |  | 1 | 1.0842e-19 | 0 | 1.0669e-18 | 1.0669e-18 | 1.0669e-18 | 0 | 0 |  |  |  |  | #VALUE! | #VALUE! | #VALUE! |  |  | #VALUE! | #VALUE! | #VALUE! | #VALUE! | #VALUE! | #VALUE! | #VALUE! | #VALUE! |  |  |  |  | #VALUE! | #VALUE! | #VALUE! |  |  | #VALUE! | #VALUE! | #VALUE! | #VALUE! | #VALUE! | #VALUE! | #VALUE! | #VALUE! |  |  |  |  | #VALUE! | #VALUE! | #VALUE! |  |  | #VALUE! | #VALUE! | #VALUE! | #VALUE! | #VALUE! | #VALUE! | #VALUE! | #VALUE! |  |  |  |  | #VALUE! | #VALUE! | #VALUE! |  |  | #VALUE! | #VALUE! | #VALUE! | #VALUE! | #VALUE! | #VALUE! | #VALUE! | #VALUE! |  |  |  |  | #VALUE! | #VALUE! | #VALUE! |  |  | #VALUE! | #VALUE! | #VALUE! | #VALUE! | #VALUE! | #VALUE! | #VALUE! | #VALUE! |  |  | #VALUE! | #VALUE! | #VALUE! | #VALUE! | #VALUE! |  |  | #VALUE! | #VALUE! | #VALUE! | #VALUE! | #VALUE! | #VALUE! | #VALUE! | #VALUE! |  |  | #VALUE! | #VALUE! | #VALUE! | #VALUE! | #VALUE! |  |  | #VALUE! | #VALUE! | #VALUE! | #VALUE! | #VALUE! | #VALUE! | #VALUE! | #VALUE! | 0 | #REF! | #VALUE! | #VALUE! | #VALUE! | #VALUE! | #VALUE! | #VALUE! | #VALUE! | 0
|  |  |  | 0 | 51 | 0 |  |  | 1 | 1.0842e-19 | 0 | 1.0669e-18 | 1.0669e-18 | 1.0669e-18 | 0 | 0 |  |  |  |  | #VALUE! | #VALUE! | #VALUE! |  |  | #VALUE! | #VALUE! | #VALUE! | #VALUE! | #VALUE! | #VALUE! | #VALUE! | #VALUE! |  |  |  |  | #VALUE! | #VALUE! | #VALUE! |  |  | #VALUE! | #VALUE! | #VALUE! | #VALUE! | #VALUE! | #VALUE! | #VALUE! | #VALUE! |  |  |  |  | #VALUE! | #VALUE! | #VALUE! |  |  | #VALUE! | #VALUE! | #VALUE! | #VALUE! | #VALUE! | #VALUE! | #VALUE! | #VALUE! |  |  |  |  | #VALUE! | #VALUE! | #VALUE! |  |  | #VALUE! | #VALUE! | #VALUE! | #VALUE! | #VALUE! | #VALUE! | #VALUE! | #VALUE! |  |  |  |  | #VALUE! | #VALUE! | #VALUE! |  |  | #VALUE! | #VALUE! | #VALUE! | #VALUE! | #VALUE! | #VALUE! | #VALUE! | #VALUE! |  |  | #VALUE! | #VALUE! | #VALUE! | #VALUE! | #VALUE! |  |  | #VALUE! | #VALUE! | #VALUE! | #VALUE! | #VALUE! | #VALUE! | #VALUE! | #VALUE! |  |  | #VALUE! | #VALUE! | #VALUE! | #VALUE! | #VALUE! |  |  | #VALUE! | #VALUE! | #VALUE! | #VALUE! | #VALUE! | #VALUE! | #VALUE! | #VALUE! | 0 | #REF! | #VALUE! | #VALUE! | #VALUE! | #VALUE! | #VALUE! | #VALUE! | #VALUE! | 0
|  |  |  | 0 | 51 | 0 |  |  | 1 | 1.0842e-19 | 0 | 1.0669e-18 | 1.0669e-18 | 1.0669e-18 | 0 | 0 |  |  |  |  | #VALUE! | #VALUE! | #VALUE! |  |  | #VALUE! | #VALUE! | #VALUE! | #VALUE! | #VALUE! | #VALUE! | #VALUE! | #VALUE! |  |  |  |  | #VALUE! | #VALUE! | #VALUE! |  |  | #VALUE! | #VALUE! | #VALUE! | #VALUE! | #VALUE! | #VALUE! | #VALUE! | #VALUE! |  |  |  |  | #VALUE! | #VALUE! | #VALUE! |  |  | #VALUE! | #VALUE! | #VALUE! | #VALUE! | #VALUE! | #VALUE! | #VALUE! | #VALUE! |  |  |  |  | #VALUE! | #VALUE! | #VALUE! |  |  | #VALUE! | #VALUE! | #VALUE! | #VALUE! | #VALUE! | #VALUE! | #VALUE! | #VALUE! |  |  |  |  | #VALUE! | #VALUE! | #VALUE! |  |  | #VALUE! | #VALUE! | #VALUE! | #VALUE! | #VALUE! | #VALUE! | #VALUE! | #VALUE! |  |  | #VALUE! | #VALUE! | #VALUE! | #VALUE! | #VALUE! |  |  | #VALUE! | #VALUE! | #VALUE! | #VALUE! | #VALUE! | #VALUE! | #VALUE! | #VALUE! |  |  | #VALUE! | #VALUE! | #VALUE! | #VALUE! | #VALUE! |  |  | #VALUE! | #VALUE! | #VALUE! | #VALUE! | #VALUE! | #VALUE! | #VALUE! | #VALUE! | 0 | #REF! | #VALUE! | #VALUE! | #VALUE! | #VALUE! | #VALUE! | #VALUE! | #VALUE! | 0
|  |  |  | 0 | 51 | 0 |  |  | 1 | 1.0842e-19 | 0 | 1.0669e-18 | 1.0669e-18 | 1.0669e-18 | 0 | 0 |  |  |  |  | #VALUE! | #VALUE! | #VALUE! |  |  | #VALUE! | #VALUE! | #VALUE! | #VALUE! | #VALUE! | #VALUE! | #VALUE! | #VALUE! |  |  |  |  | #VALUE! | #VALUE! | #VALUE! |  |  | #VALUE! | #VALUE! | #VALUE! | #VALUE! | #VALUE! | #VALUE! | #VALUE! | #VALUE! |  |  |  |  | #VALUE! | #VALUE! | #VALUE! |  |  | #VALUE! | #VALUE! | #VALUE! | #VALUE! | #VALUE! | #VALUE! | #VALUE! | #VALUE! |  |  |  |  | #VALUE! | #VALUE! | #VALUE! |  |  | #VALUE! | #VALUE! | #VALUE! | #VALUE! | #VALUE! | #VALUE! | #VALUE! | #VALUE! |  |  |  |  | #VALUE! | #VALUE! | #VALUE! |  |  | #VALUE! | #VALUE! | #VALUE! | #VALUE! | #VALUE! | #VALUE! | #VALUE! | #VALUE! |  |  | #VALUE! | #VALUE! | #VALUE! | #VALUE! | #VALUE! |  |  | #VALUE! | #VALUE! | #VALUE! | #VALUE! | #VALUE! | #VALUE! | #VALUE! | #VALUE! |  |  | #VALUE! | #VALUE! | #VALUE! | #VALUE! | #VALUE! |  |  | #VALUE! | #VALUE! | #VALUE! | #VALUE! | #VALUE! | #VALUE! | #VALUE! | #VALUE! | 0 | #REF! | #VALUE! | #VALUE! | #VALUE! | #VALUE! | #VALUE! | #VALUE! | #VALUE! | 0
|  |  |  | 0 | 51 | 0 |  |  | 1 | 1.0842e-19 | 0 | 1.0669e-18 | 1.0669e-18 | 1.0669e-18 | 0 | 0 |  |  |  |  | #VALUE! | #VALUE! | #VALUE! |  |  | #VALUE! | #VALUE! | #VALUE! | #VALUE! | #VALUE! | #VALUE! | #VALUE! | #VALUE! |  |  |  |  | #VALUE! | #VALUE! | #VALUE! |  |  | #VALUE! | #VALUE! | #VALUE! | #VALUE! | #VALUE! | #VALUE! | #VALUE! | #VALUE! |  |  |  |  | #VALUE! | #VALUE! | #VALUE! |  |  | #VALUE! | #VALUE! | #VALUE! | #VALUE! | #VALUE! | #VALUE! | #VALUE! | #VALUE! |  |  |  |  | #VALUE! | #VALUE! | #VALUE! |  |  | #VALUE! | #VALUE! | #VALUE! | #VALUE! | #VALUE! | #VALUE! | #VALUE! | #VALUE! |  |  |  |  | #VALUE! | #VALUE! | #VALUE! |  |  | #VALUE! | #VALUE! | #VALUE! | #VALUE! | #VALUE! | #VALUE! | #VALUE! | #VALUE! |  |  | #VALUE! | #VALUE! | #VALUE! | #VALUE! | #VALUE! |  |  | #VALUE! | #VALUE! | #VALUE! | #VALUE! | #VALUE! | #VALUE! | #VALUE! | #VALUE! |  |  | #VALUE! | #VALUE! | #VALUE! | #VALUE! | #VALUE! |  |  | #VALUE! | #VALUE! | #VALUE! | #VALUE! | #VALUE! | #VALUE! | #VALUE! | #VALUE! | 0 | #REF! | #VALUE! | #VALUE! | #VALUE! | #VALUE! | #VALUE! | #VALUE! | #VALUE! | 0
|  |  |  | 0 | 51 | 0 |  |  | 1 | 1.0842e-19 | 0 | 1.0669e-18 | 1.0669e-18 | 1.0669e-18 | 0 | 0 |  |  |  |  | #VALUE! | #VALUE! | #VALUE! |  |  | #VALUE! | #VALUE! | #VALUE! | #VALUE! | #VALUE! | #VALUE! | #VALUE! | #VALUE! |  |  |  |  | #VALUE! | #VALUE! | #VALUE! |  |  | #VALUE! | #VALUE! | #VALUE! | #VALUE! | #VALUE! | #VALUE! | #VALUE! | #VALUE! |  |  |  |  | #VALUE! | #VALUE! | #VALUE! |  |  | #VALUE! | #VALUE! | #VALUE! | #VALUE! | #VALUE! | #VALUE! | #VALUE! | #VALUE! |  |  |  |  | #VALUE! | #VALUE! | #VALUE! |  |  | #VALUE! | #VALUE! | #VALUE! | #VALUE! | #VALUE! | #VALUE! | #VALUE! | #VALUE! |  |  |  |  | #VALUE! | #VALUE! | #VALUE! |  |  | #VALUE! | #VALUE! | #VALUE! | #VALUE! | #VALUE! | #VALUE! | #VALUE! | #VALUE! |  |  | #VALUE! | #VALUE! | #VALUE! | #VALUE! | #VALUE! |  |  | #VALUE! | #VALUE! | #VALUE! | #VALUE! | #VALUE! | #VALUE! | #VALUE! | #VALUE! |  |  | #VALUE! | #VALUE! | #VALUE! | #VALUE! | #VALUE! |  |  | #VALUE! | #VALUE! | #VALUE! | #VALUE! | #VALUE! | #VALUE! | #VALUE! | #VALUE! | 0 | #REF! | #VALUE! | #VALUE! | #VALUE! | #VALUE! | #VALUE! | #VALUE! | #VALUE! | 0
|  |  |  | 0 | 51 | 0 |  |  | 1 | 1.0842e-19 | 0 | 1.0669e-18 | 1.0669e-18 | 1.0669e-18 | 0 | 0 |  |  |  |  | #VALUE! | #VALUE! | #VALUE! |  |  | #VALUE! | #VALUE! | #VALUE! | #VALUE! | #VALUE! | #VALUE! | #VALUE! | #VALUE! |  |  |  |  | #VALUE! | #VALUE! | #VALUE! |  |  | #VALUE! | #VALUE! | #VALUE! | #VALUE! | #VALUE! | #VALUE! | #VALUE! | #VALUE! |  |  |  |  | #VALUE! | #VALUE! | #VALUE! |  |  | #VALUE! | #VALUE! | #VALUE! | #VALUE! | #VALUE! | #VALUE! | #VALUE! | #VALUE! |  |  |  |  | #VALUE! | #VALUE! | #VALUE! |  |  | #VALUE! | #VALUE! | #VALUE! | #VALUE! | #VALUE! | #VALUE! | #VALUE! | #VALUE! |  |  |  |  | #VALUE! | #VALUE! | #VALUE! |  |  | #VALUE! | #VALUE! | #VALUE! | #VALUE! | #VALUE! | #VALUE! | #VALUE! | #VALUE! |  |  | #VALUE! | #VALUE! | #VALUE! | #VALUE! | #VALUE! |  |  | #VALUE! | #VALUE! | #VALUE! | #VALUE! | #VALUE! | #VALUE! | #VALUE! | #VALUE! |  |  | #VALUE! | #VALUE! | #VALUE! | #VALUE! | #VALUE! |  |  | #VALUE! | #VALUE! | #VALUE! | #VALUE! | #VALUE! | #VALUE! | #VALUE! | #VALUE! | 0 | #REF! | #VALUE! | #VALUE! | #VALUE! | #VALUE! | #VALUE! | #VALUE! | #VALUE! | 0
|  |  |  | 0 | 51 | 0 |  |  | 1 | 1.0842e-19 | 0 | 1.0669e-18 | 1.0669e-18 | 1.0669e-18 | 0 | 0 |  |  |  |  | #VALUE! | #VALUE! | #VALUE! |  |  | #VALUE! | #VALUE! | #VALUE! | #VALUE! | #VALUE! | #VALUE! | #VALUE! | #VALUE! |  |  |  |  | #VALUE! | #VALUE! | #VALUE! |  |  | #VALUE! | #VALUE! | #VALUE! | #VALUE! | #VALUE! | #VALUE! | #VALUE! | #VALUE! |  |  |  |  | #VALUE! | #VALUE! | #VALUE! |  |  | #VALUE! | #VALUE! | #VALUE! | #VALUE! | #VALUE! | #VALUE! | #VALUE! | #VALUE! |  |  |  |  | #VALUE! | #VALUE! | #VALUE! |  |  | #VALUE! | #VALUE! | #VALUE! | #VALUE! | #VALUE! | #VALUE! | #VALUE! | #VALUE! |  |  |  |  | #VALUE! | #VALUE! | #VALUE! |  |  | #VALUE! | #VALUE! | #VALUE! | #VALUE! | #VALUE! | #VALUE! | #VALUE! | #VALUE! |  |  | #VALUE! | #VALUE! | #VALUE! | #VALUE! | #VALUE! |  |  | #VALUE! | #VALUE! | #VALUE! | #VALUE! | #VALUE! | #VALUE! | #VALUE! | #VALUE! |  |  | #VALUE! | #VALUE! | #VALUE! | #VALUE! | #VALUE! |  |  | #VALUE! | #VALUE! | #VALUE! | #VALUE! | #VALUE! | #VALUE! | #VALUE! | #VALUE! | 0 | #REF! | #VALUE! | #VALUE! | #VALUE! | #VALUE! | #VALUE! | #VALUE! | #VALUE! | 0
|  |  |  | 0 | 51 | 0 |  |  | 1 | 1.0842e-19 | 0 | 1.0669e-18 | 1.0669e-18 | 1.0669e-18 | 0 | 0 |  |  |  |  | #VALUE! | #VALUE! | #VALUE! |  |  | #VALUE! | #VALUE! | #VALUE! | #VALUE! | #VALUE! | #VALUE! | #VALUE! | #VALUE! |  |  |  |  | #VALUE! | #VALUE! | #VALUE! |  |  | #VALUE! | #VALUE! | #VALUE! | #VALUE! | #VALUE! | #VALUE! | #VALUE! | #VALUE! |  |  |  |  | #VALUE! | #VALUE! | #VALUE! |  |  | #VALUE! | #VALUE! | #VALUE! | #VALUE! | #VALUE! | #VALUE! | #VALUE! | #VALUE! |  |  |  |  | #VALUE! | #VALUE! | #VALUE! |  |  | #VALUE! | #VALUE! | #VALUE! | #VALUE! | #VALUE! | #VALUE! | #VALUE! | #VALUE! |  |  |  |  | #VALUE! | #VALUE! | #VALUE! |  |  | #VALUE! | #VALUE! | #VALUE! | #VALUE! | #VALUE! | #VALUE! | #VALUE! | #VALUE! |  |  | #VALUE! | #VALUE! | #VALUE! | #VALUE! | #VALUE! |  |  | #VALUE! | #VALUE! | #VALUE! | #VALUE! | #VALUE! | #VALUE! | #VALUE! | #VALUE! |  |  | #VALUE! | #VALUE! | #VALUE! | #VALUE! | #VALUE! |  |  | #VALUE! | #VALUE! | #VALUE! | #VALUE! | #VALUE! | #VALUE! | #VALUE! | #VALUE! | 0 | #REF! | #VALUE! | #VALUE! | #VALUE! | #VALUE! | #VALUE! | #VALUE! | #VALUE! | 0
|  |  |  | 0 | 51 | 0 |  |  | 1 | 1.0842e-19 | 0 | 1.0669e-18 | 1.0669e-18 | 1.0669e-18 | 0 | 0 |  |  |  |  | #VALUE! | #VALUE! | #VALUE! |  |  | #VALUE! | #VALUE! | #VALUE! | #VALUE! | #VALUE! | #VALUE! | #VALUE! | #VALUE! |  |  |  |  | #VALUE! | #VALUE! | #VALUE! |  |  | #VALUE! | #VALUE! | #VALUE! | #VALUE! | #VALUE! | #VALUE! | #VALUE! | #VALUE! |  |  |  |  | #VALUE! | #VALUE! | #VALUE! |  |  | #VALUE! | #VALUE! | #VALUE! | #VALUE! | #VALUE! | #VALUE! | #VALUE! | #VALUE! |  |  |  |  | #VALUE! | #VALUE! | #VALUE! |  |  | #VALUE! | #VALUE! | #VALUE! | #VALUE! | #VALUE! | #VALUE! | #VALUE! | #VALUE! |  |  |  |  | #VALUE! | #VALUE! | #VALUE! |  |  | #VALUE! | #VALUE! | #VALUE! | #VALUE! | #VALUE! | #VALUE! | #VALUE! | #VALUE! |  |  | #VALUE! | #VALUE! | #VALUE! | #VALUE! | #VALUE! |  |  | #VALUE! | #VALUE! | #VALUE! | #VALUE! | #VALUE! | #VALUE! | #VALUE! | #VALUE! |  |  | #VALUE! | #VALUE! | #VALUE! | #VALUE! | #VALUE! |  |  | #VALUE! | #VALUE! | #VALUE! | #VALUE! | #VALUE! | #VALUE! | #VALUE! | #VALUE! | 0 | #REF! | #VALUE! | #VALUE! | #VALUE! | #VALUE! | #VALUE! | #VALUE! | #VALUE! | 0
|  |  |  | 0 | 51 | 0 |  |  | 1 | 1.0842e-19 | 0 | 1.0669e-18 | 1.0669e-18 | 1.0669e-18 | 0 | 0 |  |  |  |  | #VALUE! | #VALUE! | #VALUE! |  |  | #VALUE! | #VALUE! | #VALUE! | #VALUE! | #VALUE! | #VALUE! | #VALUE! | #VALUE! |  |  |  |  | #VALUE! | #VALUE! | #VALUE! |  |  | #VALUE! | #VALUE! | #VALUE! | #VALUE! | #VALUE! | #VALUE! | #VALUE! | #VALUE! |  |  |  |  | #VALUE! | #VALUE! | #VALUE! |  |  | #VALUE! | #VALUE! | #VALUE! | #VALUE! | #VALUE! | #VALUE! | #VALUE! | #VALUE! |  |  |  |  | #VALUE! | #VALUE! | #VALUE! |  |  | #VALUE! | #VALUE! | #VALUE! | #VALUE! | #VALUE! | #VALUE! | #VALUE! | #VALUE! |  |  |  |  | #VALUE! | #VALUE! | #VALUE! |  |  | #VALUE! | #VALUE! | #VALUE! | #VALUE! | #VALUE! | #VALUE! | #VALUE! | #VALUE! |  |  | #VALUE! | #VALUE! | #VALUE! | #VALUE! | #VALUE! |  |  | #VALUE! | #VALUE! | #VALUE! | #VALUE! | #VALUE! | #VALUE! | #VALUE! | #VALUE! |  |  | #VALUE! | #VALUE! | #VALUE! | #VALUE! | #VALUE! |  |  | #VALUE! | #VALUE! | #VALUE! | #VALUE! | #VALUE! | #VALUE! | #VALUE! | #VALUE! | 0 | #REF! | #VALUE! | #VALUE! | #VALUE! | #VALUE! | #VALUE! | #VALUE! | #VALUE! | 0
|  |  |  | 0 | 51 | 0 |  |  | 1 | 1.0842e-19 | 0 | 1.0669e-18 | 1.0669e-18 | 1.0669e-18 | 0 | 0 |  |  |  |  | #VALUE! | #VALUE! | #VALUE! |  |  | #VALUE! | #VALUE! | #VALUE! | #VALUE! | #VALUE! | #VALUE! | #VALUE! | #VALUE! |  |  |  |  | #VALUE! | #VALUE! | #VALUE! |  |  | #VALUE! | #VALUE! | #VALUE! | #VALUE! | #VALUE! | #VALUE! | #VALUE! | #VALUE! |  |  |  |  | #VALUE! | #VALUE! | #VALUE! |  |  | #VALUE! | #VALUE! | #VALUE! | #VALUE! | #VALUE! | #VALUE! | #VALUE! | #VALUE! |  |  |  |  | #VALUE! | #VALUE! | #VALUE! |  |  | #VALUE! | #VALUE! | #VALUE! | #VALUE! | #VALUE! | #VALUE! | #VALUE! | #VALUE! |  |  |  |  | #VALUE! | #VALUE! | #VALUE! |  |  | #VALUE! | #VALUE! | #VALUE! | #VALUE! | #VALUE! | #VALUE! | #VALUE! | #VALUE! |  |  | #VALUE! | #VALUE! | #VALUE! | #VALUE! | #VALUE! |  |  | #VALUE! | #VALUE! | #VALUE! | #VALUE! | #VALUE! | #VALUE! | #VALUE! | #VALUE! |  |  | #VALUE! | #VALUE! | #VALUE! | #VALUE! | #VALUE! |  |  | #VALUE! | #VALUE! | #VALUE! | #VALUE! | #VALUE! | #VALUE! | #VALUE! | #VALUE! | 0 | #REF! | #VALUE! | #VALUE! | #VALUE! | #VALUE! | #VALUE! | #VALUE! | #VALUE! | 0
|  |  |  | 0 | 51 | 0 |  |  | 1 | 1.0842e-19 | 0 | 1.0669e-18 | 1.0669e-18 | 1.0669e-18 | 0 | 0 |  |  |  |  | #VALUE! | #VALUE! | #VALUE! |  |  | #VALUE! | #VALUE! | #VALUE! | #VALUE! | #VALUE! | #VALUE! | #VALUE! | #VALUE! |  |  |  |  | #VALUE! | #VALUE! | #VALUE! |  |  | #VALUE! | #VALUE! | #VALUE! | #VALUE! | #VALUE! | #VALUE! | #VALUE! | #VALUE! |  |  |  |  | #VALUE! | #VALUE! | #VALUE! |  |  | #VALUE! | #VALUE! | #VALUE! | #VALUE! | #VALUE! | #VALUE! | #VALUE! | #VALUE! |  |  |  |  | #VALUE! | #VALUE! | #VALUE! |  |  | #VALUE! | #VALUE! | #VALUE! | #VALUE! | #VALUE! | #VALUE! | #VALUE! | #VALUE! |  |  |  |  | #VALUE! | #VALUE! | #VALUE! |  |  | #VALUE! | #VALUE! | #VALUE! | #VALUE! | #VALUE! | #VALUE! | #VALUE! | #VALUE! |  |  | #VALUE! | #VALUE! | #VALUE! | #VALUE! | #VALUE! |  |  | #VALUE! | #VALUE! | #VALUE! | #VALUE! | #VALUE! | #VALUE! | #VALUE! | #VALUE! |  |  | #VALUE! | #VALUE! | #VALUE! | #VALUE! | #VALUE! |  |  | #VALUE! | #VALUE! | #VALUE! | #VALUE! | #VALUE! | #VALUE! | #VALUE! | #VALUE! | 0 | #REF! | #VALUE! | #VALUE! | #VALUE! | #VALUE! | #VALUE! | #VALUE! | #VALUE! | 0
|  |  |  | 0 | 51 | 0 |  |  | 1 | 1.0842e-19 | 0 | 1.0669e-18 | 1.0669e-18 | 1.0669e-18 | 0 | 0 |  |  |  |  | #VALUE! | #VALUE! | #VALUE! |  |  | #VALUE! | #VALUE! | #VALUE! | #VALUE! | #VALUE! | #VALUE! | #VALUE! | #VALUE! |  |  |  |  | #VALUE! | #VALUE! | #VALUE! |  |  | #VALUE! | #VALUE! | #VALUE! | #VALUE! | #VALUE! | #VALUE! | #VALUE! | #VALUE! |  |  |  |  | #VALUE! | #VALUE! | #VALUE! |  |  | #VALUE! | #VALUE! | #VALUE! | #VALUE! | #VALUE! | #VALUE! | #VALUE! | #VALUE! |  |  |  |  | #VALUE! | #VALUE! | #VALUE! |  |  | #VALUE! | #VALUE! | #VALUE! | #VALUE! | #VALUE! | #VALUE! | #VALUE! | #VALUE! |  |  |  |  | #VALUE! | #VALUE! | #VALUE! |  |  | #VALUE! | #VALUE! | #VALUE! | #VALUE! | #VALUE! | #VALUE! | #VALUE! | #VALUE! |  |  | #VALUE! | #VALUE! | #VALUE! | #VALUE! | #VALUE! |  |  | #VALUE! | #VALUE! | #VALUE! | #VALUE! | #VALUE! | #VALUE! | #VALUE! | #VALUE! |  |  | #VALUE! | #VALUE! | #VALUE! | #VALUE! | #VALUE! |  |  | #VALUE! | #VALUE! | #VALUE! | #VALUE! | #VALUE! | #VALUE! | #VALUE! | #VALUE! | 0 | #REF! | #VALUE! | #VALUE! | #VALUE! | #VALUE! | #VALUE! | #VALUE! | #VALUE! | 0
|  |  |  | 0 | 51 | 0 |  |  | 1 | 1.0842e-19 | 0 | 1.0669e-18 | 1.0669e-18 | 1.0669e-18 | 0 | 0 |  |  |  |  | #VALUE! | #VALUE! | #VALUE! |  |  | #VALUE! | #VALUE! | #VALUE! | #VALUE! | #VALUE! | #VALUE! | #VALUE! | #VALUE! |  |  |  |  | #VALUE! | #VALUE! | #VALUE! |  |  | #VALUE! | #VALUE! | #VALUE! | #VALUE! | #VALUE! | #VALUE! | #VALUE! | #VALUE! |  |  |  |  | #VALUE! | #VALUE! | #VALUE! |  |  | #VALUE! | #VALUE! | #VALUE! | #VALUE! | #VALUE! | #VALUE! | #VALUE! | #VALUE! |  |  |  |  | #VALUE! | #VALUE! | #VALUE! |  |  | #VALUE! | #VALUE! | #VALUE! | #VALUE! | #VALUE! | #VALUE! | #VALUE! | #VALUE! |  |  |  |  | #VALUE! | #VALUE! | #VALUE! |  |  | #VALUE! | #VALUE! | #VALUE! | #VALUE! | #VALUE! | #VALUE! | #VALUE! | #VALUE! |  |  | #VALUE! | #VALUE! | #VALUE! | #VALUE! | #VALUE! |  |  | #VALUE! | #VALUE! | #VALUE! | #VALUE! | #VALUE! | #VALUE! | #VALUE! | #VALUE! |  |  | #VALUE! | #VALUE! | #VALUE! | #VALUE! | #VALUE! |  |  | #VALUE! | #VALUE! | #VALUE! | #VALUE! | #VALUE! | #VALUE! | #VALUE! | #VALUE! | 0 | #REF! | #VALUE! | #VALUE! | #VALUE! | #VALUE! | #VALUE! | #VALUE! | #VALUE! | 0
|  |  |  | 0 | 51 | 0 |  |  | 1 | 1.0842e-19 | 0 | 1.0669e-18 | 1.0669e-18 | 1.0669e-18 | 0 | 0 |  |  |  |  | #VALUE! | #VALUE! | #VALUE! |  |  | #VALUE! | #VALUE! | #VALUE! | #VALUE! | #VALUE! | #VALUE! | #VALUE! | #VALUE! |  |  |  |  | #VALUE! | #VALUE! | #VALUE! |  |  | #VALUE! | #VALUE! | #VALUE! | #VALUE! | #VALUE! | #VALUE! | #VALUE! | #VALUE! |  |  |  |  | #VALUE! | #VALUE! | #VALUE! |  |  | #VALUE! | #VALUE! | #VALUE! | #VALUE! | #VALUE! | #VALUE! | #VALUE! | #VALUE! |  |  |  |  | #VALUE! | #VALUE! | #VALUE! |  |  | #VALUE! | #VALUE! | #VALUE! | #VALUE! | #VALUE! | #VALUE! | #VALUE! | #VALUE! |  |  |  |  | #VALUE! | #VALUE! | #VALUE! |  |  | #VALUE! | #VALUE! | #VALUE! | #VALUE! | #VALUE! | #VALUE! | #VALUE! | #VALUE! |  |  | #VALUE! | #VALUE! | #VALUE! | #VALUE! | #VALUE! |  |  | #VALUE! | #VALUE! | #VALUE! | #VALUE! | #VALUE! | #VALUE! | #VALUE! | #VALUE! |  |  | #VALUE! | #VALUE! | #VALUE! | #VALUE! | #VALUE! |  |  | #VALUE! | #VALUE! | #VALUE! | #VALUE! | #VALUE! | #VALUE! | #VALUE! | #VALUE! | 0 | #REF! | #VALUE! | #VALUE! | #VALUE! | #VALUE! | #VALUE! | #VALUE! | #VALUE! | 0
|  |  |  | 0 | 51 | 0 |  |  | 1 | 1.0842e-19 | 0 | 1.0669e-18 | 1.0669e-18 | 1.0669e-18 | 0 | 0 |  |  |  |  | #VALUE! | #VALUE! | #VALUE! |  |  | #VALUE! | #VALUE! | #VALUE! | #VALUE! | #VALUE! | #VALUE! | #VALUE! | #VALUE! |  |  |  |  | #VALUE! | #VALUE! | #VALUE! |  |  | #VALUE! | #VALUE! | #VALUE! | #VALUE! | #VALUE! | #VALUE! | #VALUE! | #VALUE! |  |  |  |  | #VALUE! | #VALUE! | #VALUE! |  |  | #VALUE! | #VALUE! | #VALUE! | #VALUE! | #VALUE! | #VALUE! | #VALUE! | #VALUE! |  |  |  |  | #VALUE! | #VALUE! | #VALUE! |  |  | #VALUE! | #VALUE! | #VALUE! | #VALUE! | #VALUE! | #VALUE! | #VALUE! | #VALUE! |  |  |  |  | #VALUE! | #VALUE! | #VALUE! |  |  | #VALUE! | #VALUE! | #VALUE! | #VALUE! | #VALUE! | #VALUE! | #VALUE! | #VALUE! |  |  | #VALUE! | #VALUE! | #VALUE! | #VALUE! | #VALUE! |  |  | #VALUE! | #VALUE! | #VALUE! | #VALUE! | #VALUE! | #VALUE! | #VALUE! | #VALUE! |  |  | #VALUE! | #VALUE! | #VALUE! | #VALUE! | #VALUE! |  |  | #VALUE! | #VALUE! | #VALUE! | #VALUE! | #VALUE! | #VALUE! | #VALUE! | #VALUE! | 0 | #REF! | #VALUE! | #VALUE! | #VALUE! | #VALUE! | #VALUE! | #VALUE! | #VALUE! | 0
|  |  |  | 0 | 51 | 0 |  |  | 1 | 1.0842e-19 | 0 | 1.0669e-18 | 1.0669e-18 | 1.0669e-18 | 0 | 0 |  |  |  |  | #VALUE! | #VALUE! | #VALUE! |  |  | #VALUE! | #VALUE! | #VALUE! | #VALUE! | #VALUE! | #VALUE! | #VALUE! | #VALUE! |  |  |  |  | #VALUE! | #VALUE! | #VALUE! |  |  | #VALUE! | #VALUE! | #VALUE! | #VALUE! | #VALUE! | #VALUE! | #VALUE! | #VALUE! |  |  |  |  | #VALUE! | #VALUE! | #VALUE! |  |  | #VALUE! | #VALUE! | #VALUE! | #VALUE! | #VALUE! | #VALUE! | #VALUE! | #VALUE! |  |  |  |  | #VALUE! | #VALUE! | #VALUE! |  |  | #VALUE! | #VALUE! | #VALUE! | #VALUE! | #VALUE! | #VALUE! | #VALUE! | #VALUE! |  |  |  |  | #VALUE! | #VALUE! | #VALUE! |  |  | #VALUE! | #VALUE! | #VALUE! | #VALUE! | #VALUE! | #VALUE! | #VALUE! | #VALUE! |  |  | #VALUE! | #VALUE! | #VALUE! | #VALUE! | #VALUE! |  |  | #VALUE! | #VALUE! | #VALUE! | #VALUE! | #VALUE! | #VALUE! | #VALUE! | #VALUE! |  |  | #VALUE! | #VALUE! | #VALUE! | #VALUE! | #VALUE! |  |  | #VALUE! | #VALUE! | #VALUE! | #VALUE! | #VALUE! | #VALUE! | #VALUE! | #VALUE! | 0 | #REF! | #VALUE! | #VALUE! | #VALUE! | #VALUE! | #VALUE! | #VALUE! | #VALUE! | 0
|  |  |  | 0 | 51 | 0 |  |  | 1 | 1.0842e-19 | 0 | 1.0669e-18 | 1.0669e-18 | 1.0669e-18 | 0 | 0 |  |  |  |  | #VALUE! | #VALUE! | #VALUE! |  |  | #VALUE! | #VALUE! | #VALUE! | #VALUE! | #VALUE! | #VALUE! | #VALUE! | #VALUE! |  |  |  |  | #VALUE! | #VALUE! | #VALUE! |  |  | #VALUE! | #VALUE! | #VALUE! | #VALUE! | #VALUE! | #VALUE! | #VALUE! | #VALUE! |  |  |  |  | #VALUE! | #VALUE! | #VALUE! |  |  | #VALUE! | #VALUE! | #VALUE! | #VALUE! | #VALUE! | #VALUE! | #VALUE! | #VALUE! |  |  |  |  | #VALUE! | #VALUE! | #VALUE! |  |  | #VALUE! | #VALUE! | #VALUE! | #VALUE! | #VALUE! | #VALUE! | #VALUE! | #VALUE! |  |  |  |  | #VALUE! | #VALUE! | #VALUE! |  |  | #VALUE! | #VALUE! | #VALUE! | #VALUE! | #VALUE! | #VALUE! | #VALUE! | #VALUE! |  |  | #VALUE! | #VALUE! | #VALUE! | #VALUE! | #VALUE! |  |  | #VALUE! | #VALUE! | #VALUE! | #VALUE! | #VALUE! | #VALUE! | #VALUE! | #VALUE! |  |  | #VALUE! | #VALUE! | #VALUE! | #VALUE! | #VALUE! |  |  | #VALUE! | #VALUE! | #VALUE! | #VALUE! | #VALUE! | #VALUE! | #VALUE! | #VALUE! | 0 | #REF! | #VALUE! | #VALUE! | #VALUE! | #VALUE! | #VALUE! | #VALUE! | #VALUE! | 0
|  |  |  | 0 | 51 | 0 |  |  | 1 | 1.0842e-19 | 0 | 1.0669e-18 | 1.0669e-18 | 1.0669e-18 | 0 | 0 |  |  |  |  | #VALUE! | #VALUE! | #VALUE! |  |  | #VALUE! | #VALUE! | #VALUE! | #VALUE! | #VALUE! | #VALUE! | #VALUE! | #VALUE! |  |  |  |  | #VALUE! | #VALUE! | #VALUE! |  |  | #VALUE! | #VALUE! | #VALUE! | #VALUE! | #VALUE! | #VALUE! | #VALUE! | #VALUE! |  |  |  |  | #VALUE! | #VALUE! | #VALUE! |  |  | #VALUE! | #VALUE! | #VALUE! | #VALUE! | #VALUE! | #VALUE! | #VALUE! | #VALUE! |  |  |  |  | #VALUE! | #VALUE! | #VALUE! |  |  | #VALUE! | #VALUE! | #VALUE! | #VALUE! | #VALUE! | #VALUE! | #VALUE! | #VALUE! |  |  |  |  | #VALUE! | #VALUE! | #VALUE! |  |  | #VALUE! | #VALUE! | #VALUE! | #VALUE! | #VALUE! | #VALUE! | #VALUE! | #VALUE! |  |  | #VALUE! | #VALUE! | #VALUE! | #VALUE! | #VALUE! |  |  | #VALUE! | #VALUE! | #VALUE! | #VALUE! | #VALUE! | #VALUE! | #VALUE! | #VALUE! |  |  | #VALUE! | #VALUE! | #VALUE! | #VALUE! | #VALUE! |  |  | #VALUE! | #VALUE! | #VALUE! | #VALUE! | #VALUE! | #VALUE! | #VALUE! | #VALUE! | 0 | #REF! | #VALUE! | #VALUE! | #VALUE! | #VALUE! | #VALUE! | #VALUE! | #VALUE! | 0
|  |  |  | 0 | 51 | 0 |  |  | 1 | 1.0842e-19 | 0 | 1.0669e-18 | 1.0669e-18 | 1.0669e-18 | 0 | 0 |  |  |  |  | #VALUE! | #VALUE! | #VALUE! |  |  | #VALUE! | #VALUE! | #VALUE! | #VALUE! | #VALUE! | #VALUE! | #VALUE! | #VALUE! |  |  |  |  | #VALUE! | #VALUE! | #VALUE! |  |  | #VALUE! | #VALUE! | #VALUE! | #VALUE! | #VALUE! | #VALUE! | #VALUE! | #VALUE! |  |  |  |  | #VALUE! | #VALUE! | #VALUE! |  |  | #VALUE! | #VALUE! | #VALUE! | #VALUE! | #VALUE! | #VALUE! | #VALUE! | #VALUE! |  |  |  |  | #VALUE! | #VALUE! | #VALUE! |  |  | #VALUE! | #VALUE! | #VALUE! | #VALUE! | #VALUE! | #VALUE! | #VALUE! | #VALUE! |  |  |  |  | #VALUE! | #VALUE! | #VALUE! |  |  | #VALUE! | #VALUE! | #VALUE! | #VALUE! | #VALUE! | #VALUE! | #VALUE! | #VALUE! |  |  | #VALUE! | #VALUE! | #VALUE! | #VALUE! | #VALUE! |  |  | #VALUE! | #VALUE! | #VALUE! | #VALUE! | #VALUE! | #VALUE! | #VALUE! | #VALUE! |  |  | #VALUE! | #VALUE! | #VALUE! | #VALUE! | #VALUE! |  |  | #VALUE! | #VALUE! | #VALUE! | #VALUE! | #VALUE! | #VALUE! | #VALUE! | #VALUE! | 0 | #REF! | #VALUE! | #VALUE! | #VALUE! | #VALUE! | #VALUE! | #VALUE! | #VALUE! | 0
|  |  |  | 0 | 51 | 0 |  |  | 1 | 1.0842e-19 | 0 | 1.0669e-18 | 1.0669e-18 | 1.0669e-18 | 0 | 0 |  |  |  |  | #VALUE! | #VALUE! | #VALUE! |  |  | #VALUE! | #VALUE! | #VALUE! | #VALUE! | #VALUE! | #VALUE! | #VALUE! | #VALUE! |  |  |  |  | #VALUE! | #VALUE! | #VALUE! |  |  | #VALUE! | #VALUE! | #VALUE! | #VALUE! | #VALUE! | #VALUE! | #VALUE! | #VALUE! |  |  |  |  | #VALUE! | #VALUE! | #VALUE! |  |  | #VALUE! | #VALUE! | #VALUE! | #VALUE! | #VALUE! | #VALUE! | #VALUE! | #VALUE! |  |  |  |  | #VALUE! | #VALUE! | #VALUE! |  |  | #VALUE! | #VALUE! | #VALUE! | #VALUE! | #VALUE! | #VALUE! | #VALUE! | #VALUE! |  |  |  |  | #VALUE! | #VALUE! | #VALUE! |  |  | #VALUE! | #VALUE! | #VALUE! | #VALUE! | #VALUE! | #VALUE! | #VALUE! | #VALUE! |  |  | #VALUE! | #VALUE! | #VALUE! | #VALUE! | #VALUE! |  |  | #VALUE! | #VALUE! | #VALUE! | #VALUE! | #VALUE! | #VALUE! | #VALUE! | #VALUE! |  |  | #VALUE! | #VALUE! | #VALUE! | #VALUE! | #VALUE! |  |  | #VALUE! | #VALUE! | #VALUE! | #VALUE! | #VALUE! | #VALUE! | #VALUE! | #VALUE! | 0 | #REF! | #VALUE! | #VALUE! | #VALUE! | #VALUE! | #VALUE! | #VALUE! | #VALUE! | 0
|  |  |  | 0 | 51 | 0 |  |  | 1 | 1.0842e-19 | 0 | 1.0669e-18 | 1.0669e-18 | 1.0669e-18 | 0 | 0 |  |  |  |  | #VALUE! | #VALUE! | #VALUE! |  |  | #VALUE! | #VALUE! | #VALUE! | #VALUE! | #VALUE! | #VALUE! | #VALUE! | #VALUE! |  |  |  |  | #VALUE! | #VALUE! | #VALUE! |  |  | #VALUE! | #VALUE! | #VALUE! | #VALUE! | #VALUE! | #VALUE! | #VALUE! | #VALUE! |  |  |  |  | #VALUE! | #VALUE! | #VALUE! |  |  | #VALUE! | #VALUE! | #VALUE! | #VALUE! | #VALUE! | #VALUE! | #VALUE! | #VALUE! |  |  |  |  | #VALUE! | #VALUE! | #VALUE! |  |  | #VALUE! | #VALUE! | #VALUE! | #VALUE! | #VALUE! | #VALUE! | #VALUE! | #VALUE! |  |  |  |  | #VALUE! | #VALUE! | #VALUE! |  |  | #VALUE! | #VALUE! | #VALUE! | #VALUE! | #VALUE! | #VALUE! | #VALUE! | #VALUE! |  |  | #VALUE! | #VALUE! | #VALUE! | #VALUE! | #VALUE! |  |  | #VALUE! | #VALUE! | #VALUE! | #VALUE! | #VALUE! | #VALUE! | #VALUE! | #VALUE! |  |  | #VALUE! | #VALUE! | #VALUE! | #VALUE! | #VALUE! |  |  | #VALUE! | #VALUE! | #VALUE! | #VALUE! | #VALUE! | #VALUE! | #VALUE! | #VALUE! | 0 | #REF! | #VALUE! | #VALUE! | #VALUE! | #VALUE! | #VALUE! | #VALUE! | #VALUE! | 0
|  |  |  | 0 | 51 | 0 |  |  | 1 | 1.0842e-19 | 0 | 1.0669e-18 | 1.0669e-18 | 1.0669e-18 | 0 | 0 |  |  |  |  | #VALUE! | #VALUE! | #VALUE! |  |  | #VALUE! | #VALUE! | #VALUE! | #VALUE! | #VALUE! | #VALUE! | #VALUE! | #VALUE! |  |  |  |  | #VALUE! | #VALUE! | #VALUE! |  |  | #VALUE! | #VALUE! | #VALUE! | #VALUE! | #VALUE! | #VALUE! | #VALUE! | #VALUE! |  |  |  |  | #VALUE! | #VALUE! | #VALUE! |  |  | #VALUE! | #VALUE! | #VALUE! | #VALUE! | #VALUE! | #VALUE! | #VALUE! | #VALUE! |  |  |  |  | #VALUE! | #VALUE! | #VALUE! |  |  | #VALUE! | #VALUE! | #VALUE! | #VALUE! | #VALUE! | #VALUE! | #VALUE! | #VALUE! |  |  |  |  | #VALUE! | #VALUE! | #VALUE! |  |  | #VALUE! | #VALUE! | #VALUE! | #VALUE! | #VALUE! | #VALUE! | #VALUE! | #VALUE! |  |  | #VALUE! | #VALUE! | #VALUE! | #VALUE! | #VALUE! |  |  | #VALUE! | #VALUE! | #VALUE! | #VALUE! | #VALUE! | #VALUE! | #VALUE! | #VALUE! |  |  | #VALUE! | #VALUE! | #VALUE! | #VALUE! | #VALUE! |  |  | #VALUE! | #VALUE! | #VALUE! | #VALUE! | #VALUE! | #VALUE! | #VALUE! | #VALUE! | 0 | #REF! | #VALUE! | #VALUE! | #VALUE! | #VALUE! | #VALUE! | #VALUE! | #VALUE! | 0
|  |  |  | 0 | 51 | 0 |  |  | 1 | 1.0842e-19 | 0 | 1.0669e-18 | 1.0669e-18 | 1.0669e-18 | 0 | 0 |  |  |  |  | #VALUE! | #VALUE! | #VALUE! |  |  | #VALUE! | #VALUE! | #VALUE! | #VALUE! | #VALUE! | #VALUE! | #VALUE! | #VALUE! |  |  |  |  | #VALUE! | #VALUE! | #VALUE! |  |  | #VALUE! | #VALUE! | #VALUE! | #VALUE! | #VALUE! | #VALUE! | #VALUE! | #VALUE! |  |  |  |  | #VALUE! | #VALUE! | #VALUE! |  |  | #VALUE! | #VALUE! | #VALUE! | #VALUE! | #VALUE! | #VALUE! | #VALUE! | #VALUE! |  |  |  |  | #VALUE! | #VALUE! | #VALUE! |  |  | #VALUE! | #VALUE! | #VALUE! | #VALUE! | #VALUE! | #VALUE! | #VALUE! | #VALUE! |  |  |  |  | #VALUE! | #VALUE! | #VALUE! |  |  | #VALUE! | #VALUE! | #VALUE! | #VALUE! | #VALUE! | #VALUE! | #VALUE! | #VALUE! |  |  | #VALUE! | #VALUE! | #VALUE! | #VALUE! | #VALUE! |  |  | #VALUE! | #VALUE! | #VALUE! | #VALUE! | #VALUE! | #VALUE! | #VALUE! | #VALUE! |  |  | #VALUE! | #VALUE! | #VALUE! | #VALUE! | #VALUE! |  |  | #VALUE! | #VALUE! | #VALUE! | #VALUE! | #VALUE! | #VALUE! | #VALUE! | #VALUE! | 0 | #REF! | #VALUE! | #VALUE! | #VALUE! | #VALUE! | #VALUE! | #VALUE! | #VALUE! | 0
|  |  |  | 0 | 51 | 0 |  |  | 1 | 1.0842e-19 | 0 | 1.0669e-18 | 1.0669e-18 | 1.0669e-18 | 0 | 0 |  |  |  |  | #VALUE! | #VALUE! | #VALUE! |  |  | #VALUE! | #VALUE! | #VALUE! | #VALUE! | #VALUE! | #VALUE! | #VALUE! | #VALUE! |  |  |  |  | #VALUE! | #VALUE! | #VALUE! |  |  | #VALUE! | #VALUE! | #VALUE! | #VALUE! | #VALUE! | #VALUE! | #VALUE! | #VALUE! |  |  |  |  | #VALUE! | #VALUE! | #VALUE! |  |  | #VALUE! | #VALUE! | #VALUE! | #VALUE! | #VALUE! | #VALUE! | #VALUE! | #VALUE! |  |  |  |  | #VALUE! | #VALUE! | #VALUE! |  |  | #VALUE! | #VALUE! | #VALUE! | #VALUE! | #VALUE! | #VALUE! | #VALUE! | #VALUE! |  |  |  |  | #VALUE! | #VALUE! | #VALUE! |  |  | #VALUE! | #VALUE! | #VALUE! | #VALUE! | #VALUE! | #VALUE! | #VALUE! | #VALUE! |  |  | #VALUE! | #VALUE! | #VALUE! | #VALUE! | #VALUE! |  |  | #VALUE! | #VALUE! | #VALUE! | #VALUE! | #VALUE! | #VALUE! | #VALUE! | #VALUE! |  |  | #VALUE! | #VALUE! | #VALUE! | #VALUE! | #VALUE! |  |  | #VALUE! | #VALUE! | #VALUE! | #VALUE! | #VALUE! | #VALUE! | #VALUE! | #VALUE! | 0 | #REF! | #VALUE! | #VALUE! | #VALUE! | #VALUE! | #VALUE! | #VALUE! | #VALUE! | 0
|  |  |  | 0 | 51 | 0 |  |  | 1 | 1.0842e-19 | 0 | 1.0669e-18 | 1.0669e-18 | 1.0669e-18 | 0 | 0 |  |  |  |  | #VALUE! | #VALUE! | #VALUE! |  |  | #VALUE! | #VALUE! | #VALUE! | #VALUE! | #VALUE! | #VALUE! | #VALUE! | #VALUE! |  |  |  |  | #VALUE! | #VALUE! | #VALUE! |  |  | #VALUE! | #VALUE! | #VALUE! | #VALUE! | #VALUE! | #VALUE! | #VALUE! | #VALUE! |  |  |  |  | #VALUE! | #VALUE! | #VALUE! |  |  | #VALUE! | #VALUE! | #VALUE! | #VALUE! | #VALUE! | #VALUE! | #VALUE! | #VALUE! |  |  |  |  | #VALUE! | #VALUE! | #VALUE! |  |  | #VALUE! | #VALUE! | #VALUE! | #VALUE! | #VALUE! | #VALUE! | #VALUE! | #VALUE! |  |  |  |  | #VALUE! | #VALUE! | #VALUE! |  |  | #VALUE! | #VALUE! | #VALUE! | #VALUE! | #VALUE! | #VALUE! | #VALUE! | #VALUE! |  |  | #VALUE! | #VALUE! | #VALUE! | #VALUE! | #VALUE! |  |  | #VALUE! | #VALUE! | #VALUE! | #VALUE! | #VALUE! | #VALUE! | #VALUE! | #VALUE! |  |  | #VALUE! | #VALUE! | #VALUE! | #VALUE! | #VALUE! |  |  | #VALUE! | #VALUE! | #VALUE! | #VALUE! | #VALUE! | #VALUE! | #VALUE! | #VALUE! | 0 | #REF! | #VALUE! | #VALUE! | #VALUE! | #VALUE! | #VALUE! | #VALUE! | #VALUE! | 0
|  |  |  | 0 | 51 | 0 |  |  | 1 | 1.0842e-19 | 0 | 1.0669e-18 | 1.0669e-18 | 1.0669e-18 | 0 | 0 |  |  |  |  | #VALUE! | #VALUE! | #VALUE! |  |  | #VALUE! | #VALUE! | #VALUE! | #VALUE! | #VALUE! | #VALUE! | #VALUE! | #VALUE! |  |  |  |  | #VALUE! | #VALUE! | #VALUE! |  |  | #VALUE! | #VALUE! | #VALUE! | #VALUE! | #VALUE! | #VALUE! | #VALUE! | #VALUE! |  |  |  |  | #VALUE! | #VALUE! | #VALUE! |  |  | #VALUE! | #VALUE! | #VALUE! | #VALUE! | #VALUE! | #VALUE! | #VALUE! | #VALUE! |  |  |  |  | #VALUE! | #VALUE! | #VALUE! |  |  | #VALUE! | #VALUE! | #VALUE! | #VALUE! | #VALUE! | #VALUE! | #VALUE! | #VALUE! |  |  |  |  | #VALUE! | #VALUE! | #VALUE! |  |  | #VALUE! | #VALUE! | #VALUE! | #VALUE! | #VALUE! | #VALUE! | #VALUE! | #VALUE! |  |  | #VALUE! | #VALUE! | #VALUE! | #VALUE! | #VALUE! |  |  | #VALUE! | #VALUE! | #VALUE! | #VALUE! | #VALUE! | #VALUE! | #VALUE! | #VALUE! |  |  | #VALUE! | #VALUE! | #VALUE! | #VALUE! | #VALUE! |  |  | #VALUE! | #VALUE! | #VALUE! | #VALUE! | #VALUE! | #VALUE! | #VALUE! | #VALUE! | 0 | #REF! | #VALUE! | #VALUE! | #VALUE! | #VALUE! | #VALUE! | #VALUE! | #VALUE! | 0
|  |  |  | 0 | 51 | 0 |  |  | 1 | 1.0842e-19 | 0 | 1.0669e-18 | 1.0669e-18 | 1.0669e-18 | 0 | 0 |  |  |  |  | #VALUE! | #VALUE! | #VALUE! |  |  | #VALUE! | #VALUE! | #VALUE! | #VALUE! | #VALUE! | #VALUE! | #VALUE! | #VALUE! |  |  |  |  | #VALUE! | #VALUE! | #VALUE! |  |  | #VALUE! | #VALUE! | #VALUE! | #VALUE! | #VALUE! | #VALUE! | #VALUE! | #VALUE! |  |  |  |  | #VALUE! | #VALUE! | #VALUE! |  |  | #VALUE! | #VALUE! | #VALUE! | #VALUE! | #VALUE! | #VALUE! | #VALUE! | #VALUE! |  |  |  |  | #VALUE! | #VALUE! | #VALUE! |  |  | #VALUE! | #VALUE! | #VALUE! | #VALUE! | #VALUE! | #VALUE! | #VALUE! | #VALUE! |  |  |  |  | #VALUE! | #VALUE! | #VALUE! |  |  | #VALUE! | #VALUE! | #VALUE! | #VALUE! | #VALUE! | #VALUE! | #VALUE! | #VALUE! |  |  | #VALUE! | #VALUE! | #VALUE! | #VALUE! | #VALUE! |  |  | #VALUE! | #VALUE! | #VALUE! | #VALUE! | #VALUE! | #VALUE! | #VALUE! | #VALUE! |  |  | #VALUE! | #VALUE! | #VALUE! | #VALUE! | #VALUE! |  |  | #VALUE! | #VALUE! | #VALUE! | #VALUE! | #VALUE! | #VALUE! | #VALUE! | #VALUE! | 0 | #REF! | #VALUE! | #VALUE! | #VALUE! | #VALUE! | #VALUE! | #VALUE! | #VALUE! | 0
|  |  |  | 0 | 51 | 0 |  |  | 1 | 1.0842e-19 | 0 | 1.0669e-18 | 1.0669e-18 | 1.0669e-18 | 0 | 0 |  |  |  |  | #VALUE! | #VALUE! | #VALUE! |  |  | #VALUE! | #VALUE! | #VALUE! | #VALUE! | #VALUE! | #VALUE! | #VALUE! | #VALUE! |  |  |  |  | #VALUE! | #VALUE! | #VALUE! |  |  | #VALUE! | #VALUE! | #VALUE! | #VALUE! | #VALUE! | #VALUE! | #VALUE! | #VALUE! |  |  |  |  | #VALUE! | #VALUE! | #VALUE! |  |  | #VALUE! | #VALUE! | #VALUE! | #VALUE! | #VALUE! | #VALUE! | #VALUE! | #VALUE! |  |  |  |  | #VALUE! | #VALUE! | #VALUE! |  |  | #VALUE! | #VALUE! | #VALUE! | #VALUE! | #VALUE! | #VALUE! | #VALUE! | #VALUE! |  |  |  |  | #VALUE! | #VALUE! | #VALUE! |  |  | #VALUE! | #VALUE! | #VALUE! | #VALUE! | #VALUE! | #VALUE! | #VALUE! | #VALUE! |  |  | #VALUE! | #VALUE! | #VALUE! | #VALUE! | #VALUE! |  |  | #VALUE! | #VALUE! | #VALUE! | #VALUE! | #VALUE! | #VALUE! | #VALUE! | #VALUE! |  |  | #VALUE! | #VALUE! | #VALUE! | #VALUE! | #VALUE! |  |  | #VALUE! | #VALUE! | #VALUE! | #VALUE! | #VALUE! | #VALUE! | #VALUE! | #VALUE! | 0 | #REF! | #VALUE! | #VALUE! | #VALUE! | #VALUE! | #VALUE! | #VALUE! | #VALUE! | 0
|  |  |  | 0 | 51 | 0 |  |  | 1 | 1.0842e-19 | 0 | 1.0669e-18 | 1.0669e-18 | 1.0669e-18 | 0 | 0 |  |  |  |  | #VALUE! | #VALUE! | #VALUE! |  |  | #VALUE! | #VALUE! | #VALUE! | #VALUE! | #VALUE! | #VALUE! | #VALUE! | #VALUE! |  |  |  |  | #VALUE! | #VALUE! | #VALUE! |  |  | #VALUE! | #VALUE! | #VALUE! | #VALUE! | #VALUE! | #VALUE! | #VALUE! | #VALUE! |  |  |  |  | #VALUE! | #VALUE! | #VALUE! |  |  | #VALUE! | #VALUE! | #VALUE! | #VALUE! | #VALUE! | #VALUE! | #VALUE! | #VALUE! |  |  |  |  | #VALUE! | #VALUE! | #VALUE! |  |  | #VALUE! | #VALUE! | #VALUE! | #VALUE! | #VALUE! | #VALUE! | #VALUE! | #VALUE! |  |  |  |  | #VALUE! | #VALUE! | #VALUE! |  |  | #VALUE! | #VALUE! | #VALUE! | #VALUE! | #VALUE! | #VALUE! | #VALUE! | #VALUE! |  |  | #VALUE! | #VALUE! | #VALUE! | #VALUE! | #VALUE! |  |  | #VALUE! | #VALUE! | #VALUE! | #VALUE! | #VALUE! | #VALUE! | #VALUE! | #VALUE! |  |  | #VALUE! | #VALUE! | #VALUE! | #VALUE! | #VALUE! |  |  | #VALUE! | #VALUE! | #VALUE! | #VALUE! | #VALUE! | #VALUE! | #VALUE! | #VALUE! | 0 | #REF! | #VALUE! | #VALUE! | #VALUE! | #VALUE! | #VALUE! | #VALUE! | #VALUE! | 0
|  |  |  | 0 | 51 | 0 |  |  | 1 | 1.0842e-19 | 0 | 1.0669e-18 | 1.0669e-18 | 1.0669e-18 | 0 | 0 |  |  |  |  | #VALUE! | #VALUE! | #VALUE! |  |  | #VALUE! | #VALUE! | #VALUE! | #VALUE! | #VALUE! | #VALUE! | #VALUE! | #VALUE! |  |  |  |  | #VALUE! | #VALUE! | #VALUE! |  |  | #VALUE! | #VALUE! | #VALUE! | #VALUE! | #VALUE! | #VALUE! | #VALUE! | #VALUE! |  |  |  |  | #VALUE! | #VALUE! | #VALUE! |  |  | #VALUE! | #VALUE! | #VALUE! | #VALUE! | #VALUE! | #VALUE! | #VALUE! | #VALUE! |  |  |  |  | #VALUE! | #VALUE! | #VALUE! |  |  | #VALUE! | #VALUE! | #VALUE! | #VALUE! | #VALUE! | #VALUE! | #VALUE! | #VALUE! |  |  |  |  | #VALUE! | #VALUE! | #VALUE! |  |  | #VALUE! | #VALUE! | #VALUE! | #VALUE! | #VALUE! | #VALUE! | #VALUE! | #VALUE! |  |  | #VALUE! | #VALUE! | #VALUE! | #VALUE! | #VALUE! |  |  | #VALUE! | #VALUE! | #VALUE! | #VALUE! | #VALUE! | #VALUE! | #VALUE! | #VALUE! |  |  | #VALUE! | #VALUE! | #VALUE! | #VALUE! | #VALUE! |  |  | #VALUE! | #VALUE! | #VALUE! | #VALUE! | #VALUE! | #VALUE! | #VALUE! | #VALUE! | 0 | #REF! | #VALUE! | #VALUE! | #VALUE! | #VALUE! | #VALUE! | #VALUE! | #VALUE! | 0
|  |  |  | 0 | 51 | 0 |  |  | 1 | 1.0842e-19 | 0 | 1.0669e-18 | 1.0669e-18 | 1.0669e-18 | 0 | 0 |  |  |  |  | #VALUE! | #VALUE! | #VALUE! |  |  | #VALUE! | #VALUE! | #VALUE! | #VALUE! | #VALUE! | #VALUE! | #VALUE! | #VALUE! |  |  |  |  | #VALUE! | #VALUE! | #VALUE! |  |  | #VALUE! | #VALUE! | #VALUE! | #VALUE! | #VALUE! | #VALUE! | #VALUE! | #VALUE! |  |  |  |  | #VALUE! | #VALUE! | #VALUE! |  |  | #VALUE! | #VALUE! | #VALUE! | #VALUE! | #VALUE! | #VALUE! | #VALUE! | #VALUE! |  |  |  |  | #VALUE! | #VALUE! | #VALUE! |  |  | #VALUE! | #VALUE! | #VALUE! | #VALUE! | #VALUE! | #VALUE! | #VALUE! | #VALUE! |  |  |  |  | #VALUE! | #VALUE! | #VALUE! |  |  | #VALUE! | #VALUE! | #VALUE! | #VALUE! | #VALUE! | #VALUE! | #VALUE! | #VALUE! |  |  | #VALUE! | #VALUE! | #VALUE! | #VALUE! | #VALUE! |  |  | #VALUE! | #VALUE! | #VALUE! | #VALUE! | #VALUE! | #VALUE! | #VALUE! | #VALUE! |  |  | #VALUE! | #VALUE! | #VALUE! | #VALUE! | #VALUE! |  |  | #VALUE! | #VALUE! | #VALUE! | #VALUE! | #VALUE! | #VALUE! | #VALUE! | #VALUE! | 0 | #REF! | #VALUE! | #VALUE! | #VALUE! | #VALUE! | #VALUE! | #VALUE! | #VALUE! | 0
|  |  |  | 0 | 51 | 0 |  |  | 1 | 1.0842e-19 | 0 | 1.0669e-18 | 1.0669e-18 | 1.0669e-18 | 0 | 0 |  |  |  |  | #VALUE! | #VALUE! | #VALUE! |  |  | #VALUE! | #VALUE! | #VALUE! | #VALUE! | #VALUE! | #VALUE! | #VALUE! | #VALUE! |  |  |  |  | #VALUE! | #VALUE! | #VALUE! |  |  | #VALUE! | #VALUE! | #VALUE! | #VALUE! | #VALUE! | #VALUE! | #VALUE! | #VALUE! |  |  |  |  | #VALUE! | #VALUE! | #VALUE! |  |  | #VALUE! | #VALUE! | #VALUE! | #VALUE! | #VALUE! | #VALUE! | #VALUE! | #VALUE! |  |  |  |  | #VALUE! | #VALUE! | #VALUE! |  |  | #VALUE! | #VALUE! | #VALUE! | #VALUE! | #VALUE! | #VALUE! | #VALUE! | #VALUE! |  |  |  |  | #VALUE! | #VALUE! | #VALUE! |  |  | #VALUE! | #VALUE! | #VALUE! | #VALUE! | #VALUE! | #VALUE! | #VALUE! | #VALUE! |  |  | #VALUE! | #VALUE! | #VALUE! | #VALUE! | #VALUE! |  |  | #VALUE! | #VALUE! | #VALUE! | #VALUE! | #VALUE! | #VALUE! | #VALUE! | #VALUE! |  |  | #VALUE! | #VALUE! | #VALUE! | #VALUE! | #VALUE! |  |  | #VALUE! | #VALUE! | #VALUE! | #VALUE! | #VALUE! | #VALUE! | #VALUE! | #VALUE! | 0 | #REF! | #VALUE! | #VALUE! | #VALUE! | #VALUE! | #VALUE! | #VALUE! | #VALUE! | 0
|  |  |  | 0 | 51 | 0 |  |  | 1 | 1.0842e-19 | 0 | 1.0669e-18 | 1.0669e-18 | 1.0669e-18 | 0 | 0 |  |  |  |  | #VALUE! | #VALUE! | #VALUE! |  |  | #VALUE! | #VALUE! | #VALUE! | #VALUE! | #VALUE! | #VALUE! | #VALUE! | #VALUE! |  |  |  |  | #VALUE! | #VALUE! | #VALUE! |  |  | #VALUE! | #VALUE! | #VALUE! | #VALUE! | #VALUE! | #VALUE! | #VALUE! | #VALUE! |  |  |  |  | #VALUE! | #VALUE! | #VALUE! |  |  | #VALUE! | #VALUE! | #VALUE! | #VALUE! | #VALUE! | #VALUE! | #VALUE! | #VALUE! |  |  |  |  | #VALUE! | #VALUE! | #VALUE! |  |  | #VALUE! | #VALUE! | #VALUE! | #VALUE! | #VALUE! | #VALUE! | #VALUE! | #VALUE! |  |  |  |  | #VALUE! | #VALUE! | #VALUE! |  |  | #VALUE! | #VALUE! | #VALUE! | #VALUE! | #VALUE! | #VALUE! | #VALUE! | #VALUE! |  |  | #VALUE! | #VALUE! | #VALUE! | #VALUE! | #VALUE! |  |  | #VALUE! | #VALUE! | #VALUE! | #VALUE! | #VALUE! | #VALUE! | #VALUE! | #VALUE! |  |  | #VALUE! | #VALUE! | #VALUE! | #VALUE! | #VALUE! |  |  | #VALUE! | #VALUE! | #VALUE! | #VALUE! | #VALUE! | #VALUE! | #VALUE! | #VALUE! | 0 | #REF! | #VALUE! | #VALUE! | #VALUE! | #VALUE! | #VALUE! | #VALUE! | #VALUE! | 0
|  |  |  | 0 | 51 | 0 |  |  | 1 | 1.0842e-19 | 0 | 1.0669e-18 | 1.0669e-18 | 1.0669e-18 | 0 | 0 |  |  |  |  | #VALUE! | #VALUE! | #VALUE! |  |  | #VALUE! | #VALUE! | #VALUE! | #VALUE! | #VALUE! | #VALUE! | #VALUE! | #VALUE! |  |  |  |  | #VALUE! | #VALUE! | #VALUE! |  |  | #VALUE! | #VALUE! | #VALUE! | #VALUE! | #VALUE! | #VALUE! | #VALUE! | #VALUE! |  |  |  |  | #VALUE! | #VALUE! | #VALUE! |  |  | #VALUE! | #VALUE! | #VALUE! | #VALUE! | #VALUE! | #VALUE! | #VALUE! | #VALUE! |  |  |  |  | #VALUE! | #VALUE! | #VALUE! |  |  | #VALUE! | #VALUE! | #VALUE! | #VALUE! | #VALUE! | #VALUE! | #VALUE! | #VALUE! |  |  |  |  | #VALUE! | #VALUE! | #VALUE! |  |  | #VALUE! | #VALUE! | #VALUE! | #VALUE! | #VALUE! | #VALUE! | #VALUE! | #VALUE! |  |  | #VALUE! | #VALUE! | #VALUE! | #VALUE! | #VALUE! |  |  | #VALUE! | #VALUE! | #VALUE! | #VALUE! | #VALUE! | #VALUE! | #VALUE! | #VALUE! |  |  | #VALUE! | #VALUE! | #VALUE! | #VALUE! | #VALUE! |  |  | #VALUE! | #VALUE! | #VALUE! | #VALUE! | #VALUE! | #VALUE! | #VALUE! | #VALUE! | 0 | #REF! | #VALUE! | #VALUE! | #VALUE! | #VALUE! | #VALUE! | #VALUE! | #VALUE! | 0
|  |  |  | 0 | 51 | 0 |  |  | 1 | 1.0842e-19 | 0 | 1.0669e-18 | 1.0669e-18 | 1.0669e-18 | 0 | 0 |  |  |  |  | #VALUE! | #VALUE! | #VALUE! |  |  | #VALUE! | #VALUE! | #VALUE! | #VALUE! | #VALUE! | #VALUE! | #VALUE! | #VALUE! |  |  |  |  | #VALUE! | #VALUE! | #VALUE! |  |  | #VALUE! | #VALUE! | #VALUE! | #VALUE! | #VALUE! | #VALUE! | #VALUE! | #VALUE! |  |  |  |  | #VALUE! | #VALUE! | #VALUE! |  |  | #VALUE! | #VALUE! | #VALUE! | #VALUE! | #VALUE! | #VALUE! | #VALUE! | #VALUE! |  |  |  |  | #VALUE! | #VALUE! | #VALUE! |  |  | #VALUE! | #VALUE! | #VALUE! | #VALUE! | #VALUE! | #VALUE! | #VALUE! | #VALUE! |  |  |  |  | #VALUE! | #VALUE! | #VALUE! |  |  | #VALUE! | #VALUE! | #VALUE! | #VALUE! | #VALUE! | #VALUE! | #VALUE! | #VALUE! |  |  | #VALUE! | #VALUE! | #VALUE! | #VALUE! | #VALUE! |  |  | #VALUE! | #VALUE! | #VALUE! | #VALUE! | #VALUE! | #VALUE! | #VALUE! | #VALUE! |  |  | #VALUE! | #VALUE! | #VALUE! | #VALUE! | #VALUE! |  |  | #VALUE! | #VALUE! | #VALUE! | #VALUE! | #VALUE! | #VALUE! | #VALUE! | #VALUE! | 0 | #REF! | #VALUE! | #VALUE! | #VALUE! | #VALUE! | #VALUE! | #VALUE! | #VALUE! | 0
|  |  |  | 0 | 51 | 0 |  |  | 1 | 1.0842e-19 | 0 | 1.0669e-18 | 1.0669e-18 | 1.0669e-18 | 0 | 0 |  |  |  |  | #VALUE! | #VALUE! | #VALUE! |  |  | #VALUE! | #VALUE! | #VALUE! | #VALUE! | #VALUE! | #VALUE! | #VALUE! | #VALUE! |  |  |  |  | #VALUE! | #VALUE! | #VALUE! |  |  | #VALUE! | #VALUE! | #VALUE! | #VALUE! | #VALUE! | #VALUE! | #VALUE! | #VALUE! |  |  |  |  | #VALUE! | #VALUE! | #VALUE! |  |  | #VALUE! | #VALUE! | #VALUE! | #VALUE! | #VALUE! | #VALUE! | #VALUE! | #VALUE! |  |  |  |  | #VALUE! | #VALUE! | #VALUE! |  |  | #VALUE! | #VALUE! | #VALUE! | #VALUE! | #VALUE! | #VALUE! | #VALUE! | #VALUE! |  |  |  |  | #VALUE! | #VALUE! | #VALUE! |  |  | #VALUE! | #VALUE! | #VALUE! | #VALUE! | #VALUE! | #VALUE! | #VALUE! | #VALUE! |  |  | #VALUE! | #VALUE! | #VALUE! | #VALUE! | #VALUE! |  |  | #VALUE! | #VALUE! | #VALUE! | #VALUE! | #VALUE! | #VALUE! | #VALUE! | #VALUE! |  |  | #VALUE! | #VALUE! | #VALUE! | #VALUE! | #VALUE! |  |  | #VALUE! | #VALUE! | #VALUE! | #VALUE! | #VALUE! | #VALUE! | #VALUE! | #VALUE! | 0 | #REF! | #VALUE! | #VALUE! | #VALUE! | #VALUE! | #VALUE! | #VALUE! | #VALUE! | 0
|  |  |  | 0 | 51 | 0 |  |  | 1 | 1.0842e-19 | 0 | 1.0669e-18 | 1.0669e-18 | 1.0669e-18 | 0 | 0 |  |  |  |  | #VALUE! | #VALUE! | #VALUE! |  |  | #VALUE! | #VALUE! | #VALUE! | #VALUE! | #VALUE! | #VALUE! | #VALUE! | #VALUE! |  |  |  |  | #VALUE! | #VALUE! | #VALUE! |  |  | #VALUE! | #VALUE! | #VALUE! | #VALUE! | #VALUE! | #VALUE! | #VALUE! | #VALUE! |  |  |  |  | #VALUE! | #VALUE! | #VALUE! |  |  | #VALUE! | #VALUE! | #VALUE! | #VALUE! | #VALUE! | #VALUE! | #VALUE! | #VALUE! |  |  |  |  | #VALUE! | #VALUE! | #VALUE! |  |  | #VALUE! | #VALUE! | #VALUE! | #VALUE! | #VALUE! | #VALUE! | #VALUE! | #VALUE! |  |  |  |  | #VALUE! | #VALUE! | #VALUE! |  |  | #VALUE! | #VALUE! | #VALUE! | #VALUE! | #VALUE! | #VALUE! | #VALUE! | #VALUE! |  |  | #VALUE! | #VALUE! | #VALUE! | #VALUE! | #VALUE! |  |  | #VALUE! | #VALUE! | #VALUE! | #VALUE! | #VALUE! | #VALUE! | #VALUE! | #VALUE! |  |  | #VALUE! | #VALUE! | #VALUE! | #VALUE! | #VALUE! |  |  | #VALUE! | #VALUE! | #VALUE! | #VALUE! | #VALUE! | #VALUE! | #VALUE! | #VALUE! | 0 | #REF! | #VALUE! | #VALUE! | #VALUE! | #VALUE! | #VALUE! | #VALUE! | #VALUE! | 0
|  |  |  | 0 | 51 | 0 |  |  | 1 | 1.0842e-19 | 0 | 1.0669e-18 | 1.0669e-18 | 1.0669e-18 | 0 | 0 |  |  |  |  | #VALUE! | #VALUE! | #VALUE! |  |  | #VALUE! | #VALUE! | #VALUE! | #VALUE! | #VALUE! | #VALUE! | #VALUE! | #VALUE! |  |  |  |  | #VALUE! | #VALUE! | #VALUE! |  |  | #VALUE! | #VALUE! | #VALUE! | #VALUE! | #VALUE! | #VALUE! | #VALUE! | #VALUE! |  |  |  |  | #VALUE! | #VALUE! | #VALUE! |  |  | #VALUE! | #VALUE! | #VALUE! | #VALUE! | #VALUE! | #VALUE! | #VALUE! | #VALUE! |  |  |  |  | #VALUE! | #VALUE! | #VALUE! |  |  | #VALUE! | #VALUE! | #VALUE! | #VALUE! | #VALUE! | #VALUE! | #VALUE! | #VALUE! |  |  |  |  | #VALUE! | #VALUE! | #VALUE! |  |  | #VALUE! | #VALUE! | #VALUE! | #VALUE! | #VALUE! | #VALUE! | #VALUE! | #VALUE! |  |  | #VALUE! | #VALUE! | #VALUE! | #VALUE! | #VALUE! |  |  | #VALUE! | #VALUE! | #VALUE! | #VALUE! | #VALUE! | #VALUE! | #VALUE! | #VALUE! |  |  | #VALUE! | #VALUE! | #VALUE! | #VALUE! | #VALUE! |  |  | #VALUE! | #VALUE! | #VALUE! | #VALUE! | #VALUE! | #VALUE! | #VALUE! | #VALUE! | 0 | #REF! | #VALUE! | #VALUE! | #VALUE! | #VALUE! | #VALUE! | #VALUE! | #VALUE! | 0
|  |  |  | 0 | 51 | 0 |  |  | 1 | 1.0842e-19 | 0 | 1.0669e-18 | 1.0669e-18 | 1.0669e-18 | 0 | 0 |  |  |  |  | #VALUE! | #VALUE! | #VALUE! |  |  | #VALUE! | #VALUE! | #VALUE! | #VALUE! | #VALUE! | #VALUE! | #VALUE! | #VALUE! |  |  |  |  | #VALUE! | #VALUE! | #VALUE! |  |  | #VALUE! | #VALUE! | #VALUE! | #VALUE! | #VALUE! | #VALUE! | #VALUE! | #VALUE! |  |  |  |  | #VALUE! | #VALUE! | #VALUE! |  |  | #VALUE! | #VALUE! | #VALUE! | #VALUE! | #VALUE! | #VALUE! | #VALUE! | #VALUE! |  |  |  |  | #VALUE! | #VALUE! | #VALUE! |  |  | #VALUE! | #VALUE! | #VALUE! | #VALUE! | #VALUE! | #VALUE! | #VALUE! | #VALUE! |  |  |  |  | #VALUE! | #VALUE! | #VALUE! |  |  | #VALUE! | #VALUE! | #VALUE! | #VALUE! | #VALUE! | #VALUE! | #VALUE! | #VALUE! |  |  | #VALUE! | #VALUE! | #VALUE! | #VALUE! | #VALUE! |  |  | #VALUE! | #VALUE! | #VALUE! | #VALUE! | #VALUE! | #VALUE! | #VALUE! | #VALUE! |  |  | #VALUE! | #VALUE! | #VALUE! | #VALUE! | #VALUE! |  |  | #VALUE! | #VALUE! | #VALUE! | #VALUE! | #VALUE! | #VALUE! | #VALUE! | #VALUE! | 0 | #REF! | #VALUE! | #VALUE! | #VALUE! | #VALUE! | #VALUE! | #VALUE! | #VALUE! | 0
|  |  |  | 0 | 51 | 0 |  |  | 1 | 1.0842e-19 | 0 | 1.0669e-18 | 1.0669e-18 | 1.0669e-18 | 0 | 0 |  |  |  |  | #VALUE! | #VALUE! | #VALUE! |  |  | #VALUE! | #VALUE! | #VALUE! | #VALUE! | #VALUE! | #VALUE! | #VALUE! | #VALUE! |  |  |  |  | #VALUE! | #VALUE! | #VALUE! |  |  | #VALUE! | #VALUE! | #VALUE! | #VALUE! | #VALUE! | #VALUE! | #VALUE! | #VALUE! |  |  |  |  | #VALUE! | #VALUE! | #VALUE! |  |  | #VALUE! | #VALUE! | #VALUE! | #VALUE! | #VALUE! | #VALUE! | #VALUE! | #VALUE! |  |  |  |  | #VALUE! | #VALUE! | #VALUE! |  |  | #VALUE! | #VALUE! | #VALUE! | #VALUE! | #VALUE! | #VALUE! | #VALUE! | #VALUE! |  |  |  |  | #VALUE! | #VALUE! | #VALUE! |  |  | #VALUE! | #VALUE! | #VALUE! | #VALUE! | #VALUE! | #VALUE! | #VALUE! | #VALUE! |  |  | #VALUE! | #VALUE! | #VALUE! | #VALUE! | #VALUE! |  |  | #VALUE! | #VALUE! | #VALUE! | #VALUE! | #VALUE! | #VALUE! | #VALUE! | #VALUE! |  |  | #VALUE! | #VALUE! | #VALUE! | #VALUE! | #VALUE! |  |  | #VALUE! | #VALUE! | #VALUE! | #VALUE! | #VALUE! | #VALUE! | #VALUE! | #VALUE! | 0 | #REF! | #VALUE! | #VALUE! | #VALUE! | #VALUE! | #VALUE! | #VALUE! | #VALUE! | 0
|  |  |  | 0 | 51 | 0 |  |  | 1 | 1.0842e-19 | 0 | 1.0669e-18 | 1.0669e-18 | 1.0669e-18 | 0 | 0 |  |  |  |  | #VALUE! | #VALUE! | #VALUE! |  |  | #VALUE! | #VALUE! | #VALUE! | #VALUE! | #VALUE! | #VALUE! | #VALUE! | #VALUE! |  |  |  |  | #VALUE! | #VALUE! | #VALUE! |  |  | #VALUE! | #VALUE! | #VALUE! | #VALUE! | #VALUE! | #VALUE! | #VALUE! | #VALUE! |  |  |  |  | #VALUE! | #VALUE! | #VALUE! |  |  | #VALUE! | #VALUE! | #VALUE! | #VALUE! | #VALUE! | #VALUE! | #VALUE! | #VALUE! |  |  |  |  | #VALUE! | #VALUE! | #VALUE! |  |  | #VALUE! | #VALUE! | #VALUE! | #VALUE! | #VALUE! | #VALUE! | #VALUE! | #VALUE! |  |  |  |  | #VALUE! | #VALUE! | #VALUE! |  |  | #VALUE! | #VALUE! | #VALUE! | #VALUE! | #VALUE! | #VALUE! | #VALUE! | #VALUE! |  |  | #VALUE! | #VALUE! | #VALUE! | #VALUE! | #VALUE! |  |  | #VALUE! | #VALUE! | #VALUE! | #VALUE! | #VALUE! | #VALUE! | #VALUE! | #VALUE! |  |  | #VALUE! | #VALUE! | #VALUE! | #VALUE! | #VALUE! |  |  | #VALUE! | #VALUE! | #VALUE! | #VALUE! | #VALUE! | #VALUE! | #VALUE! | #VALUE! | 0 | #REF! | #VALUE! | #VALUE! | #VALUE! | #VALUE! | #VALUE! | #VALUE! | #VALUE! | 0
|  |  |  | 0 | 51 | 0 |  |  | 1 | 1.0842e-19 | 0 | 1.0669e-18 | 1.0669e-18 | 1.0669e-18 | 0 | 0 |  |  |  |  | #VALUE! | #VALUE! | #VALUE! |  |  | #VALUE! | #VALUE! | #VALUE! | #VALUE! | #VALUE! | #VALUE! | #VALUE! | #VALUE! |  |  |  |  | #VALUE! | #VALUE! | #VALUE! |  |  | #VALUE! | #VALUE! | #VALUE! | #VALUE! | #VALUE! | #VALUE! | #VALUE! | #VALUE! |  |  |  |  | #VALUE! | #VALUE! | #VALUE! |  |  | #VALUE! | #VALUE! | #VALUE! | #VALUE! | #VALUE! | #VALUE! | #VALUE! | #VALUE! |  |  |  |  | #VALUE! | #VALUE! | #VALUE! |  |  | #VALUE! | #VALUE! | #VALUE! | #VALUE! | #VALUE! | #VALUE! | #VALUE! | #VALUE! |  |  |  |  | #VALUE! | #VALUE! | #VALUE! |  |  | #VALUE! | #VALUE! | #VALUE! | #VALUE! | #VALUE! | #VALUE! | #VALUE! | #VALUE! |  |  | #VALUE! | #VALUE! | #VALUE! | #VALUE! | #VALUE! |  |  | #VALUE! | #VALUE! | #VALUE! | #VALUE! | #VALUE! | #VALUE! | #VALUE! | #VALUE! |  |  | #VALUE! | #VALUE! | #VALUE! | #VALUE! | #VALUE! |  |  | #VALUE! | #VALUE! | #VALUE! | #VALUE! | #VALUE! | #VALUE! | #VALUE! | #VALUE! | 0 | #REF! | #VALUE! | #VALUE! | #VALUE! | #VALUE! | #VALUE! | #VALUE! | #VALUE! | 0
|  |  |  | 0 | 51 | 0 |  |  | 1 | 1.0842e-19 | 0 | 1.0669e-18 | 1.0669e-18 | 1.0669e-18 | 0 | 0 |  |  |  |  | #VALUE! | #VALUE! | #VALUE! |  |  | #VALUE! | #VALUE! | #VALUE! | #VALUE! | #VALUE! | #VALUE! | #VALUE! | #VALUE! |  |  |  |  | #VALUE! | #VALUE! | #VALUE! |  |  | #VALUE! | #VALUE! | #VALUE! | #VALUE! | #VALUE! | #VALUE! | #VALUE! | #VALUE! |  |  |  |  | #VALUE! | #VALUE! | #VALUE! |  |  | #VALUE! | #VALUE! | #VALUE! | #VALUE! | #VALUE! | #VALUE! | #VALUE! | #VALUE! |  |  |  |  | #VALUE! | #VALUE! | #VALUE! |  |  | #VALUE! | #VALUE! | #VALUE! | #VALUE! | #VALUE! | #VALUE! | #VALUE! | #VALUE! |  |  |  |  | #VALUE! | #VALUE! | #VALUE! |  |  | #VALUE! | #VALUE! | #VALUE! | #VALUE! | #VALUE! | #VALUE! | #VALUE! | #VALUE! |  |  | #VALUE! | #VALUE! | #VALUE! | #VALUE! | #VALUE! |  |  | #VALUE! | #VALUE! | #VALUE! | #VALUE! | #VALUE! | #VALUE! | #VALUE! | #VALUE! |  |  | #VALUE! | #VALUE! | #VALUE! | #VALUE! | #VALUE! |  |  | #VALUE! | #VALUE! | #VALUE! | #VALUE! | #VALUE! | #VALUE! | #VALUE! | #VALUE! | 0 | #REF! | #VALUE! | #VALUE! | #VALUE! | #VALUE! | #VALUE! | #VALUE! | #VALUE! | 0
|  |  |  | 0 | 51 | 0 |  |  | 1 | 1.0842e-19 | 0 | 1.0669e-18 | 1.0669e-18 | 1.0669e-18 | 0 | 0 |  |  |  |  | #VALUE! | #VALUE! | #VALUE! |  |  | #VALUE! | #VALUE! | #VALUE! | #VALUE! | #VALUE! | #VALUE! | #VALUE! | #VALUE! |  |  |  |  | #VALUE! | #VALUE! | #VALUE! |  |  | #VALUE! | #VALUE! | #VALUE! | #VALUE! | #VALUE! | #VALUE! | #VALUE! | #VALUE! |  |  |  |  | #VALUE! | #VALUE! | #VALUE! |  |  | #VALUE! | #VALUE! | #VALUE! | #VALUE! | #VALUE! | #VALUE! | #VALUE! | #VALUE! |  |  |  |  | #VALUE! | #VALUE! | #VALUE! |  |  | #VALUE! | #VALUE! | #VALUE! | #VALUE! | #VALUE! | #VALUE! | #VALUE! | #VALUE! |  |  |  |  | #VALUE! | #VALUE! | #VALUE! |  |  | #VALUE! | #VALUE! | #VALUE! | #VALUE! | #VALUE! | #VALUE! | #VALUE! | #VALUE! |  |  | #VALUE! | #VALUE! | #VALUE! | #VALUE! | #VALUE! |  |  | #VALUE! | #VALUE! | #VALUE! | #VALUE! | #VALUE! | #VALUE! | #VALUE! | #VALUE! |  |  | #VALUE! | #VALUE! | #VALUE! | #VALUE! | #VALUE! |  |  | #VALUE! | #VALUE! | #VALUE! | #VALUE! | #VALUE! | #VALUE! | #VALUE! | #VALUE! | 0 | #REF! | #VALUE! | #VALUE! | #VALUE! | #VALUE! | #VALUE! | #VALUE! | #VALUE! | 0
|  |  |  | 0 | 51 | 0 |  |  | 1 | 1.0842e-19 | 0 | 1.0669e-18 | 1.0669e-18 | 1.0669e-18 | 0 | 0 |  |  |  |  | #VALUE! | #VALUE! | #VALUE! |  |  | #VALUE! | #VALUE! | #VALUE! | #VALUE! | #VALUE! | #VALUE! | #VALUE! | #VALUE! |  |  |  |  | #VALUE! | #VALUE! | #VALUE! |  |  | #VALUE! | #VALUE! | #VALUE! | #VALUE! | #VALUE! | #VALUE! | #VALUE! | #VALUE! |  |  |  |  | #VALUE! | #VALUE! | #VALUE! |  |  | #VALUE! | #VALUE! | #VALUE! | #VALUE! | #VALUE! | #VALUE! | #VALUE! | #VALUE! |  |  |  |  | #VALUE! | #VALUE! | #VALUE! |  |  | #VALUE! | #VALUE! | #VALUE! | #VALUE! | #VALUE! | #VALUE! | #VALUE! | #VALUE! |  |  |  |  | #VALUE! | #VALUE! | #VALUE! |  |  | #VALUE! | #VALUE! | #VALUE! | #VALUE! | #VALUE! | #VALUE! | #VALUE! | #VALUE! |  |  | #VALUE! | #VALUE! | #VALUE! | #VALUE! | #VALUE! |  |  | #VALUE! | #VALUE! | #VALUE! | #VALUE! | #VALUE! | #VALUE! | #VALUE! | #VALUE! |  |  | #VALUE! | #VALUE! | #VALUE! | #VALUE! | #VALUE! |  |  | #VALUE! | #VALUE! | #VALUE! | #VALUE! | #VALUE! | #VALUE! | #VALUE! | #VALUE! | 0 | #REF! | #VALUE! | #VALUE! | #VALUE! | #VALUE! | #VALUE! | #VALUE! | #VALUE! | 0
|  |  |  | 0 | 51 | 0 |  |  | 1 | 1.0842e-19 | 0 | 1.0669e-18 | 1.0669e-18 | 1.0669e-18 | 0 | 0 |  |  |  |  | #VALUE! | #VALUE! | #VALUE! |  |  | #VALUE! | #VALUE! | #VALUE! | #VALUE! | #VALUE! | #VALUE! | #VALUE! | #VALUE! |  |  |  |  | #VALUE! | #VALUE! | #VALUE! |  |  | #VALUE! | #VALUE! | #VALUE! | #VALUE! | #VALUE! | #VALUE! | #VALUE! | #VALUE! |  |  |  |  | #VALUE! | #VALUE! | #VALUE! |  |  | #VALUE! | #VALUE! | #VALUE! | #VALUE! | #VALUE! | #VALUE! | #VALUE! | #VALUE! |  |  |  |  | #VALUE! | #VALUE! | #VALUE! |  |  | #VALUE! | #VALUE! | #VALUE! | #VALUE! | #VALUE! | #VALUE! | #VALUE! | #VALUE! |  |  |  |  | #VALUE! | #VALUE! | #VALUE! |  |  | #VALUE! | #VALUE! | #VALUE! | #VALUE! | #VALUE! | #VALUE! | #VALUE! | #VALUE! |  |  | #VALUE! | #VALUE! | #VALUE! | #VALUE! | #VALUE! |  |  | #VALUE! | #VALUE! | #VALUE! | #VALUE! | #VALUE! | #VALUE! | #VALUE! | #VALUE! |  |  | #VALUE! | #VALUE! | #VALUE! | #VALUE! | #VALUE! |  |  | #VALUE! | #VALUE! | #VALUE! | #VALUE! | #VALUE! | #VALUE! | #VALUE! | #VALUE! | 0 | #REF! | #VALUE! | #VALUE! | #VALUE! | #VALUE! | #VALUE! | #VALUE! | #VALUE! | 0
|  |  |  | 0 | 51 | 0 |  |  | 1 | 1.0842e-19 | 0 | 1.0669e-18 | 1.0669e-18 | 1.0669e-18 | 0 | 0 |  |  |  |  | #VALUE! | #VALUE! | #VALUE! |  |  | #VALUE! | #VALUE! | #VALUE! | #VALUE! | #VALUE! | #VALUE! | #VALUE! | #VALUE! |  |  |  |  | #VALUE! | #VALUE! | #VALUE! |  |  | #VALUE! | #VALUE! | #VALUE! | #VALUE! | #VALUE! | #VALUE! | #VALUE! | #VALUE! |  |  |  |  | #VALUE! | #VALUE! | #VALUE! |  |  | #VALUE! | #VALUE! | #VALUE! | #VALUE! | #VALUE! | #VALUE! | #VALUE! | #VALUE! |  |  |  |  | #VALUE! | #VALUE! | #VALUE! |  |  | #VALUE! | #VALUE! | #VALUE! | #VALUE! | #VALUE! | #VALUE! | #VALUE! | #VALUE! |  |  |  |  | #VALUE! | #VALUE! | #VALUE! |  |  | #VALUE! | #VALUE! | #VALUE! | #VALUE! | #VALUE! | #VALUE! | #VALUE! | #VALUE! |  |  | #VALUE! | #VALUE! | #VALUE! | #VALUE! | #VALUE! |  |  | #VALUE! | #VALUE! | #VALUE! | #VALUE! | #VALUE! | #VALUE! | #VALUE! | #VALUE! |  |  | #VALUE! | #VALUE! | #VALUE! | #VALUE! | #VALUE! |  |  | #VALUE! | #VALUE! | #VALUE! | #VALUE! | #VALUE! | #VALUE! | #VALUE! | #VALUE! | 0 | #REF! | #VALUE! | #VALUE! | #VALUE! | #VALUE! | #VALUE! | #VALUE! | #VALUE! | 0
|  |  |  | 0 | 51 | 0 |  |  | 1 | 1.0842e-19 | 0 | 1.0669e-18 | 1.0669e-18 | 1.0669e-18 | 0 | 0 |  |  |  |  | #VALUE! | #VALUE! | #VALUE! |  |  | #VALUE! | #VALUE! | #VALUE! | #VALUE! | #VALUE! | #VALUE! | #VALUE! | #VALUE! |  |  |  |  | #VALUE! | #VALUE! | #VALUE! |  |  | #VALUE! | #VALUE! | #VALUE! | #VALUE! | #VALUE! | #VALUE! | #VALUE! | #VALUE! |  |  |  |  | #VALUE! | #VALUE! | #VALUE! |  |  | #VALUE! | #VALUE! | #VALUE! | #VALUE! | #VALUE! | #VALUE! | #VALUE! | #VALUE! |  |  |  |  | #VALUE! | #VALUE! | #VALUE! |  |  | #VALUE! | #VALUE! | #VALUE! | #VALUE! | #VALUE! | #VALUE! | #VALUE! | #VALUE! |  |  |  |  | #VALUE! | #VALUE! | #VALUE! |  |  | #VALUE! | #VALUE! | #VALUE! | #VALUE! | #VALUE! | #VALUE! | #VALUE! | #VALUE! |  |  | #VALUE! | #VALUE! | #VALUE! | #VALUE! | #VALUE! |  |  | #VALUE! | #VALUE! | #VALUE! | #VALUE! | #VALUE! | #VALUE! | #VALUE! | #VALUE! |  |  | #VALUE! | #VALUE! | #VALUE! | #VALUE! | #VALUE! |  |  | #VALUE! | #VALUE! | #VALUE! | #VALUE! | #VALUE! | #VALUE! | #VALUE! | #VALUE! | 0 | #REF! | #VALUE! | #VALUE! | #VALUE! | #VALUE! | #VALUE! | #VALUE! | #VALUE! | 0
|  |  |  | 0 | 51 | 0 |  |  | 1 | 1.0842e-19 | 0 | 1.0669e-18 | 1.0669e-18 | 1.0669e-18 | 0 | 0 |  |  |  |  | #VALUE! | #VALUE! | #VALUE! |  |  | #VALUE! | #VALUE! | #VALUE! | #VALUE! | #VALUE! | #VALUE! | #VALUE! | #VALUE! |  |  |  |  | #VALUE! | #VALUE! | #VALUE! |  |  | #VALUE! | #VALUE! | #VALUE! | #VALUE! | #VALUE! | #VALUE! | #VALUE! | #VALUE! |  |  |  |  | #VALUE! | #VALUE! | #VALUE! |  |  | #VALUE! | #VALUE! | #VALUE! | #VALUE! | #VALUE! | #VALUE! | #VALUE! | #VALUE! |  |  |  |  | #VALUE! | #VALUE! | #VALUE! |  |  | #VALUE! | #VALUE! | #VALUE! | #VALUE! | #VALUE! | #VALUE! | #VALUE! | #VALUE! |  |  |  |  | #VALUE! | #VALUE! | #VALUE! |  |  | #VALUE! | #VALUE! | #VALUE! | #VALUE! | #VALUE! | #VALUE! | #VALUE! | #VALUE! |  |  | #VALUE! | #VALUE! | #VALUE! | #VALUE! | #VALUE! |  |  | #VALUE! | #VALUE! | #VALUE! | #VALUE! | #VALUE! | #VALUE! | #VALUE! | #VALUE! |  |  | #VALUE! | #VALUE! | #VALUE! | #VALUE! | #VALUE! |  |  | #VALUE! | #VALUE! | #VALUE! | #VALUE! | #VALUE! | #VALUE! | #VALUE! | #VALUE! | 0 | #REF! | #VALUE! | #VALUE! | #VALUE! | #VALUE! | #VALUE! | #VALUE! | #VALUE! | 0
|  |  |  | 0 | 51 | 0 |  |  | 1 | 1.0842e-19 | 0 | 1.0669e-18 | 1.0669e-18 | 1.0669e-18 | 0 | 0 |  |  |  |  | #VALUE! | #VALUE! | #VALUE! |  |  | #VALUE! | #VALUE! | #VALUE! | #VALUE! | #VALUE! | #VALUE! | #VALUE! | #VALUE! |  |  |  |  | #VALUE! | #VALUE! | #VALUE! |  |  | #VALUE! | #VALUE! | #VALUE! | #VALUE! | #VALUE! | #VALUE! | #VALUE! | #VALUE! |  |  |  |  | #VALUE! | #VALUE! | #VALUE! |  |  | #VALUE! | #VALUE! | #VALUE! | #VALUE! | #VALUE! | #VALUE! | #VALUE! | #VALUE! |  |  |  |  | #VALUE! | #VALUE! | #VALUE! |  |  | #VALUE! | #VALUE! | #VALUE! | #VALUE! | #VALUE! | #VALUE! | #VALUE! | #VALUE! |  |  |  |  | #VALUE! | #VALUE! | #VALUE! |  |  | #VALUE! | #VALUE! | #VALUE! | #VALUE! | #VALUE! | #VALUE! | #VALUE! | #VALUE! |  |  | #VALUE! | #VALUE! | #VALUE! | #VALUE! | #VALUE! |  |  | #VALUE! | #VALUE! | #VALUE! | #VALUE! | #VALUE! | #VALUE! | #VALUE! | #VALUE! |  |  | #VALUE! | #VALUE! | #VALUE! | #VALUE! | #VALUE! |  |  | #VALUE! | #VALUE! | #VALUE! | #VALUE! | #VALUE! | #VALUE! | #VALUE! | #VALUE! | 0 | #REF! | #VALUE! | #VALUE! | #VALUE! | #VALUE! | #VALUE! | #VALUE! | #VALUE! | 0
|  |  |  | 0 | 51 | 0 |  |  | 1 | 1.0842e-19 | 0 | 1.0669e-18 | 1.0669e-18 | 1.0669e-18 | 0 | 0 |  |  |  |  | #VALUE! | #VALUE! | #VALUE! |  |  | #VALUE! | #VALUE! | #VALUE! | #VALUE! | #VALUE! | #VALUE! | #VALUE! | #VALUE! |  |  |  |  | #VALUE! | #VALUE! | #VALUE! |  |  | #VALUE! | #VALUE! | #VALUE! | #VALUE! | #VALUE! | #VALUE! | #VALUE! | #VALUE! |  |  |  |  | #VALUE! | #VALUE! | #VALUE! |  |  | #VALUE! | #VALUE! | #VALUE! | #VALUE! | #VALUE! | #VALUE! | #VALUE! | #VALUE! |  |  |  |  | #VALUE! | #VALUE! | #VALUE! |  |  | #VALUE! | #VALUE! | #VALUE! | #VALUE! | #VALUE! | #VALUE! | #VALUE! | #VALUE! |  |  |  |  | #VALUE! | #VALUE! | #VALUE! |  |  | #VALUE! | #VALUE! | #VALUE! | #VALUE! | #VALUE! | #VALUE! | #VALUE! | #VALUE! |  |  | #VALUE! | #VALUE! | #VALUE! | #VALUE! | #VALUE! |  |  | #VALUE! | #VALUE! | #VALUE! | #VALUE! | #VALUE! | #VALUE! | #VALUE! | #VALUE! |  |  | #VALUE! | #VALUE! | #VALUE! | #VALUE! | #VALUE! |  |  | #VALUE! | #VALUE! | #VALUE! | #VALUE! | #VALUE! | #VALUE! | #VALUE! | #VALUE! | 0 | #REF! | #VALUE! | #VALUE! | #VALUE! | #VALUE! | #VALUE! | #VALUE! | #VALUE! | 0
|  |  |  | 0 | 51 | 0 |  |  | 1 | 1.0842e-19 | 0 | 1.0669e-18 | 1.0669e-18 | 1.0669e-18 | 0 | 0 |  |  |  |  | #VALUE! | #VALUE! | #VALUE! |  |  | #VALUE! | #VALUE! | #VALUE! | #VALUE! | #VALUE! | #VALUE! | #VALUE! | #VALUE! |  |  |  |  | #VALUE! | #VALUE! | #VALUE! |  |  | #VALUE! | #VALUE! | #VALUE! | #VALUE! | #VALUE! | #VALUE! | #VALUE! | #VALUE! |  |  |  |  | #VALUE! | #VALUE! | #VALUE! |  |  | #VALUE! | #VALUE! | #VALUE! | #VALUE! | #VALUE! | #VALUE! | #VALUE! | #VALUE! |  |  |  |  | #VALUE! | #VALUE! | #VALUE! |  |  | #VALUE! | #VALUE! | #VALUE! | #VALUE! | #VALUE! | #VALUE! | #VALUE! | #VALUE! |  |  |  |  | #VALUE! | #VALUE! | #VALUE! |  |  | #VALUE! | #VALUE! | #VALUE! | #VALUE! | #VALUE! | #VALUE! | #VALUE! | #VALUE! |  |  | #VALUE! | #VALUE! | #VALUE! | #VALUE! | #VALUE! |  |  | #VALUE! | #VALUE! | #VALUE! | #VALUE! | #VALUE! | #VALUE! | #VALUE! | #VALUE! |  |  | #VALUE! | #VALUE! | #VALUE! | #VALUE! | #VALUE! |  |  | #VALUE! | #VALUE! | #VALUE! | #VALUE! | #VALUE! | #VALUE! | #VALUE! | #VALUE! | 0 | #REF! | #VALUE! | #VALUE! | #VALUE! | #VALUE! | #VALUE! | #VALUE! | #VALUE! | 0
|  |  |  | 0 | 51 | 0 |  |  | 1 | 1.0842e-19 | 0 | 1.0669e-18 | 1.0669e-18 | 1.0669e-18 | 0 | 0 |  |  |  |  | #VALUE! | #VALUE! | #VALUE! |  |  | #VALUE! | #VALUE! | #VALUE! | #VALUE! | #VALUE! | #VALUE! | #VALUE! | #VALUE! |  |  |  |  | #VALUE! | #VALUE! | #VALUE! |  |  | #VALUE! | #VALUE! | #VALUE! | #VALUE! | #VALUE! | #VALUE! | #VALUE! | #VALUE! |  |  |  |  | #VALUE! | #VALUE! | #VALUE! |  |  | #VALUE! | #VALUE! | #VALUE! | #VALUE! | #VALUE! | #VALUE! | #VALUE! | #VALUE! |  |  |  |  | #VALUE! | #VALUE! | #VALUE! |  |  | #VALUE! | #VALUE! | #VALUE! | #VALUE! | #VALUE! | #VALUE! | #VALUE! | #VALUE! |  |  |  |  | #VALUE! | #VALUE! | #VALUE! |  |  | #VALUE! | #VALUE! | #VALUE! | #VALUE! | #VALUE! | #VALUE! | #VALUE! | #VALUE! |  |  | #VALUE! | #VALUE! | #VALUE! | #VALUE! | #VALUE! |  |  | #VALUE! | #VALUE! | #VALUE! | #VALUE! | #VALUE! | #VALUE! | #VALUE! | #VALUE! |  |  | #VALUE! | #VALUE! | #VALUE! | #VALUE! | #VALUE! |  |  | #VALUE! | #VALUE! | #VALUE! | #VALUE! | #VALUE! | #VALUE! | #VALUE! | #VALUE! | 0 | #REF! | #VALUE! | #VALUE! | #VALUE! | #VALUE! | #VALUE! | #VALUE! | #VALUE! | 0
|  |  |  | 0 | 51 | 0 |  |  | 1 | 1.0842e-19 | 0 | 1.0669e-18 | 1.0669e-18 | 1.0669e-18 | 0 | 0 |  |  |  |  | #VALUE! | #VALUE! | #VALUE! |  |  | #VALUE! | #VALUE! | #VALUE! | #VALUE! | #VALUE! | #VALUE! | #VALUE! | #VALUE! |  |  |  |  | #VALUE! | #VALUE! | #VALUE! |  |  | #VALUE! | #VALUE! | #VALUE! | #VALUE! | #VALUE! | #VALUE! | #VALUE! | #VALUE! |  |  |  |  | #VALUE! | #VALUE! | #VALUE! |  |  | #VALUE! | #VALUE! | #VALUE! | #VALUE! | #VALUE! | #VALUE! | #VALUE! | #VALUE! |  |  |  |  | #VALUE! | #VALUE! | #VALUE! |  |  | #VALUE! | #VALUE! | #VALUE! | #VALUE! | #VALUE! | #VALUE! | #VALUE! | #VALUE! |  |  |  |  | #VALUE! | #VALUE! | #VALUE! |  |  | #VALUE! | #VALUE! | #VALUE! | #VALUE! | #VALUE! | #VALUE! | #VALUE! | #VALUE! |  |  | #VALUE! | #VALUE! | #VALUE! | #VALUE! | #VALUE! |  |  | #VALUE! | #VALUE! | #VALUE! | #VALUE! | #VALUE! | #VALUE! | #VALUE! | #VALUE! |  |  | #VALUE! | #VALUE! | #VALUE! | #VALUE! | #VALUE! |  |  | #VALUE! | #VALUE! | #VALUE! | #VALUE! | #VALUE! | #VALUE! | #VALUE! | #VALUE! | 0 | #REF! | #VALUE! | #VALUE! | #VALUE! | #VALUE! | #VALUE! | #VALUE! | #VALUE! | 0
|  |  |  | 0 | 51 | 0 |  |  | 1 | 1.0842e-19 | 0 | 1.0669e-18 | 1.0669e-18 | 1.0669e-18 | 0 | 0 |  |  |  |  | #VALUE! | #VALUE! | #VALUE! |  |  | #VALUE! | #VALUE! | #VALUE! | #VALUE! | #VALUE! | #VALUE! | #VALUE! | #VALUE! |  |  |  |  | #VALUE! | #VALUE! | #VALUE! |  |  | #VALUE! | #VALUE! | #VALUE! | #VALUE! | #VALUE! | #VALUE! | #VALUE! | #VALUE! |  |  |  |  | #VALUE! | #VALUE! | #VALUE! |  |  | #VALUE! | #VALUE! | #VALUE! | #VALUE! | #VALUE! | #VALUE! | #VALUE! | #VALUE! |  |  |  |  | #VALUE! | #VALUE! | #VALUE! |  |  | #VALUE! | #VALUE! | #VALUE! | #VALUE! | #VALUE! | #VALUE! | #VALUE! | #VALUE! |  |  |  |  | #VALUE! | #VALUE! | #VALUE! |  |  | #VALUE! | #VALUE! | #VALUE! | #VALUE! | #VALUE! | #VALUE! | #VALUE! | #VALUE! |  |  | #VALUE! | #VALUE! | #VALUE! | #VALUE! | #VALUE! |  |  | #VALUE! | #VALUE! | #VALUE! | #VALUE! | #VALUE! | #VALUE! | #VALUE! | #VALUE! |  |  | #VALUE! | #VALUE! | #VALUE! | #VALUE! | #VALUE! |  |  | #VALUE! | #VALUE! | #VALUE! | #VALUE! | #VALUE! | #VALUE! | #VALUE! | #VALUE! | 0 | #REF! | #VALUE! | #VALUE! | #VALUE! | #VALUE! | #VALUE! | #VALUE! | #VALUE! | 0
|  |  |  | 0 | 51 | 0 |  |  | 1 | 1.0842e-19 | 0 | 1.0669e-18 | 1.0669e-18 | 1.0669e-18 | 0 | 0 |  |  |  |  | #VALUE! | #VALUE! | #VALUE! |  |  | #VALUE! | #VALUE! | #VALUE! | #VALUE! | #VALUE! | #VALUE! | #VALUE! | #VALUE! |  |  |  |  | #VALUE! | #VALUE! | #VALUE! |  |  | #VALUE! | #VALUE! | #VALUE! | #VALUE! | #VALUE! | #VALUE! | #VALUE! | #VALUE! |  |  |  |  | #VALUE! | #VALUE! | #VALUE! |  |  | #VALUE! | #VALUE! | #VALUE! | #VALUE! | #VALUE! | #VALUE! | #VALUE! | #VALUE! |  |  |  |  | #VALUE! | #VALUE! | #VALUE! |  |  | #VALUE! | #VALUE! | #VALUE! | #VALUE! | #VALUE! | #VALUE! | #VALUE! | #VALUE! |  |  |  |  | #VALUE! | #VALUE! | #VALUE! |  |  | #VALUE! | #VALUE! | #VALUE! | #VALUE! | #VALUE! | #VALUE! | #VALUE! | #VALUE! |  |  | #VALUE! | #VALUE! | #VALUE! | #VALUE! | #VALUE! |  |  | #VALUE! | #VALUE! | #VALUE! | #VALUE! | #VALUE! | #VALUE! | #VALUE! | #VALUE! |  |  | #VALUE! | #VALUE! | #VALUE! | #VALUE! | #VALUE! |  |  | #VALUE! | #VALUE! | #VALUE! | #VALUE! | #VALUE! | #VALUE! | #VALUE! | #VALUE! | 0 | #REF! | #VALUE! | #VALUE! | #VALUE! | #VALUE! | #VALUE! | #VALUE! | #VALUE! | 0
|  |  |  | 0 | 51 | 0 |  |  | 1 | 1.0842e-19 | 0 | 1.0669e-18 | 1.0669e-18 | 1.0669e-18 | 0 | 0 |  |  |  |  | #VALUE! | #VALUE! | #VALUE! |  |  | #VALUE! | #VALUE! | #VALUE! | #VALUE! | #VALUE! | #VALUE! | #VALUE! | #VALUE! |  |  |  |  | #VALUE! | #VALUE! | #VALUE! |  |  | #VALUE! | #VALUE! | #VALUE! | #VALUE! | #VALUE! | #VALUE! | #VALUE! | #VALUE! |  |  |  |  | #VALUE! | #VALUE! | #VALUE! |  |  | #VALUE! | #VALUE! | #VALUE! | #VALUE! | #VALUE! | #VALUE! | #VALUE! | #VALUE! |  |  |  |  | #VALUE! | #VALUE! | #VALUE! |  |  | #VALUE! | #VALUE! | #VALUE! | #VALUE! | #VALUE! | #VALUE! | #VALUE! | #VALUE! |  |  |  |  | #VALUE! | #VALUE! | #VALUE! |  |  | #VALUE! | #VALUE! | #VALUE! | #VALUE! | #VALUE! | #VALUE! | #VALUE! | #VALUE! |  |  | #VALUE! | #VALUE! | #VALUE! | #VALUE! | #VALUE! |  |  | #VALUE! | #VALUE! | #VALUE! | #VALUE! | #VALUE! | #VALUE! | #VALUE! | #VALUE! |  |  | #VALUE! | #VALUE! | #VALUE! | #VALUE! | #VALUE! |  |  | #VALUE! | #VALUE! | #VALUE! | #VALUE! | #VALUE! | #VALUE! | #VALUE! | #VALUE! | 0 | #REF! | #VALUE! | #VALUE! | #VALUE! | #VALUE! | #VALUE! | #VALUE! | #VALUE! | 0
|  |  |  | 0 | 51 | 0 |  |  | 1 | 1.0842e-19 | 0 | 1.0669e-18 | 1.0669e-18 | 1.0669e-18 | 0 | 0 |  |  |  |  | #VALUE! | #VALUE! | #VALUE! |  |  | #VALUE! | #VALUE! | #VALUE! | #VALUE! | #VALUE! | #VALUE! | #VALUE! | #VALUE! |  |  |  |  | #VALUE! | #VALUE! | #VALUE! |  |  | #VALUE! | #VALUE! | #VALUE! | #VALUE! | #VALUE! | #VALUE! | #VALUE! | #VALUE! |  |  |  |  | #VALUE! | #VALUE! | #VALUE! |  |  | #VALUE! | #VALUE! | #VALUE! | #VALUE! | #VALUE! | #VALUE! | #VALUE! | #VALUE! |  |  |  |  | #VALUE! | #VALUE! | #VALUE! |  |  | #VALUE! | #VALUE! | #VALUE! | #VALUE! | #VALUE! | #VALUE! | #VALUE! | #VALUE! |  |  |  |  | #VALUE! | #VALUE! | #VALUE! |  |  | #VALUE! | #VALUE! | #VALUE! | #VALUE! | #VALUE! | #VALUE! | #VALUE! | #VALUE! |  |  | #VALUE! | #VALUE! | #VALUE! | #VALUE! | #VALUE! |  |  | #VALUE! | #VALUE! | #VALUE! | #VALUE! | #VALUE! | #VALUE! | #VALUE! | #VALUE! |  |  | #VALUE! | #VALUE! | #VALUE! | #VALUE! | #VALUE! |  |  | #VALUE! | #VALUE! | #VALUE! | #VALUE! | #VALUE! | #VALUE! | #VALUE! | #VALUE! | 0 | #REF! | #VALUE! | #VALUE! | #VALUE! | #VALUE! | #VALUE! | #VALUE! | #VALUE! | 0
|  |  |  | 0 | 51 | 0 |  |  | 1 | 1.0842e-19 | 0 | 1.0669e-18 | 1.0669e-18 | 1.0669e-18 | 0 | 0 |  |  |  |  | #VALUE! | #VALUE! | #VALUE! |  |  | #VALUE! | #VALUE! | #VALUE! | #VALUE! | #VALUE! | #VALUE! | #VALUE! | #VALUE! |  |  |  |  | #VALUE! | #VALUE! | #VALUE! |  |  | #VALUE! | #VALUE! | #VALUE! | #VALUE! | #VALUE! | #VALUE! | #VALUE! | #VALUE! |  |  |  |  | #VALUE! | #VALUE! | #VALUE! |  |  | #VALUE! | #VALUE! | #VALUE! | #VALUE! | #VALUE! | #VALUE! | #VALUE! | #VALUE! |  |  |  |  | #VALUE! | #VALUE! | #VALUE! |  |  | #VALUE! | #VALUE! | #VALUE! | #VALUE! | #VALUE! | #VALUE! | #VALUE! | #VALUE! |  |  |  |  | #VALUE! | #VALUE! | #VALUE! |  |  | #VALUE! | #VALUE! | #VALUE! | #VALUE! | #VALUE! | #VALUE! | #VALUE! | #VALUE! |  |  | #VALUE! | #VALUE! | #VALUE! | #VALUE! | #VALUE! |  |  | #VALUE! | #VALUE! | #VALUE! | #VALUE! | #VALUE! | #VALUE! | #VALUE! | #VALUE! |  |  | #VALUE! | #VALUE! | #VALUE! | #VALUE! | #VALUE! |  |  | #VALUE! | #VALUE! | #VALUE! | #VALUE! | #VALUE! | #VALUE! | #VALUE! | #VALUE! | 0 | #REF! | #VALUE! | #VALUE! | #VALUE! | #VALUE! | #VALUE! | #VALUE! | #VALUE! | 0
|  |  |  | 0 | 51 | 0 |  |  | 1 | 1.0842e-19 | 0 | 1.0669e-18 | 1.0669e-18 | 1.0669e-18 | 0 | 0 |  |  |  |  | #VALUE! | #VALUE! | #VALUE! |  |  | #VALUE! | #VALUE! | #VALUE! | #VALUE! | #VALUE! | #VALUE! | #VALUE! | #VALUE! |  |  |  |  | #VALUE! | #VALUE! | #VALUE! |  |  | #VALUE! | #VALUE! | #VALUE! | #VALUE! | #VALUE! | #VALUE! | #VALUE! | #VALUE! |  |  |  |  | #VALUE! | #VALUE! | #VALUE! |  |  | #VALUE! | #VALUE! | #VALUE! | #VALUE! | #VALUE! | #VALUE! | #VALUE! | #VALUE! |  |  |  |  | #VALUE! | #VALUE! | #VALUE! |  |  | #VALUE! | #VALUE! | #VALUE! | #VALUE! | #VALUE! | #VALUE! | #VALUE! | #VALUE! |  |  |  |  | #VALUE! | #VALUE! | #VALUE! |  |  | #VALUE! | #VALUE! | #VALUE! | #VALUE! | #VALUE! | #VALUE! | #VALUE! | #VALUE! |  |  | #VALUE! | #VALUE! | #VALUE! | #VALUE! | #VALUE! |  |  | #VALUE! | #VALUE! | #VALUE! | #VALUE! | #VALUE! | #VALUE! | #VALUE! | #VALUE! |  |  | #VALUE! | #VALUE! | #VALUE! | #VALUE! | #VALUE! |  |  | #VALUE! | #VALUE! | #VALUE! | #VALUE! | #VALUE! | #VALUE! | #VALUE! | #VALUE! | 0 | #REF! | #VALUE! | #VALUE! | #VALUE! | #VALUE! | #VALUE! | #VALUE! | #VALUE! | 0
|  |  |  | 0 | 51 | 0 |  |  | 1 | 1.0842e-19 | 0 | 1.0669e-18 | 1.0669e-18 | 1.0669e-18 | 0 | 0 |  |  |  |  | #VALUE! | #VALUE! | #VALUE! |  |  | #VALUE! | #VALUE! | #VALUE! | #VALUE! | #VALUE! | #VALUE! | #VALUE! | #VALUE! |  |  |  |  | #VALUE! | #VALUE! | #VALUE! |  |  | #VALUE! | #VALUE! | #VALUE! | #VALUE! | #VALUE! | #VALUE! | #VALUE! | #VALUE! |  |  |  |  | #VALUE! | #VALUE! | #VALUE! |  |  | #VALUE! | #VALUE! | #VALUE! | #VALUE! | #VALUE! | #VALUE! | #VALUE! | #VALUE! |  |  |  |  | #VALUE! | #VALUE! | #VALUE! |  |  | #VALUE! | #VALUE! | #VALUE! | #VALUE! | #VALUE! | #VALUE! | #VALUE! | #VALUE! |  |  |  |  | #VALUE! | #VALUE! | #VALUE! |  |  | #VALUE! | #VALUE! | #VALUE! | #VALUE! | #VALUE! | #VALUE! | #VALUE! | #VALUE! |  |  | #VALUE! | #VALUE! | #VALUE! | #VALUE! | #VALUE! |  |  | #VALUE! | #VALUE! | #VALUE! | #VALUE! | #VALUE! | #VALUE! | #VALUE! | #VALUE! |  |  | #VALUE! | #VALUE! | #VALUE! | #VALUE! | #VALUE! |  |  | #VALUE! | #VALUE! | #VALUE! | #VALUE! | #VALUE! | #VALUE! | #VALUE! | #VALUE! | 0 | #REF! | #VALUE! | #VALUE! | #VALUE! | #VALUE! | #VALUE! | #VALUE! | #VALUE! | 0
|  |  |  | 0 | 51 | 0 |  |  | 1 | 1.0842e-19 | 0 | 1.0669e-18 | 1.0669e-18 | 1.0669e-18 | 0 | 0 |  |  |  |  | #VALUE! | #VALUE! | #VALUE! |  |  | #VALUE! | #VALUE! | #VALUE! | #VALUE! | #VALUE! | #VALUE! | #VALUE! | #VALUE! |  |  |  |  | #VALUE! | #VALUE! | #VALUE! |  |  | #VALUE! | #VALUE! | #VALUE! | #VALUE! | #VALUE! | #VALUE! | #VALUE! | #VALUE! |  |  |  |  | #VALUE! | #VALUE! | #VALUE! |  |  | #VALUE! | #VALUE! | #VALUE! | #VALUE! | #VALUE! | #VALUE! | #VALUE! | #VALUE! |  |  |  |  | #VALUE! | #VALUE! | #VALUE! |  |  | #VALUE! | #VALUE! | #VALUE! | #VALUE! | #VALUE! | #VALUE! | #VALUE! | #VALUE! |  |  |  |  | #VALUE! | #VALUE! | #VALUE! |  |  | #VALUE! | #VALUE! | #VALUE! | #VALUE! | #VALUE! | #VALUE! | #VALUE! | #VALUE! |  |  | #VALUE! | #VALUE! | #VALUE! | #VALUE! | #VALUE! |  |  | #VALUE! | #VALUE! | #VALUE! | #VALUE! | #VALUE! | #VALUE! | #VALUE! | #VALUE! |  |  | #VALUE! | #VALUE! | #VALUE! | #VALUE! | #VALUE! |  |  | #VALUE! | #VALUE! | #VALUE! | #VALUE! | #VALUE! | #VALUE! | #VALUE! | #VALUE! | 0 | #REF! | #VALUE! | #VALUE! | #VALUE! | #VALUE! | #VALUE! | #VALUE! | #VALUE! | 0
|  |  |  | 0 | 51 | 0 |  |  | 1 | 1.0842e-19 | 0 | 1.0669e-18 | 1.0669e-18 | 1.0669e-18 | 0 | 0 |  |  |  |  | #VALUE! | #VALUE! | #VALUE! |  |  | #VALUE! | #VALUE! | #VALUE! | #VALUE! | #VALUE! | #VALUE! | #VALUE! | #VALUE! |  |  |  |  | #VALUE! | #VALUE! | #VALUE! |  |  | #VALUE! | #VALUE! | #VALUE! | #VALUE! | #VALUE! | #VALUE! | #VALUE! | #VALUE! |  |  |  |  | #VALUE! | #VALUE! | #VALUE! |  |  | #VALUE! | #VALUE! | #VALUE! | #VALUE! | #VALUE! | #VALUE! | #VALUE! | #VALUE! |  |  |  |  | #VALUE! | #VALUE! | #VALUE! |  |  | #VALUE! | #VALUE! | #VALUE! | #VALUE! | #VALUE! | #VALUE! | #VALUE! | #VALUE! |  |  |  |  | #VALUE! | #VALUE! | #VALUE! |  |  | #VALUE! | #VALUE! | #VALUE! | #VALUE! | #VALUE! | #VALUE! | #VALUE! | #VALUE! |  |  | #VALUE! | #VALUE! | #VALUE! | #VALUE! | #VALUE! |  |  | #VALUE! | #VALUE! | #VALUE! | #VALUE! | #VALUE! | #VALUE! | #VALUE! | #VALUE! |  |  | #VALUE! | #VALUE! | #VALUE! | #VALUE! | #VALUE! |  |  | #VALUE! | #VALUE! | #VALUE! | #VALUE! | #VALUE! | #VALUE! | #VALUE! | #VALUE! | 0 | #REF! | #VALUE! | #VALUE! | #VALUE! | #VALUE! | #VALUE! | #VALUE! | #VALUE! | 0
|  |  |  | 0 | 51 | 0 |  |  | 1 | 1.0842e-19 | 0 | 1.0669e-18 | 1.0669e-18 | 1.0669e-18 | 0 | 0 |  |  |  |  | #VALUE! | #VALUE! | #VALUE! |  |  | #VALUE! | #VALUE! | #VALUE! | #VALUE! | #VALUE! | #VALUE! | #VALUE! | #VALUE! |  |  |  |  | #VALUE! | #VALUE! | #VALUE! |  |  | #VALUE! | #VALUE! | #VALUE! | #VALUE! | #VALUE! | #VALUE! | #VALUE! | #VALUE! |  |  |  |  | #VALUE! | #VALUE! | #VALUE! |  |  | #VALUE! | #VALUE! | #VALUE! | #VALUE! | #VALUE! | #VALUE! | #VALUE! | #VALUE! |  |  |  |  | #VALUE! | #VALUE! | #VALUE! |  |  | #VALUE! | #VALUE! | #VALUE! | #VALUE! | #VALUE! | #VALUE! | #VALUE! | #VALUE! |  |  |  |  | #VALUE! | #VALUE! | #VALUE! |  |  | #VALUE! | #VALUE! | #VALUE! | #VALUE! | #VALUE! | #VALUE! | #VALUE! | #VALUE! |  |  | #VALUE! | #VALUE! | #VALUE! | #VALUE! | #VALUE! |  |  | #VALUE! | #VALUE! | #VALUE! | #VALUE! | #VALUE! | #VALUE! | #VALUE! | #VALUE! |  |  | #VALUE! | #VALUE! | #VALUE! | #VALUE! | #VALUE! |  |  | #VALUE! | #VALUE! | #VALUE! | #VALUE! | #VALUE! | #VALUE! | #VALUE! | #VALUE! | 0 | #REF! | #VALUE! | #VALUE! | #VALUE! | #VALUE! | #VALUE! | #VALUE! | #VALUE! | 0
|  |  |  | 0 | 51 | 0 |  |  | 1 | 1.0842e-19 | 0 | 1.0669e-18 | 1.0669e-18 | 1.0669e-18 | 0 | 0 |  |  |  |  | #VALUE! | #VALUE! | #VALUE! |  |  | #VALUE! | #VALUE! | #VALUE! | #VALUE! | #VALUE! | #VALUE! | #VALUE! | #VALUE! |  |  |  |  | #VALUE! | #VALUE! | #VALUE! |  |  | #VALUE! | #VALUE! | #VALUE! | #VALUE! | #VALUE! | #VALUE! | #VALUE! | #VALUE! |  |  |  |  | #VALUE! | #VALUE! | #VALUE! |  |  | #VALUE! | #VALUE! | #VALUE! | #VALUE! | #VALUE! | #VALUE! | #VALUE! | #VALUE! |  |  |  |  | #VALUE! | #VALUE! | #VALUE! |  |  | #VALUE! | #VALUE! | #VALUE! | #VALUE! | #VALUE! | #VALUE! | #VALUE! | #VALUE! |  |  |  |  | #VALUE! | #VALUE! | #VALUE! |  |  | #VALUE! | #VALUE! | #VALUE! | #VALUE! | #VALUE! | #VALUE! | #VALUE! | #VALUE! |  |  | #VALUE! | #VALUE! | #VALUE! | #VALUE! | #VALUE! |  |  | #VALUE! | #VALUE! | #VALUE! | #VALUE! | #VALUE! | #VALUE! | #VALUE! | #VALUE! |  |  | #VALUE! | #VALUE! | #VALUE! | #VALUE! | #VALUE! |  |  | #VALUE! | #VALUE! | #VALUE! | #VALUE! | #VALUE! | #VALUE! | #VALUE! | #VALUE! | 0 | #REF! | #VALUE! | #VALUE! | #VALUE! | #VALUE! | #VALUE! | #VALUE! | #VALUE! | 0
|  |  |  | 0 | 51 | 0 |  |  | 1 | 1.0842e-19 | 0 | 1.0669e-18 | 1.0669e-18 | 1.0669e-18 | 0 | 0 |  |  |  |  | #VALUE! | #VALUE! | #VALUE! |  |  | #VALUE! | #VALUE! | #VALUE! | #VALUE! | #VALUE! | #VALUE! | #VALUE! | #VALUE! |  |  |  |  | #VALUE! | #VALUE! | #VALUE! |  |  | #VALUE! | #VALUE! | #VALUE! | #VALUE! | #VALUE! | #VALUE! | #VALUE! | #VALUE! |  |  |  |  | #VALUE! | #VALUE! | #VALUE! |  |  | #VALUE! | #VALUE! | #VALUE! | #VALUE! | #VALUE! | #VALUE! | #VALUE! | #VALUE! |  |  |  |  | #VALUE! | #VALUE! | #VALUE! |  |  | #VALUE! | #VALUE! | #VALUE! | #VALUE! | #VALUE! | #VALUE! | #VALUE! | #VALUE! |  |  |  |  | #VALUE! | #VALUE! | #VALUE! |  |  | #VALUE! | #VALUE! | #VALUE! | #VALUE! | #VALUE! | #VALUE! | #VALUE! | #VALUE! |  |  | #VALUE! | #VALUE! | #VALUE! | #VALUE! | #VALUE! |  |  | #VALUE! | #VALUE! | #VALUE! | #VALUE! | #VALUE! | #VALUE! | #VALUE! | #VALUE! |  |  | #VALUE! | #VALUE! | #VALUE! | #VALUE! | #VALUE! |  |  | #VALUE! | #VALUE! | #VALUE! | #VALUE! | #VALUE! | #VALUE! | #VALUE! | #VALUE! | 0 | #REF! | #VALUE! | #VALUE! | #VALUE! | #VALUE! | #VALUE! | #VALUE! | #VALUE! | 0
|  |  |  | 0 | 51 | 0 |  |  | 1 | 1.0842e-19 | 0 | 1.0669e-18 | 1.0669e-18 | 1.0669e-18 | 0 | 0 |  |  |  |  | #VALUE! | #VALUE! | #VALUE! |  |  | #VALUE! | #VALUE! | #VALUE! | #VALUE! | #VALUE! | #VALUE! | #VALUE! | #VALUE! |  |  |  |  | #VALUE! | #VALUE! | #VALUE! |  |  | #VALUE! | #VALUE! | #VALUE! | #VALUE! | #VALUE! | #VALUE! | #VALUE! | #VALUE! |  |  |  |  | #VALUE! | #VALUE! | #VALUE! |  |  | #VALUE! | #VALUE! | #VALUE! | #VALUE! | #VALUE! | #VALUE! | #VALUE! | #VALUE! |  |  |  |  | #VALUE! | #VALUE! | #VALUE! |  |  | #VALUE! | #VALUE! | #VALUE! | #VALUE! | #VALUE! | #VALUE! | #VALUE! | #VALUE! |  |  |  |  | #VALUE! | #VALUE! | #VALUE! |  |  | #VALUE! | #VALUE! | #VALUE! | #VALUE! | #VALUE! | #VALUE! | #VALUE! | #VALUE! |  |  | #VALUE! | #VALUE! | #VALUE! | #VALUE! | #VALUE! |  |  | #VALUE! | #VALUE! | #VALUE! | #VALUE! | #VALUE! | #VALUE! | #VALUE! | #VALUE! |  |  | #VALUE! | #VALUE! | #VALUE! | #VALUE! | #VALUE! |  |  | #VALUE! | #VALUE! | #VALUE! | #VALUE! | #VALUE! | #VALUE! | #VALUE! | #VALUE! | 0 | #REF! | #VALUE! | #VALUE! | #VALUE! | #VALUE! | #VALUE! | #VALUE! | #VALUE! | 0
|  |  |  | 0 | 51 | 0 |  |  | 1 | 1.0842e-19 | 0 | 1.0669e-18 | 1.0669e-18 | 1.0669e-18 | 0 | 0 |  |  |  |  | #VALUE! | #VALUE! | #VALUE! |  |  | #VALUE! | #VALUE! | #VALUE! | #VALUE! | #VALUE! | #VALUE! | #VALUE! | #VALUE! |  |  |  |  | #VALUE! | #VALUE! | #VALUE! |  |  | #VALUE! | #VALUE! | #VALUE! | #VALUE! | #VALUE! | #VALUE! | #VALUE! | #VALUE! |  |  |  |  | #VALUE! | #VALUE! | #VALUE! |  |  | #VALUE! | #VALUE! | #VALUE! | #VALUE! | #VALUE! | #VALUE! | #VALUE! | #VALUE! |  |  |  |  | #VALUE! | #VALUE! | #VALUE! |  |  | #VALUE! | #VALUE! | #VALUE! | #VALUE! | #VALUE! | #VALUE! | #VALUE! | #VALUE! |  |  |  |  | #VALUE! | #VALUE! | #VALUE! |  |  | #VALUE! | #VALUE! | #VALUE! | #VALUE! | #VALUE! | #VALUE! | #VALUE! | #VALUE! |  |  | #VALUE! | #VALUE! | #VALUE! | #VALUE! | #VALUE! |  |  | #VALUE! | #VALUE! | #VALUE! | #VALUE! | #VALUE! | #VALUE! | #VALUE! | #VALUE! |  |  | #VALUE! | #VALUE! | #VALUE! | #VALUE! | #VALUE! |  |  | #VALUE! | #VALUE! | #VALUE! | #VALUE! | #VALUE! | #VALUE! | #VALUE! | #VALUE! | 0 | #REF! | #VALUE! | #VALUE! | #VALUE! | #VALUE! | #VALUE! | #VALUE! | #VALUE! | 0
|  |  |  | 0 | 51 | 0 |  |  | 1 | 1.0842e-19 | 0 | 1.0669e-18 | 1.0669e-18 | 1.0669e-18 | 0 | 0 |  |  |  |  | #VALUE! | #VALUE! | #VALUE! |  |  | #VALUE! | #VALUE! | #VALUE! | #VALUE! | #VALUE! | #VALUE! | #VALUE! | #VALUE! |  |  |  |  | #VALUE! | #VALUE! | #VALUE! |  |  | #VALUE! | #VALUE! | #VALUE! | #VALUE! | #VALUE! | #VALUE! | #VALUE! | #VALUE! |  |  |  |  | #VALUE! | #VALUE! | #VALUE! |  |  | #VALUE! | #VALUE! | #VALUE! | #VALUE! | #VALUE! | #VALUE! | #VALUE! | #VALUE! |  |  |  |  | #VALUE! | #VALUE! | #VALUE! |  |  | #VALUE! | #VALUE! | #VALUE! | #VALUE! | #VALUE! | #VALUE! | #VALUE! | #VALUE! |  |  |  |  | #VALUE! | #VALUE! | #VALUE! |  |  | #VALUE! | #VALUE! | #VALUE! | #VALUE! | #VALUE! | #VALUE! | #VALUE! | #VALUE! |  |  | #VALUE! | #VALUE! | #VALUE! | #VALUE! | #VALUE! |  |  | #VALUE! | #VALUE! | #VALUE! | #VALUE! | #VALUE! | #VALUE! | #VALUE! | #VALUE! |  |  | #VALUE! | #VALUE! | #VALUE! | #VALUE! | #VALUE! |  |  | #VALUE! | #VALUE! | #VALUE! | #VALUE! | #VALUE! | #VALUE! | #VALUE! | #VALUE! | 0 | #REF! | #VALUE! | #VALUE! | #VALUE! | #VALUE! | #VALUE! | #VALUE! | #VALUE! | 0
|  |  |  | 0 | 51 | 0 |  |  | 1 | 1.0842e-19 | 0 | 1.0669e-18 | 1.0669e-18 | 1.0669e-18 | 0 | 0 |  |  |  |  | #VALUE! | #VALUE! | #VALUE! |  |  | #VALUE! | #VALUE! | #VALUE! | #VALUE! | #VALUE! | #VALUE! | #VALUE! | #VALUE! |  |  |  |  | #VALUE! | #VALUE! | #VALUE! |  |  | #VALUE! | #VALUE! | #VALUE! | #VALUE! | #VALUE! | #VALUE! | #VALUE! | #VALUE! |  |  |  |  | #VALUE! | #VALUE! | #VALUE! |  |  | #VALUE! | #VALUE! | #VALUE! | #VALUE! | #VALUE! | #VALUE! | #VALUE! | #VALUE! |  |  |  |  | #VALUE! | #VALUE! | #VALUE! |  |  | #VALUE! | #VALUE! | #VALUE! | #VALUE! | #VALUE! | #VALUE! | #VALUE! | #VALUE! |  |  |  |  | #VALUE! | #VALUE! | #VALUE! |  |  | #VALUE! | #VALUE! | #VALUE! | #VALUE! | #VALUE! | #VALUE! | #VALUE! | #VALUE! |  |  | #VALUE! | #VALUE! | #VALUE! | #VALUE! | #VALUE! |  |  | #VALUE! | #VALUE! | #VALUE! | #VALUE! | #VALUE! | #VALUE! | #VALUE! | #VALUE! |  |  | #VALUE! | #VALUE! | #VALUE! | #VALUE! | #VALUE! |  |  | #VALUE! | #VALUE! | #VALUE! | #VALUE! | #VALUE! | #VALUE! | #VALUE! | #VALUE! | 0 | #REF! | #VALUE! | #VALUE! | #VALUE! | #VALUE! | #VALUE! | #VALUE! | #VALUE! | 0
|  |  |  | 0 | 51 | 0 |  |  | 1 | 1.0842e-19 | 0 | 1.0669e-18 | 1.0669e-18 | 1.0669e-18 | 0 | 0 |  |  |  |  | #VALUE! | #VALUE! | #VALUE! |  |  | #VALUE! | #VALUE! | #VALUE! | #VALUE! | #VALUE! | #VALUE! | #VALUE! | #VALUE! |  |  |  |  | #VALUE! | #VALUE! | #VALUE! |  |  | #VALUE! | #VALUE! | #VALUE! | #VALUE! | #VALUE! | #VALUE! | #VALUE! | #VALUE! |  |  |  |  | #VALUE! | #VALUE! | #VALUE! |  |  | #VALUE! | #VALUE! | #VALUE! | #VALUE! | #VALUE! | #VALUE! | #VALUE! | #VALUE! |  |  |  |  | #VALUE! | #VALUE! | #VALUE! |  |  | #VALUE! | #VALUE! | #VALUE! | #VALUE! | #VALUE! | #VALUE! | #VALUE! | #VALUE! |  |  |  |  | #VALUE! | #VALUE! | #VALUE! |  |  | #VALUE! | #VALUE! | #VALUE! | #VALUE! | #VALUE! | #VALUE! | #VALUE! | #VALUE! |  |  | #VALUE! | #VALUE! | #VALUE! | #VALUE! | #VALUE! |  |  | #VALUE! | #VALUE! | #VALUE! | #VALUE! | #VALUE! | #VALUE! | #VALUE! | #VALUE! |  |  | #VALUE! | #VALUE! | #VALUE! | #VALUE! | #VALUE! |  |  | #VALUE! | #VALUE! | #VALUE! | #VALUE! | #VALUE! | #VALUE! | #VALUE! | #VALUE! | 0 | #REF! | #VALUE! | #VALUE! | #VALUE! | #VALUE! | #VALUE! | #VALUE! | #VALUE! | 0
|  |  |  | 0 | 51 | 0 |  |  | 1 | 1.0842e-19 | 0 | 1.0669e-18 | 1.0669e-18 | 1.0669e-18 | 0 | 0 |  |  |  |  | #VALUE! | #VALUE! | #VALUE! |  |  | #VALUE! | #VALUE! | #VALUE! | #VALUE! | #VALUE! | #VALUE! | #VALUE! | #VALUE! |  |  |  |  | #VALUE! | #VALUE! | #VALUE! |  |  | #VALUE! | #VALUE! | #VALUE! | #VALUE! | #VALUE! | #VALUE! | #VALUE! | #VALUE! |  |  |  |  | #VALUE! | #VALUE! | #VALUE! |  |  | #VALUE! | #VALUE! | #VALUE! | #VALUE! | #VALUE! | #VALUE! | #VALUE! | #VALUE! |  |  |  |  | #VALUE! | #VALUE! | #VALUE! |  |  | #VALUE! | #VALUE! | #VALUE! | #VALUE! | #VALUE! | #VALUE! | #VALUE! | #VALUE! |  |  |  |  | #VALUE! | #VALUE! | #VALUE! |  |  | #VALUE! | #VALUE! | #VALUE! | #VALUE! | #VALUE! | #VALUE! | #VALUE! | #VALUE! |  |  | #VALUE! | #VALUE! | #VALUE! | #VALUE! | #VALUE! |  |  | #VALUE! | #VALUE! | #VALUE! | #VALUE! | #VALUE! | #VALUE! | #VALUE! | #VALUE! |  |  | #VALUE! | #VALUE! | #VALUE! | #VALUE! | #VALUE! |  |  | #VALUE! | #VALUE! | #VALUE! | #VALUE! | #VALUE! | #VALUE! | #VALUE! | #VALUE! | 0 | #REF! | #VALUE! | #VALUE! | #VALUE! | #VALUE! | #VALUE! | #VALUE! | #VALUE! | 0
|  |  |  | 0 | 51 | 0 |  |  | 1 | 1.0842e-19 | 0 | 1.0669e-18 | 1.0669e-18 | 1.0669e-18 | 0 | 0 |  |  |  |  | #VALUE! | #VALUE! | #VALUE! |  |  | #VALUE! | #VALUE! | #VALUE! | #VALUE! | #VALUE! | #VALUE! | #VALUE! | #VALUE! |  |  |  |  | #VALUE! | #VALUE! | #VALUE! |  |  | #VALUE! | #VALUE! | #VALUE! | #VALUE! | #VALUE! | #VALUE! | #VALUE! | #VALUE! |  |  |  |  | #VALUE! | #VALUE! | #VALUE! |  |  | #VALUE! | #VALUE! | #VALUE! | #VALUE! | #VALUE! | #VALUE! | #VALUE! | #VALUE! |  |  |  |  | #VALUE! | #VALUE! | #VALUE! |  |  | #VALUE! | #VALUE! | #VALUE! | #VALUE! | #VALUE! | #VALUE! | #VALUE! | #VALUE! |  |  |  |  | #VALUE! | #VALUE! | #VALUE! |  |  | #VALUE! | #VALUE! | #VALUE! | #VALUE! | #VALUE! | #VALUE! | #VALUE! | #VALUE! |  |  | #VALUE! | #VALUE! | #VALUE! | #VALUE! | #VALUE! |  |  | #VALUE! | #VALUE! | #VALUE! | #VALUE! | #VALUE! | #VALUE! | #VALUE! | #VALUE! |  |  | #VALUE! | #VALUE! | #VALUE! | #VALUE! | #VALUE! |  |  | #VALUE! | #VALUE! | #VALUE! | #VALUE! | #VALUE! | #VALUE! | #VALUE! | #VALUE! | 0 | #REF! | #VALUE! | #VALUE! | #VALUE! | #VALUE! | #VALUE! | #VALUE! | #VALUE! | 0
|  |  |  | 0 | 51 | 0 |  |  | 1 | 1.0842e-19 | 0 | 1.0669e-18 | 1.0669e-18 | 1.0669e-18 | 0 | 0 |  |  |  |  | #VALUE! | #VALUE! | #VALUE! |  |  | #VALUE! | #VALUE! | #VALUE! | #VALUE! | #VALUE! | #VALUE! | #VALUE! | #VALUE! |  |  |  |  | #VALUE! | #VALUE! | #VALUE! |  |  | #VALUE! | #VALUE! | #VALUE! | #VALUE! | #VALUE! | #VALUE! | #VALUE! | #VALUE! |  |  |  |  | #VALUE! | #VALUE! | #VALUE! |  |  | #VALUE! | #VALUE! | #VALUE! | #VALUE! | #VALUE! | #VALUE! | #VALUE! | #VALUE! |  |  |  |  | #VALUE! | #VALUE! | #VALUE! |  |  | #VALUE! | #VALUE! | #VALUE! | #VALUE! | #VALUE! | #VALUE! | #VALUE! | #VALUE! |  |  |  |  | #VALUE! | #VALUE! | #VALUE! |  |  | #VALUE! | #VALUE! | #VALUE! | #VALUE! | #VALUE! | #VALUE! | #VALUE! | #VALUE! |  |  | #VALUE! | #VALUE! | #VALUE! | #VALUE! | #VALUE! |  |  | #VALUE! | #VALUE! | #VALUE! | #VALUE! | #VALUE! | #VALUE! | #VALUE! | #VALUE! |  |  | #VALUE! | #VALUE! | #VALUE! | #VALUE! | #VALUE! |  |  | #VALUE! | #VALUE! | #VALUE! | #VALUE! | #VALUE! | #VALUE! | #VALUE! | #VALUE! | 0 | #REF! | #VALUE! | #VALUE! | #VALUE! | #VALUE! | #VALUE! | #VALUE! | #VALUE! | 0
|  |  |  | 0 | 51 | 0 |  |  | 1 | 1.0842e-19 | 0 | 1.0669e-18 | 1.0669e-18 | 1.0669e-18 | 0 | 0 |  |  |  |  | #VALUE! | #VALUE! | #VALUE! |  |  | #VALUE! | #VALUE! | #VALUE! | #VALUE! | #VALUE! | #VALUE! | #VALUE! | #VALUE! |  |  |  |  | #VALUE! | #VALUE! | #VALUE! |  |  | #VALUE! | #VALUE! | #VALUE! | #VALUE! | #VALUE! | #VALUE! | #VALUE! | #VALUE! |  |  |  |  | #VALUE! | #VALUE! | #VALUE! |  |  | #VALUE! | #VALUE! | #VALUE! | #VALUE! | #VALUE! | #VALUE! | #VALUE! | #VALUE! |  |  |  |  | #VALUE! | #VALUE! | #VALUE! |  |  | #VALUE! | #VALUE! | #VALUE! | #VALUE! | #VALUE! | #VALUE! | #VALUE! | #VALUE! |  |  |  |  | #VALUE! | #VALUE! | #VALUE! |  |  | #VALUE! | #VALUE! | #VALUE! | #VALUE! | #VALUE! | #VALUE! | #VALUE! | #VALUE! |  |  | #VALUE! | #VALUE! | #VALUE! | #VALUE! | #VALUE! |  |  | #VALUE! | #VALUE! | #VALUE! | #VALUE! | #VALUE! | #VALUE! | #VALUE! | #VALUE! |  |  | #VALUE! | #VALUE! | #VALUE! | #VALUE! | #VALUE! |  |  | #VALUE! | #VALUE! | #VALUE! | #VALUE! | #VALUE! | #VALUE! | #VALUE! | #VALUE! | 0 | #REF! | #VALUE! | #VALUE! | #VALUE! | #VALUE! | #VALUE! | #VALUE! | #VALUE! | 0
|  |  |  | 0 | 51 | 0 |  |  | 1 | 1.0842e-19 | 0 | 1.0669e-18 | 1.0669e-18 | 1.0669e-18 | 0 | 0 |  |  |  |  | #VALUE! | #VALUE! | #VALUE! |  |  | #VALUE! | #VALUE! | #VALUE! | #VALUE! | #VALUE! | #VALUE! | #VALUE! | #VALUE! |  |  |  |  | #VALUE! | #VALUE! | #VALUE! |  |  | #VALUE! | #VALUE! | #VALUE! | #VALUE! | #VALUE! | #VALUE! | #VALUE! | #VALUE! |  |  |  |  | #VALUE! | #VALUE! | #VALUE! |  |  | #VALUE! | #VALUE! | #VALUE! | #VALUE! | #VALUE! | #VALUE! | #VALUE! | #VALUE! |  |  |  |  | #VALUE! | #VALUE! | #VALUE! |  |  | #VALUE! | #VALUE! | #VALUE! | #VALUE! | #VALUE! | #VALUE! | #VALUE! | #VALUE! |  |  |  |  | #VALUE! | #VALUE! | #VALUE! |  |  | #VALUE! | #VALUE! | #VALUE! | #VALUE! | #VALUE! | #VALUE! | #VALUE! | #VALUE! |  |  | #VALUE! | #VALUE! | #VALUE! | #VALUE! | #VALUE! |  |  | #VALUE! | #VALUE! | #VALUE! | #VALUE! | #VALUE! | #VALUE! | #VALUE! | #VALUE! |  |  | #VALUE! | #VALUE! | #VALUE! | #VALUE! | #VALUE! |  |  | #VALUE! | #VALUE! | #VALUE! | #VALUE! | #VALUE! | #VALUE! | #VALUE! | #VALUE! | 0 | #REF! | #VALUE! | #VALUE! | #VALUE! | #VALUE! | #VALUE! | #VALUE! | #VALUE! | 0
|  |  |  | 0 | 51 | 0 |  |  | 1 | 1.0842e-19 | 0 | 1.0669e-18 | 1.0669e-18 | 1.0669e-18 | 0 | 0 |  |  |  |  | #VALUE! | #VALUE! | #VALUE! |  |  | #VALUE! | #VALUE! | #VALUE! | #VALUE! | #VALUE! | #VALUE! | #VALUE! | #VALUE! |  |  |  |  | #VALUE! | #VALUE! | #VALUE! |  |  | #VALUE! | #VALUE! | #VALUE! | #VALUE! | #VALUE! | #VALUE! | #VALUE! | #VALUE! |  |  |  |  | #VALUE! | #VALUE! | #VALUE! |  |  | #VALUE! | #VALUE! | #VALUE! | #VALUE! | #VALUE! | #VALUE! | #VALUE! | #VALUE! |  |  |  |  | #VALUE! | #VALUE! | #VALUE! |  |  | #VALUE! | #VALUE! | #VALUE! | #VALUE! | #VALUE! | #VALUE! | #VALUE! | #VALUE! |  |  |  |  | #VALUE! | #VALUE! | #VALUE! |  |  | #VALUE! | #VALUE! | #VALUE! | #VALUE! | #VALUE! | #VALUE! | #VALUE! | #VALUE! |  |  | #VALUE! | #VALUE! | #VALUE! | #VALUE! | #VALUE! |  |  | #VALUE! | #VALUE! | #VALUE! | #VALUE! | #VALUE! | #VALUE! | #VALUE! | #VALUE! |  |  | #VALUE! | #VALUE! | #VALUE! | #VALUE! | #VALUE! |  |  | #VALUE! | #VALUE! | #VALUE! | #VALUE! | #VALUE! | #VALUE! | #VALUE! | #VALUE! | 0 | #REF! | #VALUE! | #VALUE! | #VALUE! | #VALUE! | #VALUE! | #VALUE! | #VALUE! | 0
|  |  |  | 0 | 51 | 0 |  |  | 1 | 1.0842e-19 | 0 | 1.0669e-18 | 1.0669e-18 | 1.0669e-18 | 0 | 0 |  |  |  |  | #VALUE! | #VALUE! | #VALUE! |  |  | #VALUE! | #VALUE! | #VALUE! | #VALUE! | #VALUE! | #VALUE! | #VALUE! | #VALUE! |  |  |  |  | #VALUE! | #VALUE! | #VALUE! |  |  | #VALUE! | #VALUE! | #VALUE! | #VALUE! | #VALUE! | #VALUE! | #VALUE! | #VALUE! |  |  |  |  | #VALUE! | #VALUE! | #VALUE! |  |  | #VALUE! | #VALUE! | #VALUE! | #VALUE! | #VALUE! | #VALUE! | #VALUE! | #VALUE! |  |  |  |  | #VALUE! | #VALUE! | #VALUE! |  |  | #VALUE! | #VALUE! | #VALUE! | #VALUE! | #VALUE! | #VALUE! | #VALUE! | #VALUE! |  |  |  |  | #VALUE! | #VALUE! | #VALUE! |  |  | #VALUE! | #VALUE! | #VALUE! | #VALUE! | #VALUE! | #VALUE! | #VALUE! | #VALUE! |  |  | #VALUE! | #VALUE! | #VALUE! | #VALUE! | #VALUE! |  |  | #VALUE! | #VALUE! | #VALUE! | #VALUE! | #VALUE! | #VALUE! | #VALUE! | #VALUE! |  |  | #VALUE! | #VALUE! | #VALUE! | #VALUE! | #VALUE! |  |  | #VALUE! | #VALUE! | #VALUE! | #VALUE! | #VALUE! | #VALUE! | #VALUE! | #VALUE! | 0 | #REF! | #VALUE! | #VALUE! | #VALUE! | #VALUE! | #VALUE! | #VALUE! | #VALUE! | 0
|  |  |  | 0 | 51 | 0 |  |  | 1 | 1.0842e-19 | 0 | 1.0669e-18 | 1.0669e-18 | 1.0669e-18 | 0 | 0 |  |  |  |  | #VALUE! | #VALUE! | #VALUE! |  |  | #VALUE! | #VALUE! | #VALUE! | #VALUE! | #VALUE! | #VALUE! | #VALUE! | #VALUE! |  |  |  |  | #VALUE! | #VALUE! | #VALUE! |  |  | #VALUE! | #VALUE! | #VALUE! | #VALUE! | #VALUE! | #VALUE! | #VALUE! | #VALUE! |  |  |  |  | #VALUE! | #VALUE! | #VALUE! |  |  | #VALUE! | #VALUE! | #VALUE! | #VALUE! | #VALUE! | #VALUE! | #VALUE! | #VALUE! |  |  |  |  | #VALUE! | #VALUE! | #VALUE! |  |  | #VALUE! | #VALUE! | #VALUE! | #VALUE! | #VALUE! | #VALUE! | #VALUE! | #VALUE! |  |  |  |  | #VALUE! | #VALUE! | #VALUE! |  |  | #VALUE! | #VALUE! | #VALUE! | #VALUE! | #VALUE! | #VALUE! | #VALUE! | #VALUE! |  |  | #VALUE! | #VALUE! | #VALUE! | #VALUE! | #VALUE! |  |  | #VALUE! | #VALUE! | #VALUE! | #VALUE! | #VALUE! | #VALUE! | #VALUE! | #VALUE! |  |  | #VALUE! | #VALUE! | #VALUE! | #VALUE! | #VALUE! |  |  | #VALUE! | #VALUE! | #VALUE! | #VALUE! | #VALUE! | #VALUE! | #VALUE! | #VALUE! | 0 | #REF! | #VALUE! | #VALUE! | #VALUE! | #VALUE! | #VALUE! | #VALUE! | #VALUE! | 0
|  |  |  | 0 | 51 | 0 |  |  | 1 | 1.0842e-19 | 0 | 1.0669e-18 | 1.0669e-18 | 1.0669e-18 | 0 | 0 |  |  |  |  | #VALUE! | #VALUE! | #VALUE! |  |  | #VALUE! | #VALUE! | #VALUE! | #VALUE! | #VALUE! | #VALUE! | #VALUE! | #VALUE! |  |  |  |  | #VALUE! | #VALUE! | #VALUE! |  |  | #VALUE! | #VALUE! | #VALUE! | #VALUE! | #VALUE! | #VALUE! | #VALUE! | #VALUE! |  |  |  |  | #VALUE! | #VALUE! | #VALUE! |  |  | #VALUE! | #VALUE! | #VALUE! | #VALUE! | #VALUE! | #VALUE! | #VALUE! | #VALUE! |  |  |  |  | #VALUE! | #VALUE! | #VALUE! |  |  | #VALUE! | #VALUE! | #VALUE! | #VALUE! | #VALUE! | #VALUE! | #VALUE! | #VALUE! |  |  |  |  | #VALUE! | #VALUE! | #VALUE! |  |  | #VALUE! | #VALUE! | #VALUE! | #VALUE! | #VALUE! | #VALUE! | #VALUE! | #VALUE! |  |  | #VALUE! | #VALUE! | #VALUE! | #VALUE! | #VALUE! |  |  | #VALUE! | #VALUE! | #VALUE! | #VALUE! | #VALUE! | #VALUE! | #VALUE! | #VALUE! |  |  | #VALUE! | #VALUE! | #VALUE! | #VALUE! | #VALUE! |  |  | #VALUE! | #VALUE! | #VALUE! | #VALUE! | #VALUE! | #VALUE! | #VALUE! | #VALUE! | 0 | #REF! | #VALUE! | #VALUE! | #VALUE! | #VALUE! | #VALUE! | #VALUE! | #VALUE! | 0
|  |  |  | 0 | 51 | 0 |  |  | 1 | 1.0842e-19 | 0 | 1.0669e-18 | 1.0669e-18 | 1.0669e-18 | 0 | 0 |  |  |  |  | #VALUE! | #VALUE! | #VALUE! |  |  | #VALUE! | #VALUE! | #VALUE! | #VALUE! | #VALUE! | #VALUE! | #VALUE! | #VALUE! |  |  |  |  | #VALUE! | #VALUE! | #VALUE! |  |  | #VALUE! | #VALUE! | #VALUE! | #VALUE! | #VALUE! | #VALUE! | #VALUE! | #VALUE! |  |  |  |  | #VALUE! | #VALUE! | #VALUE! |  |  | #VALUE! | #VALUE! | #VALUE! | #VALUE! | #VALUE! | #VALUE! | #VALUE! | #VALUE! |  |  |  |  | #VALUE! | #VALUE! | #VALUE! |  |  | #VALUE! | #VALUE! | #VALUE! | #VALUE! | #VALUE! | #VALUE! | #VALUE! | #VALUE! |  |  |  |  | #VALUE! | #VALUE! | #VALUE! |  |  | #VALUE! | #VALUE! | #VALUE! | #VALUE! | #VALUE! | #VALUE! | #VALUE! | #VALUE! |  |  | #VALUE! | #VALUE! | #VALUE! | #VALUE! | #VALUE! |  |  | #VALUE! | #VALUE! | #VALUE! | #VALUE! | #VALUE! | #VALUE! | #VALUE! | #VALUE! |  |  | #VALUE! | #VALUE! | #VALUE! | #VALUE! | #VALUE! |  |  | #VALUE! | #VALUE! | #VALUE! | #VALUE! | #VALUE! | #VALUE! | #VALUE! | #VALUE! | 0 | #REF! | #VALUE! | #VALUE! | #VALUE! | #VALUE! | #VALUE! | #VALUE! | #VALUE! | 0
|  |  |  | 0 | 51 | 0 |  |  | 1 | 1.0842e-19 | 0 | 1.0669e-18 | 1.0669e-18 | 1.0669e-18 | 0 | 0 |  |  |  |  | #VALUE! | #VALUE! | #VALUE! |  |  | #VALUE! | #VALUE! | #VALUE! | #VALUE! | #VALUE! | #VALUE! | #VALUE! | #VALUE! |  |  |  |  | #VALUE! | #VALUE! | #VALUE! |  |  | #VALUE! | #VALUE! | #VALUE! | #VALUE! | #VALUE! | #VALUE! | #VALUE! | #VALUE! |  |  |  |  | #VALUE! | #VALUE! | #VALUE! |  |  | #VALUE! | #VALUE! | #VALUE! | #VALUE! | #VALUE! | #VALUE! | #VALUE! | #VALUE! |  |  |  |  | #VALUE! | #VALUE! | #VALUE! |  |  | #VALUE! | #VALUE! | #VALUE! | #VALUE! | #VALUE! | #VALUE! | #VALUE! | #VALUE! |  |  |  |  | #VALUE! | #VALUE! | #VALUE! |  |  | #VALUE! | #VALUE! | #VALUE! | #VALUE! | #VALUE! | #VALUE! | #VALUE! | #VALUE! |  |  | #VALUE! | #VALUE! | #VALUE! | #VALUE! | #VALUE! |  |  | #VALUE! | #VALUE! | #VALUE! | #VALUE! | #VALUE! | #VALUE! | #VALUE! | #VALUE! |  |  | #VALUE! | #VALUE! | #VALUE! | #VALUE! | #VALUE! |  |  | #VALUE! | #VALUE! | #VALUE! | #VALUE! | #VALUE! | #VALUE! | #VALUE! | #VALUE! | 0 | #REF! | #VALUE! | #VALUE! | #VALUE! | #VALUE! | #VALUE! | #VALUE! | #VALUE! | 0
|  |  |  | 0 | 51 | 0 |  |  | 1 | 1.0842e-19 | 0 | 1.0669e-18 | 1.0669e-18 | 1.0669e-18 | 0 | 0 |  |  |  |  | #VALUE! | #VALUE! | #VALUE! |  |  | #VALUE! | #VALUE! | #VALUE! | #VALUE! | #VALUE! | #VALUE! | #VALUE! | #VALUE! |  |  |  |  | #VALUE! | #VALUE! | #VALUE! |  |  | #VALUE! | #VALUE! | #VALUE! | #VALUE! | #VALUE! | #VALUE! | #VALUE! | #VALUE! |  |  |  |  | #VALUE! | #VALUE! | #VALUE! |  |  | #VALUE! | #VALUE! | #VALUE! | #VALUE! | #VALUE! | #VALUE! | #VALUE! | #VALUE! |  |  |  |  | #VALUE! | #VALUE! | #VALUE! |  |  | #VALUE! | #VALUE! | #VALUE! | #VALUE! | #VALUE! | #VALUE! | #VALUE! | #VALUE! |  |  |  |  | #VALUE! | #VALUE! | #VALUE! |  |  | #VALUE! | #VALUE! | #VALUE! | #VALUE! | #VALUE! | #VALUE! | #VALUE! | #VALUE! |  |  | #VALUE! | #VALUE! | #VALUE! | #VALUE! | #VALUE! |  |  | #VALUE! | #VALUE! | #VALUE! | #VALUE! | #VALUE! | #VALUE! | #VALUE! | #VALUE! |  |  | #VALUE! | #VALUE! | #VALUE! | #VALUE! | #VALUE! |  |  | #VALUE! | #VALUE! | #VALUE! | #VALUE! | #VALUE! | #VALUE! | #VALUE! | #VALUE! | 0 | #REF! | #VALUE! | #VALUE! | #VALUE! | #VALUE! | #VALUE! | #VALUE! | #VALUE! | 0
|  |  |  | 0 | 51 | 0 |  |  | 1 | 1.0842e-19 | 0 | 1.0669e-18 | 1.0669e-18 | 1.0669e-18 | 0 | 0 |  |  |  |  | #VALUE! | #VALUE! | #VALUE! |  |  | #VALUE! | #VALUE! | #VALUE! | #VALUE! | #VALUE! | #VALUE! | #VALUE! | #VALUE! |  |  |  |  | #VALUE! | #VALUE! | #VALUE! |  |  | #VALUE! | #VALUE! | #VALUE! | #VALUE! | #VALUE! | #VALUE! | #VALUE! | #VALUE! |  |  |  |  | #VALUE! | #VALUE! | #VALUE! |  |  | #VALUE! | #VALUE! | #VALUE! | #VALUE! | #VALUE! | #VALUE! | #VALUE! | #VALUE! |  |  |  |  | #VALUE! | #VALUE! | #VALUE! |  |  | #VALUE! | #VALUE! | #VALUE! | #VALUE! | #VALUE! | #VALUE! | #VALUE! | #VALUE! |  |  |  |  | #VALUE! | #VALUE! | #VALUE! |  |  | #VALUE! | #VALUE! | #VALUE! | #VALUE! | #VALUE! | #VALUE! | #VALUE! | #VALUE! |  |  | #VALUE! | #VALUE! | #VALUE! | #VALUE! | #VALUE! |  |  | #VALUE! | #VALUE! | #VALUE! | #VALUE! | #VALUE! | #VALUE! | #VALUE! | #VALUE! |  |  | #VALUE! | #VALUE! | #VALUE! | #VALUE! | #VALUE! |  |  | #VALUE! | #VALUE! | #VALUE! | #VALUE! | #VALUE! | #VALUE! | #VALUE! | #VALUE! | 0 | #REF! | #VALUE! | #VALUE! | #VALUE! | #VALUE! | #VALUE! | #VALUE! | #VALUE! | 0
|  |  |  | 0 | 51 | 0 |  |  | 1 | 1.0842e-19 | 0 | 1.0669e-18 | 1.0669e-18 | 1.0669e-18 | 0 | 0 |  |  |  |  | #VALUE! | #VALUE! | #VALUE! |  |  | #VALUE! | #VALUE! | #VALUE! | #VALUE! | #VALUE! | #VALUE! | #VALUE! | #VALUE! |  |  |  |  | #VALUE! | #VALUE! | #VALUE! |  |  | #VALUE! | #VALUE! | #VALUE! | #VALUE! | #VALUE! | #VALUE! | #VALUE! | #VALUE! |  |  |  |  | #VALUE! | #VALUE! | #VALUE! |  |  | #VALUE! | #VALUE! | #VALUE! | #VALUE! | #VALUE! | #VALUE! | #VALUE! | #VALUE! |  |  |  |  | #VALUE! | #VALUE! | #VALUE! |  |  | #VALUE! | #VALUE! | #VALUE! | #VALUE! | #VALUE! | #VALUE! | #VALUE! | #VALUE! |  |  |  |  | #VALUE! | #VALUE! | #VALUE! |  |  | #VALUE! | #VALUE! | #VALUE! | #VALUE! | #VALUE! | #VALUE! | #VALUE! | #VALUE! |  |  | #VALUE! | #VALUE! | #VALUE! | #VALUE! | #VALUE! |  |  | #VALUE! | #VALUE! | #VALUE! | #VALUE! | #VALUE! | #VALUE! | #VALUE! | #VALUE! |  |  | #VALUE! | #VALUE! | #VALUE! | #VALUE! | #VALUE! |  |  | #VALUE! | #VALUE! | #VALUE! | #VALUE! | #VALUE! | #VALUE! | #VALUE! | #VALUE! | 0 | #REF! | #VALUE! | #VALUE! | #VALUE! | #VALUE! | #VALUE! | #VALUE! | #VALUE! | 0
|  |  |  | 0 | 51 | 0 |  |  | 1 | 1.0842e-19 | 0 | 1.0669e-18 | 1.0669e-18 | 1.0669e-18 | 0 | 0 |  |  |  |  | #VALUE! | #VALUE! | #VALUE! |  |  | #VALUE! | #VALUE! | #VALUE! | #VALUE! | #VALUE! | #VALUE! | #VALUE! | #VALUE! |  |  |  |  | #VALUE! | #VALUE! | #VALUE! |  |  | #VALUE! | #VALUE! | #VALUE! | #VALUE! | #VALUE! | #VALUE! | #VALUE! | #VALUE! |  |  |  |  | #VALUE! | #VALUE! | #VALUE! |  |  | #VALUE! | #VALUE! | #VALUE! | #VALUE! | #VALUE! | #VALUE! | #VALUE! | #VALUE! |  |  |  |  | #VALUE! | #VALUE! | #VALUE! |  |  | #VALUE! | #VALUE! | #VALUE! | #VALUE! | #VALUE! | #VALUE! | #VALUE! | #VALUE! |  |  |  |  | #VALUE! | #VALUE! | #VALUE! |  |  | #VALUE! | #VALUE! | #VALUE! | #VALUE! | #VALUE! | #VALUE! | #VALUE! | #VALUE! |  |  | #VALUE! | #VALUE! | #VALUE! | #VALUE! | #VALUE! |  |  | #VALUE! | #VALUE! | #VALUE! | #VALUE! | #VALUE! | #VALUE! | #VALUE! | #VALUE! |  |  | #VALUE! | #VALUE! | #VALUE! | #VALUE! | #VALUE! |  |  | #VALUE! | #VALUE! | #VALUE! | #VALUE! | #VALUE! | #VALUE! | #VALUE! | #VALUE! | 0 | #REF! | #VALUE! | #VALUE! | #VALUE! | #VALUE! | #VALUE! | #VALUE! | #VALUE! | 0
|  |  |  | 0 | 51 | 0 |  |  | 1 | 1.0842e-19 | 0 | 1.0669e-18 | 1.0669e-18 | 1.0669e-18 | 0 | 0 |  |  |  |  | #VALUE! | #VALUE! | #VALUE! |  |  | #VALUE! | #VALUE! | #VALUE! | #VALUE! | #VALUE! | #VALUE! | #VALUE! | #VALUE! |  |  |  |  | #VALUE! | #VALUE! | #VALUE! |  |  | #VALUE! | #VALUE! | #VALUE! | #VALUE! | #VALUE! | #VALUE! | #VALUE! | #VALUE! |  |  |  |  | #VALUE! | #VALUE! | #VALUE! |  |  | #VALUE! | #VALUE! | #VALUE! | #VALUE! | #VALUE! | #VALUE! | #VALUE! | #VALUE! |  |  |  |  | #VALUE! | #VALUE! | #VALUE! |  |  | #VALUE! | #VALUE! | #VALUE! | #VALUE! | #VALUE! | #VALUE! | #VALUE! | #VALUE! |  |  |  |  | #VALUE! | #VALUE! | #VALUE! |  |  | #VALUE! | #VALUE! | #VALUE! | #VALUE! | #VALUE! | #VALUE! | #VALUE! | #VALUE! |  |  | #VALUE! | #VALUE! | #VALUE! | #VALUE! | #VALUE! |  |  | #VALUE! | #VALUE! | #VALUE! | #VALUE! | #VALUE! | #VALUE! | #VALUE! | #VALUE! |  |  | #VALUE! | #VALUE! | #VALUE! | #VALUE! | #VALUE! |  |  | #VALUE! | #VALUE! | #VALUE! | #VALUE! | #VALUE! | #VALUE! | #VALUE! | #VALUE! | 0 | #REF! | #VALUE! | #VALUE! | #VALUE! | #VALUE! | #VALUE! | #VALUE! | #VALUE! | 0
|  |  |  | 0 | 51 | 0 |  |  | 1 | 1.0842e-19 | 0 | 1.0669e-18 | 1.0669e-18 | 1.0669e-18 | 0 | 0 |  |  |  |  | #VALUE! | #VALUE! | #VALUE! |  |  | #VALUE! | #VALUE! | #VALUE! | #VALUE! | #VALUE! | #VALUE! | #VALUE! | #VALUE! |  |  |  |  | #VALUE! | #VALUE! | #VALUE! |  |  | #VALUE! | #VALUE! | #VALUE! | #VALUE! | #VALUE! | #VALUE! | #VALUE! | #VALUE! |  |  |  |  | #VALUE! | #VALUE! | #VALUE! |  |  | #VALUE! | #VALUE! | #VALUE! | #VALUE! | #VALUE! | #VALUE! | #VALUE! | #VALUE! |  |  |  |  | #VALUE! | #VALUE! | #VALUE! |  |  | #VALUE! | #VALUE! | #VALUE! | #VALUE! | #VALUE! | #VALUE! | #VALUE! | #VALUE! |  |  |  |  | #VALUE! | #VALUE! | #VALUE! |  |  | #VALUE! | #VALUE! | #VALUE! | #VALUE! | #VALUE! | #VALUE! | #VALUE! | #VALUE! |  |  | #VALUE! | #VALUE! | #VALUE! | #VALUE! | #VALUE! |  |  | #VALUE! | #VALUE! | #VALUE! | #VALUE! | #VALUE! | #VALUE! | #VALUE! | #VALUE! |  |  | #VALUE! | #VALUE! | #VALUE! | #VALUE! | #VALUE! |  |  | #VALUE! | #VALUE! | #VALUE! | #VALUE! | #VALUE! | #VALUE! | #VALUE! | #VALUE! | 0 | #REF! | #VALUE! | #VALUE! | #VALUE! | #VALUE! | #VALUE! | #VALUE! | #VALUE! | 0
|  |  |  | 0 | 51 | 0 |  |  | 1 | 1.0842e-19 | 0 | 1.0669e-18 | 1.0669e-18 | 1.0669e-18 | 0 | 0 |  |  |  |  | #VALUE! | #VALUE! | #VALUE! |  |  | #VALUE! | #VALUE! | #VALUE! | #VALUE! | #VALUE! | #VALUE! | #VALUE! | #VALUE! |  |  |  |  | #VALUE! | #VALUE! | #VALUE! |  |  | #VALUE! | #VALUE! | #VALUE! | #VALUE! | #VALUE! | #VALUE! | #VALUE! | #VALUE! |  |  |  |  | #VALUE! | #VALUE! | #VALUE! |  |  | #VALUE! | #VALUE! | #VALUE! | #VALUE! | #VALUE! | #VALUE! | #VALUE! | #VALUE! |  |  |  |  | #VALUE! | #VALUE! | #VALUE! |  |  | #VALUE! | #VALUE! | #VALUE! | #VALUE! | #VALUE! | #VALUE! | #VALUE! | #VALUE! |  |  |  |  | #VALUE! | #VALUE! | #VALUE! |  |  | #VALUE! | #VALUE! | #VALUE! | #VALUE! | #VALUE! | #VALUE! | #VALUE! | #VALUE! |  |  | #VALUE! | #VALUE! | #VALUE! | #VALUE! | #VALUE! |  |  | #VALUE! | #VALUE! | #VALUE! | #VALUE! | #VALUE! | #VALUE! | #VALUE! | #VALUE! |  |  | #VALUE! | #VALUE! | #VALUE! | #VALUE! | #VALUE! |  |  | #VALUE! | #VALUE! | #VALUE! | #VALUE! | #VALUE! | #VALUE! | #VALUE! | #VALUE! | 0 | #REF! | #VALUE! | #VALUE! | #VALUE! | #VALUE! | #VALUE! | #VALUE! | #VALUE! | 0
|  |  |  | 0 | 51 | 0 |  |  | 1 | 1.0842e-19 | 0 | 1.0669e-18 | 1.0669e-18 | 1.0669e-18 | 0 | 0 |  |  |  |  | #VALUE! | #VALUE! | #VALUE! |  |  | #VALUE! | #VALUE! | #VALUE! | #VALUE! | #VALUE! | #VALUE! | #VALUE! | #VALUE! |  |  |  |  | #VALUE! | #VALUE! | #VALUE! |  |  | #VALUE! | #VALUE! | #VALUE! | #VALUE! | #VALUE! | #VALUE! | #VALUE! | #VALUE! |  |  |  |  | #VALUE! | #VALUE! | #VALUE! |  |  | #VALUE! | #VALUE! | #VALUE! | #VALUE! | #VALUE! | #VALUE! | #VALUE! | #VALUE! |  |  |  |  | #VALUE! | #VALUE! | #VALUE! |  |  | #VALUE! | #VALUE! | #VALUE! | #VALUE! | #VALUE! | #VALUE! | #VALUE! | #VALUE! |  |  |  |  | #VALUE! | #VALUE! | #VALUE! |  |  | #VALUE! | #VALUE! | #VALUE! | #VALUE! | #VALUE! | #VALUE! | #VALUE! | #VALUE! |  |  | #VALUE! | #VALUE! | #VALUE! | #VALUE! | #VALUE! |  |  | #VALUE! | #VALUE! | #VALUE! | #VALUE! | #VALUE! | #VALUE! | #VALUE! | #VALUE! |  |  | #VALUE! | #VALUE! | #VALUE! | #VALUE! | #VALUE! |  |  | #VALUE! | #VALUE! | #VALUE! | #VALUE! | #VALUE! | #VALUE! | #VALUE! | #VALUE! | 0 | #REF! | #VALUE! | #VALUE! | #VALUE! | #VALUE! | #VALUE! | #VALUE! | #VALUE! | 0
|  |  |  | 0 | 51 | 0 |  |  | 1 | 1.0842e-19 | 0 | 1.0669e-18 | 1.0669e-18 | 1.0669e-18 | 0 | 0 |  |  |  |  | #VALUE! | #VALUE! | #VALUE! |  |  | #VALUE! | #VALUE! | #VALUE! | #VALUE! | #VALUE! | #VALUE! | #VALUE! | #VALUE! |  |  |  |  | #VALUE! | #VALUE! | #VALUE! |  |  | #VALUE! | #VALUE! | #VALUE! | #VALUE! | #VALUE! | #VALUE! | #VALUE! | #VALUE! |  |  |  |  | #VALUE! | #VALUE! | #VALUE! |  |  | #VALUE! | #VALUE! | #VALUE! | #VALUE! | #VALUE! | #VALUE! | #VALUE! | #VALUE! |  |  |  |  | #VALUE! | #VALUE! | #VALUE! |  |  | #VALUE! | #VALUE! | #VALUE! | #VALUE! | #VALUE! | #VALUE! | #VALUE! | #VALUE! |  |  |  |  | #VALUE! | #VALUE! | #VALUE! |  |  | #VALUE! | #VALUE! | #VALUE! | #VALUE! | #VALUE! | #VALUE! | #VALUE! | #VALUE! |  |  | #VALUE! | #VALUE! | #VALUE! | #VALUE! | #VALUE! |  |  | #VALUE! | #VALUE! | #VALUE! | #VALUE! | #VALUE! | #VALUE! | #VALUE! | #VALUE! |  |  | #VALUE! | #VALUE! | #VALUE! | #VALUE! | #VALUE! |  |  | #VALUE! | #VALUE! | #VALUE! | #VALUE! | #VALUE! | #VALUE! | #VALUE! | #VALUE! | 0 | #REF! | #VALUE! | #VALUE! | #VALUE! | #VALUE! | #VALUE! | #VALUE! | #VALUE! | 0
|  |  |  | 0 | 51 | 0 |  |  | 1 | 1.0842e-19 | 0 | 1.0669e-18 | 1.0669e-18 | 1.0669e-18 | 0 | 0 |  |  |  |  | #VALUE! | #VALUE! | #VALUE! |  |  | #VALUE! | #VALUE! | #VALUE! | #VALUE! | #VALUE! | #VALUE! | #VALUE! | #VALUE! |  |  |  |  | #VALUE! | #VALUE! | #VALUE! |  |  | #VALUE! | #VALUE! | #VALUE! | #VALUE! | #VALUE! | #VALUE! | #VALUE! | #VALUE! |  |  |  |  | #VALUE! | #VALUE! | #VALUE! |  |  | #VALUE! | #VALUE! | #VALUE! | #VALUE! | #VALUE! | #VALUE! | #VALUE! | #VALUE! |  |  |  |  | #VALUE! | #VALUE! | #VALUE! |  |  | #VALUE! | #VALUE! | #VALUE! | #VALUE! | #VALUE! | #VALUE! | #VALUE! | #VALUE! |  |  |  |  | #VALUE! | #VALUE! | #VALUE! |  |  | #VALUE! | #VALUE! | #VALUE! | #VALUE! | #VALUE! | #VALUE! | #VALUE! | #VALUE! |  |  | #VALUE! | #VALUE! | #VALUE! | #VALUE! | #VALUE! |  |  | #VALUE! | #VALUE! | #VALUE! | #VALUE! | #VALUE! | #VALUE! | #VALUE! | #VALUE! |  |  | #VALUE! | #VALUE! | #VALUE! | #VALUE! | #VALUE! |  |  | #VALUE! | #VALUE! | #VALUE! | #VALUE! | #VALUE! | #VALUE! | #VALUE! | #VALUE! | 0 | #REF! | #VALUE! | #VALUE! | #VALUE! | #VALUE! | #VALUE! | #VALUE! | #VALUE! | 0
|  |  |  | 0 | 51 | 0 |  |  | 1 | 1.0842e-19 | 0 | 1.0669e-18 | 1.0669e-18 | 1.0669e-18 | 0 | 0 |  |  |  |  | #VALUE! | #VALUE! | #VALUE! |  |  | #VALUE! | #VALUE! | #VALUE! | #VALUE! | #VALUE! | #VALUE! | #VALUE! | #VALUE! |  |  |  |  | #VALUE! | #VALUE! | #VALUE! |  |  | #VALUE! | #VALUE! | #VALUE! | #VALUE! | #VALUE! | #VALUE! | #VALUE! | #VALUE! |  |  |  |  | #VALUE! | #VALUE! | #VALUE! |  |  | #VALUE! | #VALUE! | #VALUE! | #VALUE! | #VALUE! | #VALUE! | #VALUE! | #VALUE! |  |  |  |  | #VALUE! | #VALUE! | #VALUE! |  |  | #VALUE! | #VALUE! | #VALUE! | #VALUE! | #VALUE! | #VALUE! | #VALUE! | #VALUE! |  |  |  |  | #VALUE! | #VALUE! | #VALUE! |  |  | #VALUE! | #VALUE! | #VALUE! | #VALUE! | #VALUE! | #VALUE! | #VALUE! | #VALUE! |  |  | #VALUE! | #VALUE! | #VALUE! | #VALUE! | #VALUE! |  |  | #VALUE! | #VALUE! | #VALUE! | #VALUE! | #VALUE! | #VALUE! | #VALUE! | #VALUE! |  |  | #VALUE! | #VALUE! | #VALUE! | #VALUE! | #VALUE! |  |  | #VALUE! | #VALUE! | #VALUE! | #VALUE! | #VALUE! | #VALUE! | #VALUE! | #VALUE! | 0 | #REF! | #VALUE! | #VALUE! | #VALUE! | #VALUE! | #VALUE! | #VALUE! | #VALUE! | 0
|  |  |  | 0 | 51 | 0 |  |  | 1 | 1.0842e-19 | 0 | 1.0669e-18 | 1.0669e-18 | 1.0669e-18 | 0 | 0 |  |  |  |  | #VALUE! | #VALUE! | #VALUE! |  |  | #VALUE! | #VALUE! | #VALUE! | #VALUE! | #VALUE! | #VALUE! | #VALUE! | #VALUE! |  |  |  |  | #VALUE! | #VALUE! | #VALUE! |  |  | #VALUE! | #VALUE! | #VALUE! | #VALUE! | #VALUE! | #VALUE! | #VALUE! | #VALUE! |  |  |  |  | #VALUE! | #VALUE! | #VALUE! |  |  | #VALUE! | #VALUE! | #VALUE! | #VALUE! | #VALUE! | #VALUE! | #VALUE! | #VALUE! |  |  |  |  | #VALUE! | #VALUE! | #VALUE! |  |  | #VALUE! | #VALUE! | #VALUE! | #VALUE! | #VALUE! | #VALUE! | #VALUE! | #VALUE! |  |  |  |  | #VALUE! | #VALUE! | #VALUE! |  |  | #VALUE! | #VALUE! | #VALUE! | #VALUE! | #VALUE! | #VALUE! | #VALUE! | #VALUE! |  |  | #VALUE! | #VALUE! | #VALUE! | #VALUE! | #VALUE! |  |  | #VALUE! | #VALUE! | #VALUE! | #VALUE! | #VALUE! | #VALUE! | #VALUE! | #VALUE! |  |  | #VALUE! | #VALUE! | #VALUE! | #VALUE! | #VALUE! |  |  | #VALUE! | #VALUE! | #VALUE! | #VALUE! | #VALUE! | #VALUE! | #VALUE! | #VALUE! | 0 | #REF! | #VALUE! | #VALUE! | #VALUE! | #VALUE! | #VALUE! | #VALUE! | #VALUE! | 0
|  |  |  | 0 | 51 | 0 |  |  | 1 | 1.0842e-19 | 0 | 1.0669e-18 | 1.0669e-18 | 1.0669e-18 | 0 | 0 |  |  |  |  | #VALUE! | #VALUE! | #VALUE! |  |  | #VALUE! | #VALUE! | #VALUE! | #VALUE! | #VALUE! | #VALUE! | #VALUE! | #VALUE! |  |  |  |  | #VALUE! | #VALUE! | #VALUE! |  |  | #VALUE! | #VALUE! | #VALUE! | #VALUE! | #VALUE! | #VALUE! | #VALUE! | #VALUE! |  |  |  |  | #VALUE! | #VALUE! | #VALUE! |  |  | #VALUE! | #VALUE! | #VALUE! | #VALUE! | #VALUE! | #VALUE! | #VALUE! | #VALUE! |  |  |  |  | #VALUE! | #VALUE! | #VALUE! |  |  | #VALUE! | #VALUE! | #VALUE! | #VALUE! | #VALUE! | #VALUE! | #VALUE! | #VALUE! |  |  |  |  | #VALUE! | #VALUE! | #VALUE! |  |  | #VALUE! | #VALUE! | #VALUE! | #VALUE! | #VALUE! | #VALUE! | #VALUE! | #VALUE! |  |  | #VALUE! | #VALUE! | #VALUE! | #VALUE! | #VALUE! |  |  | #VALUE! | #VALUE! | #VALUE! | #VALUE! | #VALUE! | #VALUE! | #VALUE! | #VALUE! |  |  | #VALUE! | #VALUE! | #VALUE! | #VALUE! | #VALUE! |  |  | #VALUE! | #VALUE! | #VALUE! | #VALUE! | #VALUE! | #VALUE! | #VALUE! | #VALUE! | 0 | #REF! | #VALUE! | #VALUE! | #VALUE! | #VALUE! | #VALUE! | #VALUE! | #VALUE! | 0
|  |  |  | 0 | 51 | 0 |  |  | 1 | 1.0842e-19 | 0 | 1.0669e-18 | 1.0669e-18 | 1.0669e-18 | 0 | 0 |  |  |  |  | #VALUE! | #VALUE! | #VALUE! |  |  | #VALUE! | #VALUE! | #VALUE! | #VALUE! | #VALUE! | #VALUE! | #VALUE! | #VALUE! |  |  |  |  | #VALUE! | #VALUE! | #VALUE! |  |  | #VALUE! | #VALUE! | #VALUE! | #VALUE! | #VALUE! | #VALUE! | #VALUE! | #VALUE! |  |  |  |  | #VALUE! | #VALUE! | #VALUE! |  |  | #VALUE! | #VALUE! | #VALUE! | #VALUE! | #VALUE! | #VALUE! | #VALUE! | #VALUE! |  |  |  |  | #VALUE! | #VALUE! | #VALUE! |  |  | #VALUE! | #VALUE! | #VALUE! | #VALUE! | #VALUE! | #VALUE! | #VALUE! | #VALUE! |  |  |  |  | #VALUE! | #VALUE! | #VALUE! |  |  | #VALUE! | #VALUE! | #VALUE! | #VALUE! | #VALUE! | #VALUE! | #VALUE! | #VALUE! |  |  | #VALUE! | #VALUE! | #VALUE! | #VALUE! | #VALUE! |  |  | #VALUE! | #VALUE! | #VALUE! | #VALUE! | #VALUE! | #VALUE! | #VALUE! | #VALUE! |  |  | #VALUE! | #VALUE! | #VALUE! | #VALUE! | #VALUE! |  |  | #VALUE! | #VALUE! | #VALUE! | #VALUE! | #VALUE! | #VALUE! | #VALUE! | #VALUE! | 0 | #REF! | #VALUE! | #VALUE! | #VALUE! | #VALUE! | #VALUE! | #VALUE! | #VALUE! | 0
|  |  |  | 0 | 51 | 0 |  |  | 1 | 1.0842e-19 | 0 | 1.0669e-18 | 1.0669e-18 | 1.0669e-18 | 0 | 0 |  |  |  |  | #VALUE! | #VALUE! | #VALUE! |  |  | #VALUE! | #VALUE! | #VALUE! | #VALUE! | #VALUE! | #VALUE! | #VALUE! | #VALUE! |  |  |  |  | #VALUE! | #VALUE! | #VALUE! |  |  | #VALUE! | #VALUE! | #VALUE! | #VALUE! | #VALUE! | #VALUE! | #VALUE! | #VALUE! |  |  |  |  | #VALUE! | #VALUE! | #VALUE! |  |  | #VALUE! | #VALUE! | #VALUE! | #VALUE! | #VALUE! | #VALUE! | #VALUE! | #VALUE! |  |  |  |  | #VALUE! | #VALUE! | #VALUE! |  |  | #VALUE! | #VALUE! | #VALUE! | #VALUE! | #VALUE! | #VALUE! | #VALUE! | #VALUE! |  |  |  |  | #VALUE! | #VALUE! | #VALUE! |  |  | #VALUE! | #VALUE! | #VALUE! | #VALUE! | #VALUE! | #VALUE! | #VALUE! | #VALUE! |  |  | #VALUE! | #VALUE! | #VALUE! | #VALUE! | #VALUE! |  |  | #VALUE! | #VALUE! | #VALUE! | #VALUE! | #VALUE! | #VALUE! | #VALUE! | #VALUE! |  |  | #VALUE! | #VALUE! | #VALUE! | #VALUE! | #VALUE! |  |  | #VALUE! | #VALUE! | #VALUE! | #VALUE! | #VALUE! | #VALUE! | #VALUE! | #VALUE! | 0 | #REF! | #VALUE! | #VALUE! | #VALUE! | #VALUE! | #VALUE! | #VALUE! | #VALUE! | 0
|  |  |  | 0 | 51 | 0 |  |  | 1 | 1.0842e-19 | 0 | 1.0669e-18 | 1.0669e-18 | 1.0669e-18 | 0 | 0 |  |  |  |  | #VALUE! | #VALUE! | #VALUE! |  |  | #VALUE! | #VALUE! | #VALUE! | #VALUE! | #VALUE! | #VALUE! | #VALUE! | #VALUE! |  |  |  |  | #VALUE! | #VALUE! | #VALUE! |  |  | #VALUE! | #VALUE! | #VALUE! | #VALUE! | #VALUE! | #VALUE! | #VALUE! | #VALUE! |  |  |  |  | #VALUE! | #VALUE! | #VALUE! |  |  | #VALUE! | #VALUE! | #VALUE! | #VALUE! | #VALUE! | #VALUE! | #VALUE! | #VALUE! |  |  |  |  | #VALUE! | #VALUE! | #VALUE! |  |  | #VALUE! | #VALUE! | #VALUE! | #VALUE! | #VALUE! | #VALUE! | #VALUE! | #VALUE! |  |  |  |  | #VALUE! | #VALUE! | #VALUE! |  |  | #VALUE! | #VALUE! | #VALUE! | #VALUE! | #VALUE! | #VALUE! | #VALUE! | #VALUE! |  |  | #VALUE! | #VALUE! | #VALUE! | #VALUE! | #VALUE! |  |  | #VALUE! | #VALUE! | #VALUE! | #VALUE! | #VALUE! | #VALUE! | #VALUE! | #VALUE! |  |  | #VALUE! | #VALUE! | #VALUE! | #VALUE! | #VALUE! |  |  | #VALUE! | #VALUE! | #VALUE! | #VALUE! | #VALUE! | #VALUE! | #VALUE! | #VALUE! | 0 | #REF! | #VALUE! | #VALUE! | #VALUE! | #VALUE! | #VALUE! | #VALUE! | #VALUE! | 0
|  |  |  | 0 | 51 | 0 |  |  | 1 | 1.0842e-19 | 0 | 1.0669e-18 | 1.0669e-18 | 1.0669e-18 | 0 | 0 |  |  |  |  | #VALUE! | #VALUE! | #VALUE! |  |  | #VALUE! | #VALUE! | #VALUE! | #VALUE! | #VALUE! | #VALUE! | #VALUE! | #VALUE! |  |  |  |  | #VALUE! | #VALUE! | #VALUE! |  |  | #VALUE! | #VALUE! | #VALUE! | #VALUE! | #VALUE! | #VALUE! | #VALUE! | #VALUE! |  |  |  |  | #VALUE! | #VALUE! | #VALUE! |  |  | #VALUE! | #VALUE! | #VALUE! | #VALUE! | #VALUE! | #VALUE! | #VALUE! | #VALUE! |  |  |  |  | #VALUE! | #VALUE! | #VALUE! |  |  | #VALUE! | #VALUE! | #VALUE! | #VALUE! | #VALUE! | #VALUE! | #VALUE! | #VALUE! |  |  |  |  | #VALUE! | #VALUE! | #VALUE! |  |  | #VALUE! | #VALUE! | #VALUE! | #VALUE! | #VALUE! | #VALUE! | #VALUE! | #VALUE! |  |  | #VALUE! | #VALUE! | #VALUE! | #VALUE! | #VALUE! |  |  | #VALUE! | #VALUE! | #VALUE! | #VALUE! | #VALUE! | #VALUE! | #VALUE! | #VALUE! |  |  | #VALUE! | #VALUE! | #VALUE! | #VALUE! | #VALUE! |  |  | #VALUE! | #VALUE! | #VALUE! | #VALUE! | #VALUE! | #VALUE! | #VALUE! | #VALUE! | 0 | #REF! | #VALUE! | #VALUE! | #VALUE! | #VALUE! | #VALUE! | #VALUE! | #VALUE! | 0
|  |  |  | 0 | 51 | 0 |  |  | 1 | 1.0842e-19 | 0 | 1.0669e-18 | 1.0669e-18 | 1.0669e-18 | 0 | 0 |  |  |  |  | #VALUE! | #VALUE! | #VALUE! |  |  | #VALUE! | #VALUE! | #VALUE! | #VALUE! | #VALUE! | #VALUE! | #VALUE! | #VALUE! |  |  |  |  | #VALUE! | #VALUE! | #VALUE! |  |  | #VALUE! | #VALUE! | #VALUE! | #VALUE! | #VALUE! | #VALUE! | #VALUE! | #VALUE! |  |  |  |  | #VALUE! | #VALUE! | #VALUE! |  |  | #VALUE! | #VALUE! | #VALUE! | #VALUE! | #VALUE! | #VALUE! | #VALUE! | #VALUE! |  |  |  |  | #VALUE! | #VALUE! | #VALUE! |  |  | #VALUE! | #VALUE! | #VALUE! | #VALUE! | #VALUE! | #VALUE! | #VALUE! | #VALUE! |  |  |  |  | #VALUE! | #VALUE! | #VALUE! |  |  | #VALUE! | #VALUE! | #VALUE! | #VALUE! | #VALUE! | #VALUE! | #VALUE! | #VALUE! |  |  | #VALUE! | #VALUE! | #VALUE! | #VALUE! | #VALUE! |  |  | #VALUE! | #VALUE! | #VALUE! | #VALUE! | #VALUE! | #VALUE! | #VALUE! | #VALUE! |  |  | #VALUE! | #VALUE! | #VALUE! | #VALUE! | #VALUE! |  |  | #VALUE! | #VALUE! | #VALUE! | #VALUE! | #VALUE! | #VALUE! | #VALUE! | #VALUE! | 0 | #REF! | #VALUE! | #VALUE! | #VALUE! | #VALUE! | #VALUE! | #VALUE! | #VALUE! | 0
|  |  |  | 0 | 51 | 0 |  |  | 1 | 1.0842e-19 | 0 | 1.0669e-18 | 1.0669e-18 | 1.0669e-18 | 0 | 0 |  |  |  |  | #VALUE! | #VALUE! | #VALUE! |  |  | #VALUE! | #VALUE! | #VALUE! | #VALUE! | #VALUE! | #VALUE! | #VALUE! | #VALUE! |  |  |  |  | #VALUE! | #VALUE! | #VALUE! |  |  | #VALUE! | #VALUE! | #VALUE! | #VALUE! | #VALUE! | #VALUE! | #VALUE! | #VALUE! |  |  |  |  | #VALUE! | #VALUE! | #VALUE! |  |  | #VALUE! | #VALUE! | #VALUE! | #VALUE! | #VALUE! | #VALUE! | #VALUE! | #VALUE! |  |  |  |  | #VALUE! | #VALUE! | #VALUE! |  |  | #VALUE! | #VALUE! | #VALUE! | #VALUE! | #VALUE! | #VALUE! | #VALUE! | #VALUE! |  |  |  |  | #VALUE! | #VALUE! | #VALUE! |  |  | #VALUE! | #VALUE! | #VALUE! | #VALUE! | #VALUE! | #VALUE! | #VALUE! | #VALUE! |  |  | #VALUE! | #VALUE! | #VALUE! | #VALUE! | #VALUE! |  |  | #VALUE! | #VALUE! | #VALUE! | #VALUE! | #VALUE! | #VALUE! | #VALUE! | #VALUE! |  |  | #VALUE! | #VALUE! | #VALUE! | #VALUE! | #VALUE! |  |  | #VALUE! | #VALUE! | #VALUE! | #VALUE! | #VALUE! | #VALUE! | #VALUE! | #VALUE! | 0 | #REF! | #VALUE! | #VALUE! | #VALUE! | #VALUE! | #VALUE! | #VALUE! | #VALUE! | 0
|  |  |  | 0 | 51 | 0 |  |  | 1 | 1.0842e-19 | 0 | 1.0669e-18 | 1.0669e-18 | 1.0669e-18 | 0 | 0 |  |  |  |  | #VALUE! | #VALUE! | #VALUE! |  |  | #VALUE! | #VALUE! | #VALUE! | #VALUE! | #VALUE! | #VALUE! | #VALUE! | #VALUE! |  |  |  |  | #VALUE! | #VALUE! | #VALUE! |  |  | #VALUE! | #VALUE! | #VALUE! | #VALUE! | #VALUE! | #VALUE! | #VALUE! | #VALUE! |  |  |  |  | #VALUE! | #VALUE! | #VALUE! |  |  | #VALUE! | #VALUE! | #VALUE! | #VALUE! | #VALUE! | #VALUE! | #VALUE! | #VALUE! |  |  |  |  | #VALUE! | #VALUE! | #VALUE! |  |  | #VALUE! | #VALUE! | #VALUE! | #VALUE! | #VALUE! | #VALUE! | #VALUE! | #VALUE! |  |  |  |  | #VALUE! | #VALUE! | #VALUE! |  |  | #VALUE! | #VALUE! | #VALUE! | #VALUE! | #VALUE! | #VALUE! | #VALUE! | #VALUE! |  |  | #VALUE! | #VALUE! | #VALUE! | #VALUE! | #VALUE! |  |  | #VALUE! | #VALUE! | #VALUE! | #VALUE! | #VALUE! | #VALUE! | #VALUE! | #VALUE! |  |  | #VALUE! | #VALUE! | #VALUE! | #VALUE! | #VALUE! |  |  | #VALUE! | #VALUE! | #VALUE! | #VALUE! | #VALUE! | #VALUE! | #VALUE! | #VALUE! | 0 | #REF! | #VALUE! | #VALUE! | #VALUE! | #VALUE! | #VALUE! | #VALUE! | #VALUE! | 0
|  |  |  | 0 | 51 | 0 |  |  | 1 | 1.0842e-19 | 0 | 1.0669e-18 | 1.0669e-18 | 1.0669e-18 | 0 | 0 |  |  |  |  | #VALUE! | #VALUE! | #VALUE! |  |  | #VALUE! | #VALUE! | #VALUE! | #VALUE! | #VALUE! | #VALUE! | #VALUE! | #VALUE! |  |  |  |  | #VALUE! | #VALUE! | #VALUE! |  |  | #VALUE! | #VALUE! | #VALUE! | #VALUE! | #VALUE! | #VALUE! | #VALUE! | #VALUE! |  |  |  |  | #VALUE! | #VALUE! | #VALUE! |  |  | #VALUE! | #VALUE! | #VALUE! | #VALUE! | #VALUE! | #VALUE! | #VALUE! | #VALUE! |  |  |  |  | #VALUE! | #VALUE! | #VALUE! |  |  | #VALUE! | #VALUE! | #VALUE! | #VALUE! | #VALUE! | #VALUE! | #VALUE! | #VALUE! |  |  |  |  | #VALUE! | #VALUE! | #VALUE! |  |  | #VALUE! | #VALUE! | #VALUE! | #VALUE! | #VALUE! | #VALUE! | #VALUE! | #VALUE! |  |  | #VALUE! | #VALUE! | #VALUE! | #VALUE! | #VALUE! |  |  | #VALUE! | #VALUE! | #VALUE! | #VALUE! | #VALUE! | #VALUE! | #VALUE! | #VALUE! |  |  | #VALUE! | #VALUE! | #VALUE! | #VALUE! | #VALUE! |  |  | #VALUE! | #VALUE! | #VALUE! | #VALUE! | #VALUE! | #VALUE! | #VALUE! | #VALUE! | 0 | #REF! | #VALUE! | #VALUE! | #VALUE! | #VALUE! | #VALUE! | #VALUE! | #VALUE! | 0
|  |  |  | 0 | 51 | 0 |  |  | 1 | 1.0842e-19 | 0 | 1.0669e-18 | 1.0669e-18 | 1.0669e-18 | 0 | 0 |  |  |  |  | #VALUE! | #VALUE! | #VALUE! |  |  | #VALUE! | #VALUE! | #VALUE! | #VALUE! | #VALUE! | #VALUE! | #VALUE! | #VALUE! |  |  |  |  | #VALUE! | #VALUE! | #VALUE! |  |  | #VALUE! | #VALUE! | #VALUE! | #VALUE! | #VALUE! | #VALUE! | #VALUE! | #VALUE! |  |  |  |  | #VALUE! | #VALUE! | #VALUE! |  |  | #VALUE! | #VALUE! | #VALUE! | #VALUE! | #VALUE! | #VALUE! | #VALUE! | #VALUE! |  |  |  |  | #VALUE! | #VALUE! | #VALUE! |  |  | #VALUE! | #VALUE! | #VALUE! | #VALUE! | #VALUE! | #VALUE! | #VALUE! | #VALUE! |  |  |  |  | #VALUE! | #VALUE! | #VALUE! |  |  | #VALUE! | #VALUE! | #VALUE! | #VALUE! | #VALUE! | #VALUE! | #VALUE! | #VALUE! |  |  | #VALUE! | #VALUE! | #VALUE! | #VALUE! | #VALUE! |  |  | #VALUE! | #VALUE! | #VALUE! | #VALUE! | #VALUE! | #VALUE! | #VALUE! | #VALUE! |  |  | #VALUE! | #VALUE! | #VALUE! | #VALUE! | #VALUE! |  |  | #VALUE! | #VALUE! | #VALUE! | #VALUE! | #VALUE! | #VALUE! | #VALUE! | #VALUE! | 0 | #REF! | #VALUE! | #VALUE! | #VALUE! | #VALUE! | #VALUE! | #VALUE! | #VALUE! | 0
|  |  |  | 0 | 51 | 0 |  |  | 1 | 1.0842e-19 | 0 | 1.0669e-18 | 1.0669e-18 | 1.0669e-18 | 0 | 0 |  |  |  |  | #VALUE! | #VALUE! | #VALUE! |  |  | #VALUE! | #VALUE! | #VALUE! | #VALUE! | #VALUE! | #VALUE! | #VALUE! | #VALUE! |  |  |  |  | #VALUE! | #VALUE! | #VALUE! |  |  | #VALUE! | #VALUE! | #VALUE! | #VALUE! | #VALUE! | #VALUE! | #VALUE! | #VALUE! |  |  |  |  | #VALUE! | #VALUE! | #VALUE! |  |  | #VALUE! | #VALUE! | #VALUE! | #VALUE! | #VALUE! | #VALUE! | #VALUE! | #VALUE! |  |  |  |  | #VALUE! | #VALUE! | #VALUE! |  |  | #VALUE! | #VALUE! | #VALUE! | #VALUE! | #VALUE! | #VALUE! | #VALUE! | #VALUE! |  |  |  |  | #VALUE! | #VALUE! | #VALUE! |  |  | #VALUE! | #VALUE! | #VALUE! | #VALUE! | #VALUE! | #VALUE! | #VALUE! | #VALUE! |  |  | #VALUE! | #VALUE! | #VALUE! | #VALUE! | #VALUE! |  |  | #VALUE! | #VALUE! | #VALUE! | #VALUE! | #VALUE! | #VALUE! | #VALUE! | #VALUE! |  |  | #VALUE! | #VALUE! | #VALUE! | #VALUE! | #VALUE! |  |  | #VALUE! | #VALUE! | #VALUE! | #VALUE! | #VALUE! | #VALUE! | #VALUE! | #VALUE! | 0 | #REF! | #VALUE! | #VALUE! | #VALUE! | #VALUE! | #VALUE! | #VALUE! | #VALUE! | 0
|  |  |  | 0 | 51 | 0 |  |  | 1 | 1.0842e-19 | 0 | 1.0669e-18 | 1.0669e-18 | 1.0669e-18 | 0 | 0 |  |  |  |  | #VALUE! | #VALUE! | #VALUE! |  |  | #VALUE! | #VALUE! | #VALUE! | #VALUE! | #VALUE! | #VALUE! | #VALUE! | #VALUE! |  |  |  |  | #VALUE! | #VALUE! | #VALUE! |  |  | #VALUE! | #VALUE! | #VALUE! | #VALUE! | #VALUE! | #VALUE! | #VALUE! | #VALUE! |  |  |  |  | #VALUE! | #VALUE! | #VALUE! |  |  | #VALUE! | #VALUE! | #VALUE! | #VALUE! | #VALUE! | #VALUE! | #VALUE! | #VALUE! |  |  |  |  | #VALUE! | #VALUE! | #VALUE! |  |  | #VALUE! | #VALUE! | #VALUE! | #VALUE! | #VALUE! | #VALUE! | #VALUE! | #VALUE! |  |  |  |  | #VALUE! | #VALUE! | #VALUE! |  |  | #VALUE! | #VALUE! | #VALUE! | #VALUE! | #VALUE! | #VALUE! | #VALUE! | #VALUE! |  |  | #VALUE! | #VALUE! | #VALUE! | #VALUE! | #VALUE! |  |  | #VALUE! | #VALUE! | #VALUE! | #VALUE! | #VALUE! | #VALUE! | #VALUE! | #VALUE! |  |  | #VALUE! | #VALUE! | #VALUE! | #VALUE! | #VALUE! |  |  | #VALUE! | #VALUE! | #VALUE! | #VALUE! | #VALUE! | #VALUE! | #VALUE! | #VALUE! | 0 | #REF! | #VALUE! | #VALUE! | #VALUE! | #VALUE! | #VALUE! | #VALUE! | #VALUE! | 0
|  |  |  | 0 | 51 | 0 |  |  | 1 | 1.0842e-19 | 0 | 1.0669e-18 | 1.0669e-18 | 1.0669e-18 | 0 | 0 |  |  |  |  | #VALUE! | #VALUE! | #VALUE! |  |  | #VALUE! | #VALUE! | #VALUE! | #VALUE! | #VALUE! | #VALUE! | #VALUE! | #VALUE! |  |  |  |  | #VALUE! | #VALUE! | #VALUE! |  |  | #VALUE! | #VALUE! | #VALUE! | #VALUE! | #VALUE! | #VALUE! | #VALUE! | #VALUE! |  |  |  |  | #VALUE! | #VALUE! | #VALUE! |  |  | #VALUE! | #VALUE! | #VALUE! | #VALUE! | #VALUE! | #VALUE! | #VALUE! | #VALUE! |  |  |  |  | #VALUE! | #VALUE! | #VALUE! |  |  | #VALUE! | #VALUE! | #VALUE! | #VALUE! | #VALUE! | #VALUE! | #VALUE! | #VALUE! |  |  |  |  | #VALUE! | #VALUE! | #VALUE! |  |  | #VALUE! | #VALUE! | #VALUE! | #VALUE! | #VALUE! | #VALUE! | #VALUE! | #VALUE! |  |  | #VALUE! | #VALUE! | #VALUE! | #VALUE! | #VALUE! |  |  | #VALUE! | #VALUE! | #VALUE! | #VALUE! | #VALUE! | #VALUE! | #VALUE! | #VALUE! |  |  | #VALUE! | #VALUE! | #VALUE! | #VALUE! | #VALUE! |  |  | #VALUE! | #VALUE! | #VALUE! | #VALUE! | #VALUE! | #VALUE! | #VALUE! | #VALUE! | 0 | #REF! | #VALUE! | #VALUE! | #VALUE! | #VALUE! | #VALUE! | #VALUE! | #VALUE! | 0
|  |  |  | 0 | 51 | 0 |  |  | 1 | 1.0842e-19 | 0 | 1.0669e-18 | 1.0669e-18 | 1.0669e-18 | 0 | 0 |  |  |  |  | #VALUE! | #VALUE! | #VALUE! |  |  | #VALUE! | #VALUE! | #VALUE! | #VALUE! | #VALUE! | #VALUE! | #VALUE! | #VALUE! |  |  |  |  | #VALUE! | #VALUE! | #VALUE! |  |  | #VALUE! | #VALUE! | #VALUE! | #VALUE! | #VALUE! | #VALUE! | #VALUE! | #VALUE! |  |  |  |  | #VALUE! | #VALUE! | #VALUE! |  |  | #VALUE! | #VALUE! | #VALUE! | #VALUE! | #VALUE! | #VALUE! | #VALUE! | #VALUE! |  |  |  |  | #VALUE! | #VALUE! | #VALUE! |  |  | #VALUE! | #VALUE! | #VALUE! | #VALUE! | #VALUE! | #VALUE! | #VALUE! | #VALUE! |  |  |  |  | #VALUE! | #VALUE! | #VALUE! |  |  | #VALUE! | #VALUE! | #VALUE! | #VALUE! | #VALUE! | #VALUE! | #VALUE! | #VALUE! |  |  | #VALUE! | #VALUE! | #VALUE! | #VALUE! | #VALUE! |  |  | #VALUE! | #VALUE! | #VALUE! | #VALUE! | #VALUE! | #VALUE! | #VALUE! | #VALUE! |  |  | #VALUE! | #VALUE! | #VALUE! | #VALUE! | #VALUE! |  |  | #VALUE! | #VALUE! | #VALUE! | #VALUE! | #VALUE! | #VALUE! | #VALUE! | #VALUE! | 0 | #REF! | #VALUE! | #VALUE! | #VALUE! | #VALUE! | #VALUE! | #VALUE! | #VALUE! | 0
|  |  |  | 0 | 51 | 0 |  |  | 1 | 1.0842e-19 | 0 | 1.0669e-18 | 1.0669e-18 | 1.0669e-18 | 0 | 0 |  |  |  |  | #VALUE! | #VALUE! | #VALUE! |  |  | #VALUE! | #VALUE! | #VALUE! | #VALUE! | #VALUE! | #VALUE! | #VALUE! | #VALUE! |  |  |  |  | #VALUE! | #VALUE! | #VALUE! |  |  | #VALUE! | #VALUE! | #VALUE! | #VALUE! | #VALUE! | #VALUE! | #VALUE! | #VALUE! |  |  |  |  | #VALUE! | #VALUE! | #VALUE! |  |  | #VALUE! | #VALUE! | #VALUE! | #VALUE! | #VALUE! | #VALUE! | #VALUE! | #VALUE! |  |  |  |  | #VALUE! | #VALUE! | #VALUE! |  |  | #VALUE! | #VALUE! | #VALUE! | #VALUE! | #VALUE! | #VALUE! | #VALUE! | #VALUE! |  |  |  |  | #VALUE! | #VALUE! | #VALUE! |  |  | #VALUE! | #VALUE! | #VALUE! | #VALUE! | #VALUE! | #VALUE! | #VALUE! | #VALUE! |  |  | #VALUE! | #VALUE! | #VALUE! | #VALUE! | #VALUE! |  |  | #VALUE! | #VALUE! | #VALUE! | #VALUE! | #VALUE! | #VALUE! | #VALUE! | #VALUE! |  |  | #VALUE! | #VALUE! | #VALUE! | #VALUE! | #VALUE! |  |  | #VALUE! | #VALUE! | #VALUE! | #VALUE! | #VALUE! | #VALUE! | #VALUE! | #VALUE! | 0 | #REF! | #VALUE! | #VALUE! | #VALUE! | #VALUE! | #VALUE! | #VALUE! | #VALUE! | 0
|  |  |  | 0 | 51 | 0 |  |  | 1 | 1.0842e-19 | 0 | 1.0669e-18 | 1.0669e-18 | 1.0669e-18 | 0 | 0 |  |  |  |  | #VALUE! | #VALUE! | #VALUE! |  |  | #VALUE! | #VALUE! | #VALUE! | #VALUE! | #VALUE! | #VALUE! | #VALUE! | #VALUE! |  |  |  |  | #VALUE! | #VALUE! | #VALUE! |  |  | #VALUE! | #VALUE! | #VALUE! | #VALUE! | #VALUE! | #VALUE! | #VALUE! | #VALUE! |  |  |  |  | #VALUE! | #VALUE! | #VALUE! |  |  | #VALUE! | #VALUE! | #VALUE! | #VALUE! | #VALUE! | #VALUE! | #VALUE! | #VALUE! |  |  |  |  | #VALUE! | #VALUE! | #VALUE! |  |  | #VALUE! | #VALUE! | #VALUE! | #VALUE! | #VALUE! | #VALUE! | #VALUE! | #VALUE! |  |  |  |  | #VALUE! | #VALUE! | #VALUE! |  |  | #VALUE! | #VALUE! | #VALUE! | #VALUE! | #VALUE! | #VALUE! | #VALUE! | #VALUE! |  |  | #VALUE! | #VALUE! | #VALUE! | #VALUE! | #VALUE! |  |  | #VALUE! | #VALUE! | #VALUE! | #VALUE! | #VALUE! | #VALUE! | #VALUE! | #VALUE! |  |  | #VALUE! | #VALUE! | #VALUE! | #VALUE! | #VALUE! |  |  | #VALUE! | #VALUE! | #VALUE! | #VALUE! | #VALUE! | #VALUE! | #VALUE! | #VALUE! | 0 | #REF! | #VALUE! | #VALUE! | #VALUE! | #VALUE! | #VALUE! | #VALUE! | #VALUE! | 0
|  |  |  | 0 | 51 | 0 |  |  | 1 | 1.0842e-19 | 0 | 1.0669e-18 | 1.0669e-18 | 1.0669e-18 | 0 | 0 |  |  |  |  | #VALUE! | #VALUE! | #VALUE! |  |  | #VALUE! | #VALUE! | #VALUE! | #VALUE! | #VALUE! | #VALUE! | #VALUE! | #VALUE! |  |  |  |  | #VALUE! | #VALUE! | #VALUE! |  |  | #VALUE! | #VALUE! | #VALUE! | #VALUE! | #VALUE! | #VALUE! | #VALUE! | #VALUE! |  |  |  |  | #VALUE! | #VALUE! | #VALUE! |  |  | #VALUE! | #VALUE! | #VALUE! | #VALUE! | #VALUE! | #VALUE! | #VALUE! | #VALUE! |  |  |  |  | #VALUE! | #VALUE! | #VALUE! |  |  | #VALUE! | #VALUE! | #VALUE! | #VALUE! | #VALUE! | #VALUE! | #VALUE! | #VALUE! |  |  |  |  | #VALUE! | #VALUE! | #VALUE! |  |  | #VALUE! | #VALUE! | #VALUE! | #VALUE! | #VALUE! | #VALUE! | #VALUE! | #VALUE! |  |  | #VALUE! | #VALUE! | #VALUE! | #VALUE! | #VALUE! |  |  | #VALUE! | #VALUE! | #VALUE! | #VALUE! | #VALUE! | #VALUE! | #VALUE! | #VALUE! |  |  | #VALUE! | #VALUE! | #VALUE! | #VALUE! | #VALUE! |  |  | #VALUE! | #VALUE! | #VALUE! | #VALUE! | #VALUE! | #VALUE! | #VALUE! | #VALUE! | 0 | #REF! | #VALUE! | #VALUE! | #VALUE! | #VALUE! | #VALUE! | #VALUE! | #VALUE! | 0
|  |  |  | 0 | 51 | 0 |  |  | 1 | 1.0842e-19 | 0 | 1.0669e-18 | 1.0669e-18 | 1.0669e-18 | 0 | 0 |  |  |  |  | #VALUE! | #VALUE! | #VALUE! |  |  | #VALUE! | #VALUE! | #VALUE! | #VALUE! | #VALUE! | #VALUE! | #VALUE! | #VALUE! |  |  |  |  | #VALUE! | #VALUE! | #VALUE! |  |  | #VALUE! | #VALUE! | #VALUE! | #VALUE! | #VALUE! | #VALUE! | #VALUE! | #VALUE! |  |  |  |  | #VALUE! | #VALUE! | #VALUE! |  |  | #VALUE! | #VALUE! | #VALUE! | #VALUE! | #VALUE! | #VALUE! | #VALUE! | #VALUE! |  |  |  |  | #VALUE! | #VALUE! | #VALUE! |  |  | #VALUE! | #VALUE! | #VALUE! | #VALUE! | #VALUE! | #VALUE! | #VALUE! | #VALUE! |  |  |  |  | #VALUE! | #VALUE! | #VALUE! |  |  | #VALUE! | #VALUE! | #VALUE! | #VALUE! | #VALUE! | #VALUE! | #VALUE! | #VALUE! |  |  | #VALUE! | #VALUE! | #VALUE! | #VALUE! | #VALUE! |  |  | #VALUE! | #VALUE! | #VALUE! | #VALUE! | #VALUE! | #VALUE! | #VALUE! | #VALUE! |  |  | #VALUE! | #VALUE! | #VALUE! | #VALUE! | #VALUE! |  |  | #VALUE! | #VALUE! | #VALUE! | #VALUE! | #VALUE! | #VALUE! | #VALUE! | #VALUE! | 0 | #REF! | #VALUE! | #VALUE! | #VALUE! | #VALUE! | #VALUE! | #VALUE! | #VALUE! | 0
|  |  |  | 0 | 51 | 0 |  |  | 1 | 1.0842e-19 | 0 | 1.0669e-18 | 1.0669e-18 | 1.0669e-18 | 0 | 0 |  |  |  |  | #VALUE! | #VALUE! | #VALUE! |  |  | #VALUE! | #VALUE! | #VALUE! | #VALUE! | #VALUE! | #VALUE! | #VALUE! | #VALUE! |  |  |  |  | #VALUE! | #VALUE! | #VALUE! |  |  | #VALUE! | #VALUE! | #VALUE! | #VALUE! | #VALUE! | #VALUE! | #VALUE! | #VALUE! |  |  |  |  | #VALUE! | #VALUE! | #VALUE! |  |  | #VALUE! | #VALUE! | #VALUE! | #VALUE! | #VALUE! | #VALUE! | #VALUE! | #VALUE! |  |  |  |  | #VALUE! | #VALUE! | #VALUE! |  |  | #VALUE! | #VALUE! | #VALUE! | #VALUE! | #VALUE! | #VALUE! | #VALUE! | #VALUE! |  |  |  |  | #VALUE! | #VALUE! | #VALUE! |  |  | #VALUE! | #VALUE! | #VALUE! | #VALUE! | #VALUE! | #VALUE! | #VALUE! | #VALUE! |  |  | #VALUE! | #VALUE! | #VALUE! | #VALUE! | #VALUE! |  |  | #VALUE! | #VALUE! | #VALUE! | #VALUE! | #VALUE! | #VALUE! | #VALUE! | #VALUE! |  |  | #VALUE! | #VALUE! | #VALUE! | #VALUE! | #VALUE! |  |  | #VALUE! | #VALUE! | #VALUE! | #VALUE! | #VALUE! | #VALUE! | #VALUE! | #VALUE! | 0 | #REF! | #VALUE! | #VALUE! | #VALUE! | #VALUE! | #VALUE! | #VALUE! | #VALUE! | 0
|  |  |  | 0 | 51 | 0 |  |  | 1 | 1.0842e-19 | 0 | 1.0669e-18 | 1.0669e-18 | 1.0669e-18 | 0 | 0 |  |  |  |  | #VALUE! | #VALUE! | #VALUE! |  |  | #VALUE! | #VALUE! | #VALUE! | #VALUE! | #VALUE! | #VALUE! | #VALUE! | #VALUE! |  |  |  |  | #VALUE! | #VALUE! | #VALUE! |  |  | #VALUE! | #VALUE! | #VALUE! | #VALUE! | #VALUE! | #VALUE! | #VALUE! | #VALUE! |  |  |  |  | #VALUE! | #VALUE! | #VALUE! |  |  | #VALUE! | #VALUE! | #VALUE! | #VALUE! | #VALUE! | #VALUE! | #VALUE! | #VALUE! |  |  |  |  | #VALUE! | #VALUE! | #VALUE! |  |  | #VALUE! | #VALUE! | #VALUE! | #VALUE! | #VALUE! | #VALUE! | #VALUE! | #VALUE! |  |  |  |  | #VALUE! | #VALUE! | #VALUE! |  |  | #VALUE! | #VALUE! | #VALUE! | #VALUE! | #VALUE! | #VALUE! | #VALUE! | #VALUE! |  |  | #VALUE! | #VALUE! | #VALUE! | #VALUE! | #VALUE! |  |  | #VALUE! | #VALUE! | #VALUE! | #VALUE! | #VALUE! | #VALUE! | #VALUE! | #VALUE! |  |  | #VALUE! | #VALUE! | #VALUE! | #VALUE! | #VALUE! |  |  | #VALUE! | #VALUE! | #VALUE! | #VALUE! | #VALUE! | #VALUE! | #VALUE! | #VALUE! | 0 | #REF! | #VALUE! | #VALUE! | #VALUE! | #VALUE! | #VALUE! | #VALUE! | #VALUE! | 0
|  |  |  | 0 | 51 | 0 |  |  | 1 | 1.0842e-19 | 0 | 1.0669e-18 | 1.0669e-18 | 1.0669e-18 | 0 | 0 |  |  |  |  | #VALUE! | #VALUE! | #VALUE! |  |  | #VALUE! | #VALUE! | #VALUE! | #VALUE! | #VALUE! | #VALUE! | #VALUE! | #VALUE! |  |  |  |  | #VALUE! | #VALUE! | #VALUE! |  |  | #VALUE! | #VALUE! | #VALUE! | #VALUE! | #VALUE! | #VALUE! | #VALUE! | #VALUE! |  |  |  |  | #VALUE! | #VALUE! | #VALUE! |  |  | #VALUE! | #VALUE! | #VALUE! | #VALUE! | #VALUE! | #VALUE! | #VALUE! | #VALUE! |  |  |  |  | #VALUE! | #VALUE! | #VALUE! |  |  | #VALUE! | #VALUE! | #VALUE! | #VALUE! | #VALUE! | #VALUE! | #VALUE! | #VALUE! |  |  |  |  | #VALUE! | #VALUE! | #VALUE! |  |  | #VALUE! | #VALUE! | #VALUE! | #VALUE! | #VALUE! | #VALUE! | #VALUE! | #VALUE! |  |  | #VALUE! | #VALUE! | #VALUE! | #VALUE! | #VALUE! |  |  | #VALUE! | #VALUE! | #VALUE! | #VALUE! | #VALUE! | #VALUE! | #VALUE! | #VALUE! |  |  | #VALUE! | #VALUE! | #VALUE! | #VALUE! | #VALUE! |  |  | #VALUE! | #VALUE! | #VALUE! | #VALUE! | #VALUE! | #VALUE! | #VALUE! | #VALUE! | 0 | #REF! | #VALUE! | #VALUE! | #VALUE! | #VALUE! | #VALUE! | #VALUE! | #VALUE! | 0
|  |  |  | 0 | 51 | 0 |  |  | 1 | 1.0842e-19 | 0 | 1.0669e-18 | 1.0669e-18 | 1.0669e-18 | 0 | 0 |  |  |  |  | #VALUE! | #VALUE! | #VALUE! |  |  | #VALUE! | #VALUE! | #VALUE! | #VALUE! | #VALUE! | #VALUE! | #VALUE! | #VALUE! |  |  |  |  | #VALUE! | #VALUE! | #VALUE! |  |  | #VALUE! | #VALUE! | #VALUE! | #VALUE! | #VALUE! | #VALUE! | #VALUE! | #VALUE! |  |  |  |  | #VALUE! | #VALUE! | #VALUE! |  |  | #VALUE! | #VALUE! | #VALUE! | #VALUE! | #VALUE! | #VALUE! | #VALUE! | #VALUE! |  |  |  |  | #VALUE! | #VALUE! | #VALUE! |  |  | #VALUE! | #VALUE! | #VALUE! | #VALUE! | #VALUE! | #VALUE! | #VALUE! | #VALUE! |  |  |  |  | #VALUE! | #VALUE! | #VALUE! |  |  | #VALUE! | #VALUE! | #VALUE! | #VALUE! | #VALUE! | #VALUE! | #VALUE! | #VALUE! |  |  | #VALUE! | #VALUE! | #VALUE! | #VALUE! | #VALUE! |  |  | #VALUE! | #VALUE! | #VALUE! | #VALUE! | #VALUE! | #VALUE! | #VALUE! | #VALUE! |  |  | #VALUE! | #VALUE! | #VALUE! | #VALUE! | #VALUE! |  |  | #VALUE! | #VALUE! | #VALUE! | #VALUE! | #VALUE! | #VALUE! | #VALUE! | #VALUE! | 0 | #REF! | #VALUE! | #VALUE! | #VALUE! | #VALUE! | #VALUE! | #VALUE! | #VALUE! | 0
|  |  |  | 0 | 51 | 0 |  |  | 1 | 1.0842e-19 | 0 | 1.0669e-18 | 1.0669e-18 | 1.0669e-18 | 0 | 0 |  |  |  |  | #VALUE! | #VALUE! | #VALUE! |  |  | #VALUE! | #VALUE! | #VALUE! | #VALUE! | #VALUE! | #VALUE! | #VALUE! | #VALUE! |  |  |  |  | #VALUE! | #VALUE! | #VALUE! |  |  | #VALUE! | #VALUE! | #VALUE! | #VALUE! | #VALUE! | #VALUE! | #VALUE! | #VALUE! |  |  |  |  | #VALUE! | #VALUE! | #VALUE! |  |  | #VALUE! | #VALUE! | #VALUE! | #VALUE! | #VALUE! | #VALUE! | #VALUE! | #VALUE! |  |  |  |  | #VALUE! | #VALUE! | #VALUE! |  |  | #VALUE! | #VALUE! | #VALUE! | #VALUE! | #VALUE! | #VALUE! | #VALUE! | #VALUE! |  |  |  |  | #VALUE! | #VALUE! | #VALUE! |  |  | #VALUE! | #VALUE! | #VALUE! | #VALUE! | #VALUE! | #VALUE! | #VALUE! | #VALUE! |  |  | #VALUE! | #VALUE! | #VALUE! | #VALUE! | #VALUE! |  |  | #VALUE! | #VALUE! | #VALUE! | #VALUE! | #VALUE! | #VALUE! | #VALUE! | #VALUE! |  |  | #VALUE! | #VALUE! | #VALUE! | #VALUE! | #VALUE! |  |  | #VALUE! | #VALUE! | #VALUE! | #VALUE! | #VALUE! | #VALUE! | #VALUE! | #VALUE! | 0 | #REF! | #VALUE! | #VALUE! | #VALUE! | #VALUE! | #VALUE! | #VALUE! | #VALUE! | 0
|  |  |  | 0 | 51 | 0 |  |  | 1 | 1.0842e-19 | 0 | 1.0669e-18 | 1.0669e-18 | 1.0669e-18 | 0 | 0 |  |  |  |  | #VALUE! | #VALUE! | #VALUE! |  |  | #VALUE! | #VALUE! | #VALUE! | #VALUE! | #VALUE! | #VALUE! | #VALUE! | #VALUE! |  |  |  |  | #VALUE! | #VALUE! | #VALUE! |  |  | #VALUE! | #VALUE! | #VALUE! | #VALUE! | #VALUE! | #VALUE! | #VALUE! | #VALUE! |  |  |  |  | #VALUE! | #VALUE! | #VALUE! |  |  | #VALUE! | #VALUE! | #VALUE! | #VALUE! | #VALUE! | #VALUE! | #VALUE! | #VALUE! |  |  |  |  | #VALUE! | #VALUE! | #VALUE! |  |  | #VALUE! | #VALUE! | #VALUE! | #VALUE! | #VALUE! | #VALUE! | #VALUE! | #VALUE! |  |  |  |  | #VALUE! | #VALUE! | #VALUE! |  |  | #VALUE! | #VALUE! | #VALUE! | #VALUE! | #VALUE! | #VALUE! | #VALUE! | #VALUE! |  |  | #VALUE! | #VALUE! | #VALUE! | #VALUE! | #VALUE! |  |  | #VALUE! | #VALUE! | #VALUE! | #VALUE! | #VALUE! | #VALUE! | #VALUE! | #VALUE! |  |  | #VALUE! | #VALUE! | #VALUE! | #VALUE! | #VALUE! |  |  | #VALUE! | #VALUE! | #VALUE! | #VALUE! | #VALUE! | #VALUE! | #VALUE! | #VALUE! | 0 | #REF! | #VALUE! | #VALUE! | #VALUE! | #VALUE! | #VALUE! | #VALUE! | #VALUE! | 0
|  |  |  | 0 | 51 | 0 |  |  | 1 | 1.0842e-19 | 0 | 1.0669e-18 | 1.0669e-18 | 1.0669e-18 | 0 | 0 |  |  |  |  | #VALUE! | #VALUE! | #VALUE! |  |  | #VALUE! | #VALUE! | #VALUE! | #VALUE! | #VALUE! | #VALUE! | #VALUE! | #VALUE! |  |  |  |  | #VALUE! | #VALUE! | #VALUE! |  |  | #VALUE! | #VALUE! | #VALUE! | #VALUE! | #VALUE! | #VALUE! | #VALUE! | #VALUE! |  |  |  |  | #VALUE! | #VALUE! | #VALUE! |  |  | #VALUE! | #VALUE! | #VALUE! | #VALUE! | #VALUE! | #VALUE! | #VALUE! | #VALUE! |  |  |  |  | #VALUE! | #VALUE! | #VALUE! |  |  | #VALUE! | #VALUE! | #VALUE! | #VALUE! | #VALUE! | #VALUE! | #VALUE! | #VALUE! |  |  |  |  | #VALUE! | #VALUE! | #VALUE! |  |  | #VALUE! | #VALUE! | #VALUE! | #VALUE! | #VALUE! | #VALUE! | #VALUE! | #VALUE! |  |  | #VALUE! | #VALUE! | #VALUE! | #VALUE! | #VALUE! |  |  | #VALUE! | #VALUE! | #VALUE! | #VALUE! | #VALUE! | #VALUE! | #VALUE! | #VALUE! |  |  | #VALUE! | #VALUE! | #VALUE! | #VALUE! | #VALUE! |  |  | #VALUE! | #VALUE! | #VALUE! | #VALUE! | #VALUE! | #VALUE! | #VALUE! | #VALUE! | 0 | #REF! | #VALUE! | #VALUE! | #VALUE! | #VALUE! | #VALUE! | #VALUE! | #VALUE! | 0
|  |  |  | 0 | 51 | 0 |  |  | 1 | 1.0842e-19 | 0 | 1.0669e-18 | 1.0669e-18 | 1.0669e-18 | 0 | 0 |  |  |  |  | #VALUE! | #VALUE! | #VALUE! |  |  | #VALUE! | #VALUE! | #VALUE! | #VALUE! | #VALUE! | #VALUE! | #VALUE! | #VALUE! |  |  |  |  | #VALUE! | #VALUE! | #VALUE! |  |  | #VALUE! | #VALUE! | #VALUE! | #VALUE! | #VALUE! | #VALUE! | #VALUE! | #VALUE! |  |  |  |  | #VALUE! | #VALUE! | #VALUE! |  |  | #VALUE! | #VALUE! | #VALUE! | #VALUE! | #VALUE! | #VALUE! | #VALUE! | #VALUE! |  |  |  |  | #VALUE! | #VALUE! | #VALUE! |  |  | #VALUE! | #VALUE! | #VALUE! | #VALUE! | #VALUE! | #VALUE! | #VALUE! | #VALUE! |  |  |  |  | #VALUE! | #VALUE! | #VALUE! |  |  | #VALUE! | #VALUE! | #VALUE! | #VALUE! | #VALUE! | #VALUE! | #VALUE! | #VALUE! |  |  | #VALUE! | #VALUE! | #VALUE! | #VALUE! | #VALUE! |  |  | #VALUE! | #VALUE! | #VALUE! | #VALUE! | #VALUE! | #VALUE! | #VALUE! | #VALUE! |  |  | #VALUE! | #VALUE! | #VALUE! | #VALUE! | #VALUE! |  |  | #VALUE! | #VALUE! | #VALUE! | #VALUE! | #VALUE! | #VALUE! | #VALUE! | #VALUE! | 0 | #REF! | #VALUE! | #VALUE! | #VALUE! | #VALUE! | #VALUE! | #VALUE! | #VALUE! | 0
|  |  |  | 0 | 51 | 0 |  |  | 1 | 1.0842e-19 | 0 | 1.0669e-18 | 1.0669e-18 | 1.0669e-18 | 0 | 0 |  |  |  |  | #VALUE! | #VALUE! | #VALUE! |  |  | #VALUE! | #VALUE! | #VALUE! | #VALUE! | #VALUE! | #VALUE! | #VALUE! | #VALUE! |  |  |  |  | #VALUE! | #VALUE! | #VALUE! |  |  | #VALUE! | #VALUE! | #VALUE! | #VALUE! | #VALUE! | #VALUE! | #VALUE! | #VALUE! |  |  |  |  | #VALUE! | #VALUE! | #VALUE! |  |  | #VALUE! | #VALUE! | #VALUE! | #VALUE! | #VALUE! | #VALUE! | #VALUE! | #VALUE! |  |  |  |  | #VALUE! | #VALUE! | #VALUE! |  |  | #VALUE! | #VALUE! | #VALUE! | #VALUE! | #VALUE! | #VALUE! | #VALUE! | #VALUE! |  |  |  |  | #VALUE! | #VALUE! | #VALUE! |  |  | #VALUE! | #VALUE! | #VALUE! | #VALUE! | #VALUE! | #VALUE! | #VALUE! | #VALUE! |  |  | #VALUE! | #VALUE! | #VALUE! | #VALUE! | #VALUE! |  |  | #VALUE! | #VALUE! | #VALUE! | #VALUE! | #VALUE! | #VALUE! | #VALUE! | #VALUE! |  |  | #VALUE! | #VALUE! | #VALUE! | #VALUE! | #VALUE! |  |  | #VALUE! | #VALUE! | #VALUE! | #VALUE! | #VALUE! | #VALUE! | #VALUE! | #VALUE! | 0 | #REF! | #VALUE! | #VALUE! | #VALUE! | #VALUE! | #VALUE! | #VALUE! | #VALUE! | 0
|  |  |  | 0 | 51 | 0 |  |  | 1 | 1.0842e-19 | 0 | 1.0669e-18 | 1.0669e-18 | 1.0669e-18 | 0 | 0 |  |  |  |  | #VALUE! | #VALUE! | #VALUE! |  |  | #VALUE! | #VALUE! | #VALUE! | #VALUE! | #VALUE! | #VALUE! | #VALUE! | #VALUE! |  |  |  |  | #VALUE! | #VALUE! | #VALUE! |  |  | #VALUE! | #VALUE! | #VALUE! | #VALUE! | #VALUE! | #VALUE! | #VALUE! | #VALUE! |  |  |  |  | #VALUE! | #VALUE! | #VALUE! |  |  | #VALUE! | #VALUE! | #VALUE! | #VALUE! | #VALUE! | #VALUE! | #VALUE! | #VALUE! |  |  |  |  | #VALUE! | #VALUE! | #VALUE! |  |  | #VALUE! | #VALUE! | #VALUE! | #VALUE! | #VALUE! | #VALUE! | #VALUE! | #VALUE! |  |  |  |  | #VALUE! | #VALUE! | #VALUE! |  |  | #VALUE! | #VALUE! | #VALUE! | #VALUE! | #VALUE! | #VALUE! | #VALUE! | #VALUE! |  |  | #VALUE! | #VALUE! | #VALUE! | #VALUE! | #VALUE! |  |  | #VALUE! | #VALUE! | #VALUE! | #VALUE! | #VALUE! | #VALUE! | #VALUE! | #VALUE! |  |  | #VALUE! | #VALUE! | #VALUE! | #VALUE! | #VALUE! |  |  | #VALUE! | #VALUE! | #VALUE! | #VALUE! | #VALUE! | #VALUE! | #VALUE! | #VALUE! | 0 | #REF! | #VALUE! | #VALUE! | #VALUE! | #VALUE! | #VALUE! | #VALUE! | #VALUE! | 0
|  |  |  | 0 | 51 | 0 |  |  | 1 | 1.0842e-19 | 0 | 1.0669e-18 | 1.0669e-18 | 1.0669e-18 | 0 | 0 |  |  |  |  | #VALUE! | #VALUE! | #VALUE! |  |  | #VALUE! | #VALUE! | #VALUE! | #VALUE! | #VALUE! | #VALUE! | #VALUE! | #VALUE! |  |  |  |  | #VALUE! | #VALUE! | #VALUE! |  |  | #VALUE! | #VALUE! | #VALUE! | #VALUE! | #VALUE! | #VALUE! | #VALUE! | #VALUE! |  |  |  |  | #VALUE! | #VALUE! | #VALUE! |  |  | #VALUE! | #VALUE! | #VALUE! | #VALUE! | #VALUE! | #VALUE! | #VALUE! | #VALUE! |  |  |  |  | #VALUE! | #VALUE! | #VALUE! |  |  | #VALUE! | #VALUE! | #VALUE! | #VALUE! | #VALUE! | #VALUE! | #VALUE! | #VALUE! |  |  |  |  | #VALUE! | #VALUE! | #VALUE! |  |  | #VALUE! | #VALUE! | #VALUE! | #VALUE! | #VALUE! | #VALUE! | #VALUE! | #VALUE! |  |  | #VALUE! | #VALUE! | #VALUE! | #VALUE! | #VALUE! |  |  | #VALUE! | #VALUE! | #VALUE! | #VALUE! | #VALUE! | #VALUE! | #VALUE! | #VALUE! |  |  | #VALUE! | #VALUE! | #VALUE! | #VALUE! | #VALUE! |  |  | #VALUE! | #VALUE! | #VALUE! | #VALUE! | #VALUE! | #VALUE! | #VALUE! | #VALUE! | 0 | #REF! | #VALUE! | #VALUE! | #VALUE! | #VALUE! | #VALUE! | #VALUE! | #VALUE! | 0
|  |  |  | 0 | 51 | 0 |  |  | 1 | 1.0842e-19 | 0 | 1.0669e-18 | 1.0669e-18 | 1.0669e-18 | 0 | 0 |  |  |  |  | #VALUE! | #VALUE! | #VALUE! |  |  | #VALUE! | #VALUE! | #VALUE! | #VALUE! | #VALUE! | #VALUE! | #VALUE! | #VALUE! |  |  |  |  | #VALUE! | #VALUE! | #VALUE! |  |  | #VALUE! | #VALUE! | #VALUE! | #VALUE! | #VALUE! | #VALUE! | #VALUE! | #VALUE! |  |  |  |  | #VALUE! | #VALUE! | #VALUE! |  |  | #VALUE! | #VALUE! | #VALUE! | #VALUE! | #VALUE! | #VALUE! | #VALUE! | #VALUE! |  |  |  |  | #VALUE! | #VALUE! | #VALUE! |  |  | #VALUE! | #VALUE! | #VALUE! | #VALUE! | #VALUE! | #VALUE! | #VALUE! | #VALUE! |  |  |  |  | #VALUE! | #VALUE! | #VALUE! |  |  | #VALUE! | #VALUE! | #VALUE! | #VALUE! | #VALUE! | #VALUE! | #VALUE! | #VALUE! |  |  | #VALUE! | #VALUE! | #VALUE! | #VALUE! | #VALUE! |  |  | #VALUE! | #VALUE! | #VALUE! | #VALUE! | #VALUE! | #VALUE! | #VALUE! | #VALUE! |  |  | #VALUE! | #VALUE! | #VALUE! | #VALUE! | #VALUE! |  |  | #VALUE! | #VALUE! | #VALUE! | #VALUE! | #VALUE! | #VALUE! | #VALUE! | #VALUE! | 0 | #REF! | #VALUE! | #VALUE! | #VALUE! | #VALUE! | #VALUE! | #VALUE! | #VALUE! | 0
|  |  |  | 0 | 51 | 0 |  |  | 1 | 1.0842e-19 | 0 | 1.0669e-18 | 1.0669e-18 | 1.0669e-18 | 0 | 0 |  |  |  |  | #VALUE! | #VALUE! | #VALUE! |  |  | #VALUE! | #VALUE! | #VALUE! | #VALUE! | #VALUE! | #VALUE! | #VALUE! | #VALUE! |  |  |  |  | #VALUE! | #VALUE! | #VALUE! |  |  | #VALUE! | #VALUE! | #VALUE! | #VALUE! | #VALUE! | #VALUE! | #VALUE! | #VALUE! |  |  |  |  | #VALUE! | #VALUE! | #VALUE! |  |  | #VALUE! | #VALUE! | #VALUE! | #VALUE! | #VALUE! | #VALUE! | #VALUE! | #VALUE! |  |  |  |  | #VALUE! | #VALUE! | #VALUE! |  |  | #VALUE! | #VALUE! | #VALUE! | #VALUE! | #VALUE! | #VALUE! | #VALUE! | #VALUE! |  |  |  |  | #VALUE! | #VALUE! | #VALUE! |  |  | #VALUE! | #VALUE! | #VALUE! | #VALUE! | #VALUE! | #VALUE! | #VALUE! | #VALUE! |  |  | #VALUE! | #VALUE! | #VALUE! | #VALUE! | #VALUE! |  |  | #VALUE! | #VALUE! | #VALUE! | #VALUE! | #VALUE! | #VALUE! | #VALUE! | #VALUE! |  |  | #VALUE! | #VALUE! | #VALUE! | #VALUE! | #VALUE! |  |  | #VALUE! | #VALUE! | #VALUE! | #VALUE! | #VALUE! | #VALUE! | #VALUE! | #VALUE! | 0 | #REF! | #VALUE! | #VALUE! | #VALUE! | #VALUE! | #VALUE! | #VALUE! | #VALUE! | 0
|  |  |  | 0 | 51 | 0 |  |  | 1 | 1.0842e-19 | 0 | 1.0669e-18 | 1.0669e-18 | 1.0669e-18 | 0 | 0 |  |  |  |  | #VALUE! | #VALUE! | #VALUE! |  |  | #VALUE! | #VALUE! | #VALUE! | #VALUE! | #VALUE! | #VALUE! | #VALUE! | #VALUE! |  |  |  |  | #VALUE! | #VALUE! | #VALUE! |  |  | #VALUE! | #VALUE! | #VALUE! | #VALUE! | #VALUE! | #VALUE! | #VALUE! | #VALUE! |  |  |  |  | #VALUE! | #VALUE! | #VALUE! |  |  | #VALUE! | #VALUE! | #VALUE! | #VALUE! | #VALUE! | #VALUE! | #VALUE! | #VALUE! |  |  |  |  | #VALUE! | #VALUE! | #VALUE! |  |  | #VALUE! | #VALUE! | #VALUE! | #VALUE! | #VALUE! | #VALUE! | #VALUE! | #VALUE! |  |  |  |  | #VALUE! | #VALUE! | #VALUE! |  |  | #VALUE! | #VALUE! | #VALUE! | #VALUE! | #VALUE! | #VALUE! | #VALUE! | #VALUE! |  |  | #VALUE! | #VALUE! | #VALUE! | #VALUE! | #VALUE! |  |  | #VALUE! | #VALUE! | #VALUE! | #VALUE! | #VALUE! | #VALUE! | #VALUE! | #VALUE! |  |  | #VALUE! | #VALUE! | #VALUE! | #VALUE! | #VALUE! |  |  | #VALUE! | #VALUE! | #VALUE! | #VALUE! | #VALUE! | #VALUE! | #VALUE! | #VALUE! | 0 | #REF! | #VALUE! | #VALUE! | #VALUE! | #VALUE! | #VALUE! | #VALUE! | #VALUE! | 0
|  |  |  | 0 | 51 | 0 |  |  | 1 | 1.0842e-19 | 0 | 1.0669e-18 | 1.0669e-18 | 1.0669e-18 | 0 | 0 |  |  |  |  | #VALUE! | #VALUE! | #VALUE! |  |  | #VALUE! | #VALUE! | #VALUE! | #VALUE! | #VALUE! | #VALUE! | #VALUE! | #VALUE! |  |  |  |  | #VALUE! | #VALUE! | #VALUE! |  |  | #VALUE! | #VALUE! | #VALUE! | #VALUE! | #VALUE! | #VALUE! | #VALUE! | #VALUE! |  |  |  |  | #VALUE! | #VALUE! | #VALUE! |  |  | #VALUE! | #VALUE! | #VALUE! | #VALUE! | #VALUE! | #VALUE! | #VALUE! | #VALUE! |  |  |  |  | #VALUE! | #VALUE! | #VALUE! |  |  | #VALUE! | #VALUE! | #VALUE! | #VALUE! | #VALUE! | #VALUE! | #VALUE! | #VALUE! |  |  |  |  | #VALUE! | #VALUE! | #VALUE! |  |  | #VALUE! | #VALUE! | #VALUE! | #VALUE! | #VALUE! | #VALUE! | #VALUE! | #VALUE! |  |  | #VALUE! | #VALUE! | #VALUE! | #VALUE! | #VALUE! |  |  | #VALUE! | #VALUE! | #VALUE! | #VALUE! | #VALUE! | #VALUE! | #VALUE! | #VALUE! |  |  | #VALUE! | #VALUE! | #VALUE! | #VALUE! | #VALUE! |  |  | #VALUE! | #VALUE! | #VALUE! | #VALUE! | #VALUE! | #VALUE! | #VALUE! | #VALUE! | 0 | #REF! | #VALUE! | #VALUE! | #VALUE! | #VALUE! | #VALUE! | #VALUE! | #VALUE! | 0
|  |  |  | 0 | 51 | 0 |  |  | 1 | 1.0842e-19 | 0 | 1.0669e-18 | 1.0669e-18 | 1.0669e-18 | 0 | 0 |  |  |  |  | #VALUE! | #VALUE! | #VALUE! |  |  | #VALUE! | #VALUE! | #VALUE! | #VALUE! | #VALUE! | #VALUE! | #VALUE! | #VALUE! |  |  |  |  | #VALUE! | #VALUE! | #VALUE! |  |  | #VALUE! | #VALUE! | #VALUE! | #VALUE! | #VALUE! | #VALUE! | #VALUE! | #VALUE! |  |  |  |  | #VALUE! | #VALUE! | #VALUE! |  |  | #VALUE! | #VALUE! | #VALUE! | #VALUE! | #VALUE! | #VALUE! | #VALUE! | #VALUE! |  |  |  |  | #VALUE! | #VALUE! | #VALUE! |  |  | #VALUE! | #VALUE! | #VALUE! | #VALUE! | #VALUE! | #VALUE! | #VALUE! | #VALUE! |  |  |  |  | #VALUE! | #VALUE! | #VALUE! |  |  | #VALUE! | #VALUE! | #VALUE! | #VALUE! | #VALUE! | #VALUE! | #VALUE! | #VALUE! |  |  | #VALUE! | #VALUE! | #VALUE! | #VALUE! | #VALUE! |  |  | #VALUE! | #VALUE! | #VALUE! | #VALUE! | #VALUE! | #VALUE! | #VALUE! | #VALUE! |  |  | #VALUE! | #VALUE! | #VALUE! | #VALUE! | #VALUE! |  |  | #VALUE! | #VALUE! | #VALUE! | #VALUE! | #VALUE! | #VALUE! | #VALUE! | #VALUE! | 0 | #REF! | #VALUE! | #VALUE! | #VALUE! | #VALUE! | #VALUE! | #VALUE! | #VALUE! | 0
|  |  |  | 0 | 51 | 0 |  |  | 1 | 1.0842e-19 | 0 | 1.0669e-18 | 1.0669e-18 | 1.0669e-18 | 0 | 0 |  |  |  |  | #VALUE! | #VALUE! | #VALUE! |  |  | #VALUE! | #VALUE! | #VALUE! | #VALUE! | #VALUE! | #VALUE! | #VALUE! | #VALUE! |  |  |  |  | #VALUE! | #VALUE! | #VALUE! |  |  | #VALUE! | #VALUE! | #VALUE! | #VALUE! | #VALUE! | #VALUE! | #VALUE! | #VALUE! |  |  |  |  | #VALUE! | #VALUE! | #VALUE! |  |  | #VALUE! | #VALUE! | #VALUE! | #VALUE! | #VALUE! | #VALUE! | #VALUE! | #VALUE! |  |  |  |  | #VALUE! | #VALUE! | #VALUE! |  |  | #VALUE! | #VALUE! | #VALUE! | #VALUE! | #VALUE! | #VALUE! | #VALUE! | #VALUE! |  |  |  |  | #VALUE! | #VALUE! | #VALUE! |  |  | #VALUE! | #VALUE! | #VALUE! | #VALUE! | #VALUE! | #VALUE! | #VALUE! | #VALUE! |  |  | #VALUE! | #VALUE! | #VALUE! | #VALUE! | #VALUE! |  |  | #VALUE! | #VALUE! | #VALUE! | #VALUE! | #VALUE! | #VALUE! | #VALUE! | #VALUE! |  |  | #VALUE! | #VALUE! | #VALUE! | #VALUE! | #VALUE! |  |  | #VALUE! | #VALUE! | #VALUE! | #VALUE! | #VALUE! | #VALUE! | #VALUE! | #VALUE! | 0 | #REF! | #VALUE! | #VALUE! | #VALUE! | #VALUE! | #VALUE! | #VALUE! | #VALUE! | 0
|  |  |  | 0 | 51 | 0 |  |  | 1 | 1.0842e-19 | 0 | 1.0669e-18 | 1.0669e-18 | 1.0669e-18 | 0 | 0 |  |  |  |  | #VALUE! | #VALUE! | #VALUE! |  |  | #VALUE! | #VALUE! | #VALUE! | #VALUE! | #VALUE! | #VALUE! | #VALUE! | #VALUE! |  |  |  |  | #VALUE! | #VALUE! | #VALUE! |  |  | #VALUE! | #VALUE! | #VALUE! | #VALUE! | #VALUE! | #VALUE! | #VALUE! | #VALUE! |  |  |  |  | #VALUE! | #VALUE! | #VALUE! |  |  | #VALUE! | #VALUE! | #VALUE! | #VALUE! | #VALUE! | #VALUE! | #VALUE! | #VALUE! |  |  |  |  | #VALUE! | #VALUE! | #VALUE! |  |  | #VALUE! | #VALUE! | #VALUE! | #VALUE! | #VALUE! | #VALUE! | #VALUE! | #VALUE! |  |  |  |  | #VALUE! | #VALUE! | #VALUE! |  |  | #VALUE! | #VALUE! | #VALUE! | #VALUE! | #VALUE! | #VALUE! | #VALUE! | #VALUE! |  |  | #VALUE! | #VALUE! | #VALUE! | #VALUE! | #VALUE! |  |  | #VALUE! | #VALUE! | #VALUE! | #VALUE! | #VALUE! | #VALUE! | #VALUE! | #VALUE! |  |  | #VALUE! | #VALUE! | #VALUE! | #VALUE! | #VALUE! |  |  | #VALUE! | #VALUE! | #VALUE! | #VALUE! | #VALUE! | #VALUE! | #VALUE! | #VALUE! | 0 | #REF! | #VALUE! | #VALUE! | #VALUE! | #VALUE! | #VALUE! | #VALUE! | #VALUE! | 0
|  |  |  | 0 | 51 | 0 |  |  | 1 | 1.0842e-19 | 0 | 1.0669e-18 | 1.0669e-18 | 1.0669e-18 | 0 | 0 |  |  |  |  | #VALUE! | #VALUE! | #VALUE! |  |  | #VALUE! | #VALUE! | #VALUE! | #VALUE! | #VALUE! | #VALUE! | #VALUE! | #VALUE! |  |  |  |  | #VALUE! | #VALUE! | #VALUE! |  |  | #VALUE! | #VALUE! | #VALUE! | #VALUE! | #VALUE! | #VALUE! | #VALUE! | #VALUE! |  |  |  |  | #VALUE! | #VALUE! | #VALUE! |  |  | #VALUE! | #VALUE! | #VALUE! | #VALUE! | #VALUE! | #VALUE! | #VALUE! | #VALUE! |  |  |  |  | #VALUE! | #VALUE! | #VALUE! |  |  | #VALUE! | #VALUE! | #VALUE! | #VALUE! | #VALUE! | #VALUE! | #VALUE! | #VALUE! |  |  |  |  | #VALUE! | #VALUE! | #VALUE! |  |  | #VALUE! | #VALUE! | #VALUE! | #VALUE! | #VALUE! | #VALUE! | #VALUE! | #VALUE! |  |  | #VALUE! | #VALUE! | #VALUE! | #VALUE! | #VALUE! |  |  | #VALUE! | #VALUE! | #VALUE! | #VALUE! | #VALUE! | #VALUE! | #VALUE! | #VALUE! |  |  | #VALUE! | #VALUE! | #VALUE! | #VALUE! | #VALUE! |  |  | #VALUE! | #VALUE! | #VALUE! | #VALUE! | #VALUE! | #VALUE! | #VALUE! | #VALUE! | 0 | #REF! | #VALUE! | #VALUE! | #VALUE! | #VALUE! | #VALUE! | #VALUE! | #VALUE! | 0
|  |  |  | 0 | 51 | 0 |  |  | 1 | 1.0842e-19 | 0 | 1.0669e-18 | 1.0669e-18 | 1.0669e-18 | 0 | 0 |  |  |  |  | #VALUE! | #VALUE! | #VALUE! |  |  | #VALUE! | #VALUE! | #VALUE! | #VALUE! | #VALUE! | #VALUE! | #VALUE! | #VALUE! |  |  |  |  | #VALUE! | #VALUE! | #VALUE! |  |  | #VALUE! | #VALUE! | #VALUE! | #VALUE! | #VALUE! | #VALUE! | #VALUE! | #VALUE! |  |  |  |  | #VALUE! | #VALUE! | #VALUE! |  |  | #VALUE! | #VALUE! | #VALUE! | #VALUE! | #VALUE! | #VALUE! | #VALUE! | #VALUE! |  |  |  |  | #VALUE! | #VALUE! | #VALUE! |  |  | #VALUE! | #VALUE! | #VALUE! | #VALUE! | #VALUE! | #VALUE! | #VALUE! | #VALUE! |  |  |  |  | #VALUE! | #VALUE! | #VALUE! |  |  | #VALUE! | #VALUE! | #VALUE! | #VALUE! | #VALUE! | #VALUE! | #VALUE! | #VALUE! |  |  | #VALUE! | #VALUE! | #VALUE! | #VALUE! | #VALUE! |  |  | #VALUE! | #VALUE! | #VALUE! | #VALUE! | #VALUE! | #VALUE! | #VALUE! | #VALUE! |  |  | #VALUE! | #VALUE! | #VALUE! | #VALUE! | #VALUE! |  |  | #VALUE! | #VALUE! | #VALUE! | #VALUE! | #VALUE! | #VALUE! | #VALUE! | #VALUE! | 0 | #REF! | #VALUE! | #VALUE! | #VALUE! | #VALUE! | #VALUE! | #VALUE! | #VALUE! | 0
|  |  |  | 0 | 51 | 0 |  |  | 1 | 1.0842e-19 | 0 | 1.0669e-18 | 1.0669e-18 | 1.0669e-18 | 0 | 0 |  |  |  |  | #VALUE! | #VALUE! | #VALUE! |  |  | #VALUE! | #VALUE! | #VALUE! | #VALUE! | #VALUE! | #VALUE! | #VALUE! | #VALUE! |  |  |  |  | #VALUE! | #VALUE! | #VALUE! |  |  | #VALUE! | #VALUE! | #VALUE! | #VALUE! | #VALUE! | #VALUE! | #VALUE! | #VALUE! |  |  |  |  | #VALUE! | #VALUE! | #VALUE! |  |  | #VALUE! | #VALUE! | #VALUE! | #VALUE! | #VALUE! | #VALUE! | #VALUE! | #VALUE! |  |  |  |  | #VALUE! | #VALUE! | #VALUE! |  |  | #VALUE! | #VALUE! | #VALUE! | #VALUE! | #VALUE! | #VALUE! | #VALUE! | #VALUE! |  |  |  |  | #VALUE! | #VALUE! | #VALUE! |  |  | #VALUE! | #VALUE! | #VALUE! | #VALUE! | #VALUE! | #VALUE! | #VALUE! | #VALUE! |  |  | #VALUE! | #VALUE! | #VALUE! | #VALUE! | #VALUE! |  |  | #VALUE! | #VALUE! | #VALUE! | #VALUE! | #VALUE! | #VALUE! | #VALUE! | #VALUE! |  |  | #VALUE! | #VALUE! | #VALUE! | #VALUE! | #VALUE! |  |  | #VALUE! | #VALUE! | #VALUE! | #VALUE! | #VALUE! | #VALUE! | #VALUE! | #VALUE! | 0 | #REF! | #VALUE! | #VALUE! | #VALUE! | #VALUE! | #VALUE! | #VALUE! | #VALUE! | 0
|  |  |  | 0 | 51 | 0 |  |  | 1 | 1.0842e-19 | 0 | 1.0669e-18 | 1.0669e-18 | 1.0669e-18 | 0 | 0 |  |  |  |  | #VALUE! | #VALUE! | #VALUE! |  |  | #VALUE! | #VALUE! | #VALUE! | #VALUE! | #VALUE! | #VALUE! | #VALUE! | #VALUE! |  |  |  |  | #VALUE! | #VALUE! | #VALUE! |  |  | #VALUE! | #VALUE! | #VALUE! | #VALUE! | #VALUE! | #VALUE! | #VALUE! | #VALUE! |  |  |  |  | #VALUE! | #VALUE! | #VALUE! |  |  | #VALUE! | #VALUE! | #VALUE! | #VALUE! | #VALUE! | #VALUE! | #VALUE! | #VALUE! |  |  |  |  | #VALUE! | #VALUE! | #VALUE! |  |  | #VALUE! | #VALUE! | #VALUE! | #VALUE! | #VALUE! | #VALUE! | #VALUE! | #VALUE! |  |  |  |  | #VALUE! | #VALUE! | #VALUE! |  |  | #VALUE! | #VALUE! | #VALUE! | #VALUE! | #VALUE! | #VALUE! | #VALUE! | #VALUE! |  |  | #VALUE! | #VALUE! | #VALUE! | #VALUE! | #VALUE! |  |  | #VALUE! | #VALUE! | #VALUE! | #VALUE! | #VALUE! | #VALUE! | #VALUE! | #VALUE! |  |  | #VALUE! | #VALUE! | #VALUE! | #VALUE! | #VALUE! |  |  | #VALUE! | #VALUE! | #VALUE! | #VALUE! | #VALUE! | #VALUE! | #VALUE! | #VALUE! | 0 | #REF! | #VALUE! | #VALUE! | #VALUE! | #VALUE! | #VALUE! | #VALUE! | #VALUE! | 0
|  |  |  | 0 | 51 | 0 |  |  | 1 | 1.0842e-19 | 0 | 1.0669e-18 | 1.0669e-18 | 1.0669e-18 | 0 | 0 |  |  |  |  | #VALUE! | #VALUE! | #VALUE! |  |  | #VALUE! | #VALUE! | #VALUE! | #VALUE! | #VALUE! | #VALUE! | #VALUE! | #VALUE! |  |  |  |  | #VALUE! | #VALUE! | #VALUE! |  |  | #VALUE! | #VALUE! | #VALUE! | #VALUE! | #VALUE! | #VALUE! | #VALUE! | #VALUE! |  |  |  |  | #VALUE! | #VALUE! | #VALUE! |  |  | #VALUE! | #VALUE! | #VALUE! | #VALUE! | #VALUE! | #VALUE! | #VALUE! | #VALUE! |  |  |  |  | #VALUE! | #VALUE! | #VALUE! |  |  | #VALUE! | #VALUE! | #VALUE! | #VALUE! | #VALUE! | #VALUE! | #VALUE! | #VALUE! |  |  |  |  | #VALUE! | #VALUE! | #VALUE! |  |  | #VALUE! | #VALUE! | #VALUE! | #VALUE! | #VALUE! | #VALUE! | #VALUE! | #VALUE! |  |  | #VALUE! | #VALUE! | #VALUE! | #VALUE! | #VALUE! |  |  | #VALUE! | #VALUE! | #VALUE! | #VALUE! | #VALUE! | #VALUE! | #VALUE! | #VALUE! |  |  | #VALUE! | #VALUE! | #VALUE! | #VALUE! | #VALUE! |  |  | #VALUE! | #VALUE! | #VALUE! | #VALUE! | #VALUE! | #VALUE! | #VALUE! | #VALUE! | 0 | #REF! | #VALUE! | #VALUE! | #VALUE! | #VALUE! | #VALUE! | #VALUE! | #VALUE! | 0
|  |  |  | 0 | 51 | 0 |  |  | 1 | 1.0842e-19 | 0 | 1.0669e-18 | 1.0669e-18 | 1.0669e-18 | 0 | 0 |  |  |  |  | #VALUE! | #VALUE! | #VALUE! |  |  | #VALUE! | #VALUE! | #VALUE! | #VALUE! | #VALUE! | #VALUE! | #VALUE! | #VALUE! |  |  |  |  | #VALUE! | #VALUE! | #VALUE! |  |  | #VALUE! | #VALUE! | #VALUE! | #VALUE! | #VALUE! | #VALUE! | #VALUE! | #VALUE! |  |  |  |  | #VALUE! | #VALUE! | #VALUE! |  |  | #VALUE! | #VALUE! | #VALUE! | #VALUE! | #VALUE! | #VALUE! | #VALUE! | #VALUE! |  |  |  |  | #VALUE! | #VALUE! | #VALUE! |  |  | #VALUE! | #VALUE! | #VALUE! | #VALUE! | #VALUE! | #VALUE! | #VALUE! | #VALUE! |  |  |  |  | #VALUE! | #VALUE! | #VALUE! |  |  | #VALUE! | #VALUE! | #VALUE! | #VALUE! | #VALUE! | #VALUE! | #VALUE! | #VALUE! |  |  | #VALUE! | #VALUE! | #VALUE! | #VALUE! | #VALUE! |  |  | #VALUE! | #VALUE! | #VALUE! | #VALUE! | #VALUE! | #VALUE! | #VALUE! | #VALUE! |  |  | #VALUE! | #VALUE! | #VALUE! | #VALUE! | #VALUE! |  |  | #VALUE! | #VALUE! | #VALUE! | #VALUE! | #VALUE! | #VALUE! | #VALUE! | #VALUE! | 0 | #REF! | #VALUE! | #VALUE! | #VALUE! | #VALUE! | #VALUE! | #VALUE! | #VALUE! | 0
|  |  |  | 0 | 51 | 0 |  |  | 1 | 1.0842e-19 | 0 | 1.0669e-18 | 1.0669e-18 | 1.0669e-18 | 0 | 0 |  |  |  |  | #VALUE! | #VALUE! | #VALUE! |  |  | #VALUE! | #VALUE! | #VALUE! | #VALUE! | #VALUE! | #VALUE! | #VALUE! | #VALUE! |  |  |  |  | #VALUE! | #VALUE! | #VALUE! |  |  | #VALUE! | #VALUE! | #VALUE! | #VALUE! | #VALUE! | #VALUE! | #VALUE! | #VALUE! |  |  |  |  | #VALUE! | #VALUE! | #VALUE! |  |  | #VALUE! | #VALUE! | #VALUE! | #VALUE! | #VALUE! | #VALUE! | #VALUE! | #VALUE! |  |  |  |  | #VALUE! | #VALUE! | #VALUE! |  |  | #VALUE! | #VALUE! | #VALUE! | #VALUE! | #VALUE! | #VALUE! | #VALUE! | #VALUE! |  |  |  |  | #VALUE! | #VALUE! | #VALUE! |  |  | #VALUE! | #VALUE! | #VALUE! | #VALUE! | #VALUE! | #VALUE! | #VALUE! | #VALUE! |  |  | #VALUE! | #VALUE! | #VALUE! | #VALUE! | #VALUE! |  |  | #VALUE! | #VALUE! | #VALUE! | #VALUE! | #VALUE! | #VALUE! | #VALUE! | #VALUE! |  |  | #VALUE! | #VALUE! | #VALUE! | #VALUE! | #VALUE! |  |  | #VALUE! | #VALUE! | #VALUE! | #VALUE! | #VALUE! | #VALUE! | #VALUE! | #VALUE! | 0 | #REF! | #VALUE! | #VALUE! | #VALUE! | #VALUE! | #VALUE! | #VALUE! | #VALUE! | 0
|  |  |  | 0 | 51 | 0 |  |  | 1 | 1.0842e-19 | 0 | 1.0669e-18 | 1.0669e-18 | 1.0669e-18 | 0 | 0 |  |  |  |  | #VALUE! | #VALUE! | #VALUE! |  |  | #VALUE! | #VALUE! | #VALUE! | #VALUE! | #VALUE! | #VALUE! | #VALUE! | #VALUE! |  |  |  |  | #VALUE! | #VALUE! | #VALUE! |  |  | #VALUE! | #VALUE! | #VALUE! | #VALUE! | #VALUE! | #VALUE! | #VALUE! | #VALUE! |  |  |  |  | #VALUE! | #VALUE! | #VALUE! |  |  | #VALUE! | #VALUE! | #VALUE! | #VALUE! | #VALUE! | #VALUE! | #VALUE! | #VALUE! |  |  |  |  | #VALUE! | #VALUE! | #VALUE! |  |  | #VALUE! | #VALUE! | #VALUE! | #VALUE! | #VALUE! | #VALUE! | #VALUE! | #VALUE! |  |  |  |  | #VALUE! | #VALUE! | #VALUE! |  |  | #VALUE! | #VALUE! | #VALUE! | #VALUE! | #VALUE! | #VALUE! | #VALUE! | #VALUE! |  |  | #VALUE! | #VALUE! | #VALUE! | #VALUE! | #VALUE! |  |  | #VALUE! | #VALUE! | #VALUE! | #VALUE! | #VALUE! | #VALUE! | #VALUE! | #VALUE! |  |  | #VALUE! | #VALUE! | #VALUE! | #VALUE! | #VALUE! |  |  | #VALUE! | #VALUE! | #VALUE! | #VALUE! | #VALUE! | #VALUE! | #VALUE! | #VALUE! | 0 | #REF! | #VALUE! | #VALUE! | #VALUE! | #VALUE! | #VALUE! | #VALUE! | #VALUE! | 0
|  |  |  | 0 | 51 | 0 |  |  | 1 | 1.0842e-19 | 0 | 1.0669e-18 | 1.0669e-18 | 1.0669e-18 | 0 | 0 |  |  |  |  | #VALUE! | #VALUE! | #VALUE! |  |  | #VALUE! | #VALUE! | #VALUE! | #VALUE! | #VALUE! | #VALUE! | #VALUE! | #VALUE! |  |  |  |  | #VALUE! | #VALUE! | #VALUE! |  |  | #VALUE! | #VALUE! | #VALUE! | #VALUE! | #VALUE! | #VALUE! | #VALUE! | #VALUE! |  |  |  |  | #VALUE! | #VALUE! | #VALUE! |  |  | #VALUE! | #VALUE! | #VALUE! | #VALUE! | #VALUE! | #VALUE! | #VALUE! | #VALUE! |  |  |  |  | #VALUE! | #VALUE! | #VALUE! |  |  | #VALUE! | #VALUE! | #VALUE! | #VALUE! | #VALUE! | #VALUE! | #VALUE! | #VALUE! |  |  |  |  | #VALUE! | #VALUE! | #VALUE! |  |  | #VALUE! | #VALUE! | #VALUE! | #VALUE! | #VALUE! | #VALUE! | #VALUE! | #VALUE! |  |  | #VALUE! | #VALUE! | #VALUE! | #VALUE! | #VALUE! |  |  | #VALUE! | #VALUE! | #VALUE! | #VALUE! | #VALUE! | #VALUE! | #VALUE! | #VALUE! |  |  | #VALUE! | #VALUE! | #VALUE! | #VALUE! | #VALUE! |  |  | #VALUE! | #VALUE! | #VALUE! | #VALUE! | #VALUE! | #VALUE! | #VALUE! | #VALUE! | 0 | #REF! | #VALUE! | #VALUE! | #VALUE! | #VALUE! | #VALUE! | #VALUE! | #VALUE! | 0
|  |  |  | 0 | 51 | 0 |  |  | 1 | 1.0842e-19 | 0 | 1.0669e-18 | 1.0669e-18 | 1.0669e-18 | 0 | 0 |  |  |  |  | #VALUE! | #VALUE! | #VALUE! |  |  | #VALUE! | #VALUE! | #VALUE! | #VALUE! | #VALUE! | #VALUE! | #VALUE! | #VALUE! |  |  |  |  | #VALUE! | #VALUE! | #VALUE! |  |  | #VALUE! | #VALUE! | #VALUE! | #VALUE! | #VALUE! | #VALUE! | #VALUE! | #VALUE! |  |  |  |  | #VALUE! | #VALUE! | #VALUE! |  |  | #VALUE! | #VALUE! | #VALUE! | #VALUE! | #VALUE! | #VALUE! | #VALUE! | #VALUE! |  |  |  |  | #VALUE! | #VALUE! | #VALUE! |  |  | #VALUE! | #VALUE! | #VALUE! | #VALUE! | #VALUE! | #VALUE! | #VALUE! | #VALUE! |  |  |  |  | #VALUE! | #VALUE! | #VALUE! |  |  | #VALUE! | #VALUE! | #VALUE! | #VALUE! | #VALUE! | #VALUE! | #VALUE! | #VALUE! |  |  | #VALUE! | #VALUE! | #VALUE! | #VALUE! | #VALUE! |  |  | #VALUE! | #VALUE! | #VALUE! | #VALUE! | #VALUE! | #VALUE! | #VALUE! | #VALUE! |  |  | #VALUE! | #VALUE! | #VALUE! | #VALUE! | #VALUE! |  |  | #VALUE! | #VALUE! | #VALUE! | #VALUE! | #VALUE! | #VALUE! | #VALUE! | #VALUE! | 0 | #REF! | #VALUE! | #VALUE! | #VALUE! | #VALUE! | #VALUE! | #VALUE! | #VALUE! | 0
|  |  |  | 0 | 51 | 0 |  |  | 1 | 1.0842e-19 | 0 | 1.0669e-18 | 1.0669e-18 | 1.0669e-18 | 0 | 0 |  |  |  |  | #VALUE! | #VALUE! | #VALUE! |  |  | #VALUE! | #VALUE! | #VALUE! | #VALUE! | #VALUE! | #VALUE! | #VALUE! | #VALUE! |  |  |  |  | #VALUE! | #VALUE! | #VALUE! |  |  | #VALUE! | #VALUE! | #VALUE! | #VALUE! | #VALUE! | #VALUE! | #VALUE! | #VALUE! |  |  |  |  | #VALUE! | #VALUE! | #VALUE! |  |  | #VALUE! | #VALUE! | #VALUE! | #VALUE! | #VALUE! | #VALUE! | #VALUE! | #VALUE! |  |  |  |  | #VALUE! | #VALUE! | #VALUE! |  |  | #VALUE! | #VALUE! | #VALUE! | #VALUE! | #VALUE! | #VALUE! | #VALUE! | #VALUE! |  |  |  |  | #VALUE! | #VALUE! | #VALUE! |  |  | #VALUE! | #VALUE! | #VALUE! | #VALUE! | #VALUE! | #VALUE! | #VALUE! | #VALUE! |  |  | #VALUE! | #VALUE! | #VALUE! | #VALUE! | #VALUE! |  |  | #VALUE! | #VALUE! | #VALUE! | #VALUE! | #VALUE! | #VALUE! | #VALUE! | #VALUE! |  |  | #VALUE! | #VALUE! | #VALUE! | #VALUE! | #VALUE! |  |  | #VALUE! | #VALUE! | #VALUE! | #VALUE! | #VALUE! | #VALUE! | #VALUE! | #VALUE! | 0 | #REF! | #VALUE! | #VALUE! | #VALUE! | #VALUE! | #VALUE! | #VALUE! | #VALUE! | 0
|  |  |  | 0 | 51 | 0 |  |  | 1 | 1.0842e-19 | 0 | 1.0669e-18 | 1.0669e-18 | 1.0669e-18 | 0 | 0 |  |  |  |  | #VALUE! | #VALUE! | #VALUE! |  |  | #VALUE! | #VALUE! | #VALUE! | #VALUE! | #VALUE! | #VALUE! | #VALUE! | #VALUE! |  |  |  |  | #VALUE! | #VALUE! | #VALUE! |  |  | #VALUE! | #VALUE! | #VALUE! | #VALUE! | #VALUE! | #VALUE! | #VALUE! | #VALUE! |  |  |  |  | #VALUE! | #VALUE! | #VALUE! |  |  | #VALUE! | #VALUE! | #VALUE! | #VALUE! | #VALUE! | #VALUE! | #VALUE! | #VALUE! |  |  |  |  | #VALUE! | #VALUE! | #VALUE! |  |  | #VALUE! | #VALUE! | #VALUE! | #VALUE! | #VALUE! | #VALUE! | #VALUE! | #VALUE! |  |  |  |  | #VALUE! | #VALUE! | #VALUE! |  |  | #VALUE! | #VALUE! | #VALUE! | #VALUE! | #VALUE! | #VALUE! | #VALUE! | #VALUE! |  |  | #VALUE! | #VALUE! | #VALUE! | #VALUE! | #VALUE! |  |  | #VALUE! | #VALUE! | #VALUE! | #VALUE! | #VALUE! | #VALUE! | #VALUE! | #VALUE! |  |  | #VALUE! | #VALUE! | #VALUE! | #VALUE! | #VALUE! |  |  | #VALUE! | #VALUE! | #VALUE! | #VALUE! | #VALUE! | #VALUE! | #VALUE! | #VALUE! | 0 | #REF! | #VALUE! | #VALUE! | #VALUE! | #VALUE! | #VALUE! | #VALUE! | #VALUE! | 0
|  |  |  | 0 | 51 | 0 |  |  | 1 | 1.0842e-19 | 0 | 1.0669e-18 | 1.0669e-18 | 1.0669e-18 | 0 | 0 |  |  |  |  | #VALUE! | #VALUE! | #VALUE! |  |  | #VALUE! | #VALUE! | #VALUE! | #VALUE! | #VALUE! | #VALUE! | #VALUE! | #VALUE! |  |  |  |  | #VALUE! | #VALUE! | #VALUE! |  |  | #VALUE! | #VALUE! | #VALUE! | #VALUE! | #VALUE! | #VALUE! | #VALUE! | #VALUE! |  |  |  |  | #VALUE! | #VALUE! | #VALUE! |  |  | #VALUE! | #VALUE! | #VALUE! | #VALUE! | #VALUE! | #VALUE! | #VALUE! | #VALUE! |  |  |  |  | #VALUE! | #VALUE! | #VALUE! |  |  | #VALUE! | #VALUE! | #VALUE! | #VALUE! | #VALUE! | #VALUE! | #VALUE! | #VALUE! |  |  |  |  | #VALUE! | #VALUE! | #VALUE! |  |  | #VALUE! | #VALUE! | #VALUE! | #VALUE! | #VALUE! | #VALUE! | #VALUE! | #VALUE! |  |  | #VALUE! | #VALUE! | #VALUE! | #VALUE! | #VALUE! |  |  | #VALUE! | #VALUE! | #VALUE! | #VALUE! | #VALUE! | #VALUE! | #VALUE! | #VALUE! |  |  | #VALUE! | #VALUE! | #VALUE! | #VALUE! | #VALUE! |  |  | #VALUE! | #VALUE! | #VALUE! | #VALUE! | #VALUE! | #VALUE! | #VALUE! | #VALUE! | 0 | #REF! | #VALUE! | #VALUE! | #VALUE! | #VALUE! | #VALUE! | #VALUE! | #VALUE! | 0
|  |  |  | 0 | 51 | 0 |  |  | 1 | 1.0842e-19 | 0 | 1.0669e-18 | 1.0669e-18 | 1.0669e-18 | 0 | 0 |  |  |  |  | #VALUE! | #VALUE! | #VALUE! |  |  | #VALUE! | #VALUE! | #VALUE! | #VALUE! | #VALUE! | #VALUE! | #VALUE! | #VALUE! |  |  |  |  | #VALUE! | #VALUE! | #VALUE! |  |  | #VALUE! | #VALUE! | #VALUE! | #VALUE! | #VALUE! | #VALUE! | #VALUE! | #VALUE! |  |  |  |  | #VALUE! | #VALUE! | #VALUE! |  |  | #VALUE! | #VALUE! | #VALUE! | #VALUE! | #VALUE! | #VALUE! | #VALUE! | #VALUE! |  |  |  |  | #VALUE! | #VALUE! | #VALUE! |  |  | #VALUE! | #VALUE! | #VALUE! | #VALUE! | #VALUE! | #VALUE! | #VALUE! | #VALUE! |  |  |  |  | #VALUE! | #VALUE! | #VALUE! |  |  | #VALUE! | #VALUE! | #VALUE! | #VALUE! | #VALUE! | #VALUE! | #VALUE! | #VALUE! |  |  | #VALUE! | #VALUE! | #VALUE! | #VALUE! | #VALUE! |  |  | #VALUE! | #VALUE! | #VALUE! | #VALUE! | #VALUE! | #VALUE! | #VALUE! | #VALUE! |  |  | #VALUE! | #VALUE! | #VALUE! | #VALUE! | #VALUE! |  |  | #VALUE! | #VALUE! | #VALUE! | #VALUE! | #VALUE! | #VALUE! | #VALUE! | #VALUE! | 0 | #REF! | #VALUE! | #VALUE! | #VALUE! | #VALUE! | #VALUE! | #VALUE! | #VALUE! | 0
|  |  |  | 0 | 51 | 0 |  |  | 1 | 1.0842e-19 | 0 | 1.0669e-18 | 1.0669e-18 | 1.0669e-18 | 0 | 0 |  |  |  |  | #VALUE! | #VALUE! | #VALUE! |  |  | #VALUE! | #VALUE! | #VALUE! | #VALUE! | #VALUE! | #VALUE! | #VALUE! | #VALUE! |  |  |  |  | #VALUE! | #VALUE! | #VALUE! |  |  | #VALUE! | #VALUE! | #VALUE! | #VALUE! | #VALUE! | #VALUE! | #VALUE! | #VALUE! |  |  |  |  | #VALUE! | #VALUE! | #VALUE! |  |  | #VALUE! | #VALUE! | #VALUE! | #VALUE! | #VALUE! | #VALUE! | #VALUE! | #VALUE! |  |  |  |  | #VALUE! | #VALUE! | #VALUE! |  |  | #VALUE! | #VALUE! | #VALUE! | #VALUE! | #VALUE! | #VALUE! | #VALUE! | #VALUE! |  |  |  |  | #VALUE! | #VALUE! | #VALUE! |  |  | #VALUE! | #VALUE! | #VALUE! | #VALUE! | #VALUE! | #VALUE! | #VALUE! | #VALUE! |  |  | #VALUE! | #VALUE! | #VALUE! | #VALUE! | #VALUE! |  |  | #VALUE! | #VALUE! | #VALUE! | #VALUE! | #VALUE! | #VALUE! | #VALUE! | #VALUE! |  |  | #VALUE! | #VALUE! | #VALUE! | #VALUE! | #VALUE! |  |  | #VALUE! | #VALUE! | #VALUE! | #VALUE! | #VALUE! | #VALUE! | #VALUE! | #VALUE! | 0 | #REF! | #VALUE! | #VALUE! | #VALUE! | #VALUE! | #VALUE! | #VALUE! | #VALUE! | 0
|  |  |  | 0 | 51 | 0 |  |  | 1 | 1.0842e-19 | 0 | 1.0669e-18 | 1.0669e-18 | 1.0669e-18 | 0 | 0 |  |  |  |  | #VALUE! | #VALUE! | #VALUE! |  |  | #VALUE! | #VALUE! | #VALUE! | #VALUE! | #VALUE! | #VALUE! | #VALUE! | #VALUE! |  |  |  |  | #VALUE! | #VALUE! | #VALUE! |  |  | #VALUE! | #VALUE! | #VALUE! | #VALUE! | #VALUE! | #VALUE! | #VALUE! | #VALUE! |  |  |  |  | #VALUE! | #VALUE! | #VALUE! |  |  | #VALUE! | #VALUE! | #VALUE! | #VALUE! | #VALUE! | #VALUE! | #VALUE! | #VALUE! |  |  |  |  | #VALUE! | #VALUE! | #VALUE! |  |  | #VALUE! | #VALUE! | #VALUE! | #VALUE! | #VALUE! | #VALUE! | #VALUE! | #VALUE! |  |  |  |  | #VALUE! | #VALUE! | #VALUE! |  |  | #VALUE! | #VALUE! | #VALUE! | #VALUE! | #VALUE! | #VALUE! | #VALUE! | #VALUE! |  |  | #VALUE! | #VALUE! | #VALUE! | #VALUE! | #VALUE! |  |  | #VALUE! | #VALUE! | #VALUE! | #VALUE! | #VALUE! | #VALUE! | #VALUE! | #VALUE! |  |  | #VALUE! | #VALUE! | #VALUE! | #VALUE! | #VALUE! |  |  | #VALUE! | #VALUE! | #VALUE! | #VALUE! | #VALUE! | #VALUE! | #VALUE! | #VALUE! | 0 | #REF! | #VALUE! | #VALUE! | #VALUE! | #VALUE! | #VALUE! | #VALUE! | #VALUE! | 0
|  |  |  | 0 | 51 | 0 |  |  | 1 | 1.0842e-19 | 0 | 1.0669e-18 | 1.0669e-18 | 1.0669e-18 | 0 | 0 |  |  |  |  | #VALUE! | #VALUE! | #VALUE! |  |  | #VALUE! | #VALUE! | #VALUE! | #VALUE! | #VALUE! | #VALUE! | #VALUE! | #VALUE! |  |  |  |  | #VALUE! | #VALUE! | #VALUE! |  |  | #VALUE! | #VALUE! | #VALUE! | #VALUE! | #VALUE! | #VALUE! | #VALUE! | #VALUE! |  |  |  |  | #VALUE! | #VALUE! | #VALUE! |  |  | #VALUE! | #VALUE! | #VALUE! | #VALUE! | #VALUE! | #VALUE! | #VALUE! | #VALUE! |  |  |  |  | #VALUE! | #VALUE! | #VALUE! |  |  | #VALUE! | #VALUE! | #VALUE! | #VALUE! | #VALUE! | #VALUE! | #VALUE! | #VALUE! |  |  |  |  | #VALUE! | #VALUE! | #VALUE! |  |  | #VALUE! | #VALUE! | #VALUE! | #VALUE! | #VALUE! | #VALUE! | #VALUE! | #VALUE! |  |  | #VALUE! | #VALUE! | #VALUE! | #VALUE! | #VALUE! |  |  | #VALUE! | #VALUE! | #VALUE! | #VALUE! | #VALUE! | #VALUE! | #VALUE! | #VALUE! |  |  | #VALUE! | #VALUE! | #VALUE! | #VALUE! | #VALUE! |  |  | #VALUE! | #VALUE! | #VALUE! | #VALUE! | #VALUE! | #VALUE! | #VALUE! | #VALUE! | 0 | #REF! | #VALUE! | #VALUE! | #VALUE! | #VALUE! | #VALUE! | #VALUE! | #VALUE! | 0
|  |  |  | 0 | 51 | 0 |  |  | 1 | 1.0842e-19 | 0 | 1.0669e-18 | 1.0669e-18 | 1.0669e-18 | 0 | 0 |  |  |  |  | #VALUE! | #VALUE! | #VALUE! |  |  | #VALUE! | #VALUE! | #VALUE! | #VALUE! | #VALUE! | #VALUE! | #VALUE! | #VALUE! |  |  |  |  | #VALUE! | #VALUE! | #VALUE! |  |  | #VALUE! | #VALUE! | #VALUE! | #VALUE! | #VALUE! | #VALUE! | #VALUE! | #VALUE! |  |  |  |  | #VALUE! | #VALUE! | #VALUE! |  |  | #VALUE! | #VALUE! | #VALUE! | #VALUE! | #VALUE! | #VALUE! | #VALUE! | #VALUE! |  |  |  |  | #VALUE! | #VALUE! | #VALUE! |  |  | #VALUE! | #VALUE! | #VALUE! | #VALUE! | #VALUE! | #VALUE! | #VALUE! | #VALUE! |  |  |  |  | #VALUE! | #VALUE! | #VALUE! |  |  | #VALUE! | #VALUE! | #VALUE! | #VALUE! | #VALUE! | #VALUE! | #VALUE! | #VALUE! |  |  | #VALUE! | #VALUE! | #VALUE! | #VALUE! | #VALUE! |  |  | #VALUE! | #VALUE! | #VALUE! | #VALUE! | #VALUE! | #VALUE! | #VALUE! | #VALUE! |  |  | #VALUE! | #VALUE! | #VALUE! | #VALUE! | #VALUE! |  |  | #VALUE! | #VALUE! | #VALUE! | #VALUE! | #VALUE! | #VALUE! | #VALUE! | #VALUE! | 0 | #REF! | #VALUE! | #VALUE! | #VALUE! | #VALUE! | #VALUE! | #VALUE! | #VALUE! | 0
|  |  |  | 0 | 51 | 0 |  |  | 1 | 1.0842e-19 | 0 | 1.0669e-18 | 1.0669e-18 | 1.0669e-18 | 0 | 0 |  |  |  |  | #VALUE! | #VALUE! | #VALUE! |  |  | #VALUE! | #VALUE! | #VALUE! | #VALUE! | #VALUE! | #VALUE! | #VALUE! | #VALUE! |  |  |  |  | #VALUE! | #VALUE! | #VALUE! |  |  | #VALUE! | #VALUE! | #VALUE! | #VALUE! | #VALUE! | #VALUE! | #VALUE! | #VALUE! |  |  |  |  | #VALUE! | #VALUE! | #VALUE! |  |  | #VALUE! | #VALUE! | #VALUE! | #VALUE! | #VALUE! | #VALUE! | #VALUE! | #VALUE! |  |  |  |  | #VALUE! | #VALUE! | #VALUE! |  |  | #VALUE! | #VALUE! | #VALUE! | #VALUE! | #VALUE! | #VALUE! | #VALUE! | #VALUE! |  |  |  |  | #VALUE! | #VALUE! | #VALUE! |  |  | #VALUE! | #VALUE! | #VALUE! | #VALUE! | #VALUE! | #VALUE! | #VALUE! | #VALUE! |  |  | #VALUE! | #VALUE! | #VALUE! | #VALUE! | #VALUE! |  |  | #VALUE! | #VALUE! | #VALUE! | #VALUE! | #VALUE! | #VALUE! | #VALUE! | #VALUE! |  |  | #VALUE! | #VALUE! | #VALUE! | #VALUE! | #VALUE! |  |  | #VALUE! | #VALUE! | #VALUE! | #VALUE! | #VALUE! | #VALUE! | #VALUE! | #VALUE! | 0 | #REF! | #VALUE! | #VALUE! | #VALUE! | #VALUE! | #VALUE! | #VALUE! | #VALUE! | 0
|  |  |  | 0 | 51 | 0 |  |  | 1 | 1.0842e-19 | 0 | 1.0669e-18 | 1.0669e-18 | 1.0669e-18 | 0 | 0 |  |  |  |  | #VALUE! | #VALUE! | #VALUE! |  |  | #VALUE! | #VALUE! | #VALUE! | #VALUE! | #VALUE! | #VALUE! | #VALUE! | #VALUE! |  |  |  |  | #VALUE! | #VALUE! | #VALUE! |  |  | #VALUE! | #VALUE! | #VALUE! | #VALUE! | #VALUE! | #VALUE! | #VALUE! | #VALUE! |  |  |  |  | #VALUE! | #VALUE! | #VALUE! |  |  | #VALUE! | #VALUE! | #VALUE! | #VALUE! | #VALUE! | #VALUE! | #VALUE! | #VALUE! |  |  |  |  | #VALUE! | #VALUE! | #VALUE! |  |  | #VALUE! | #VALUE! | #VALUE! | #VALUE! | #VALUE! | #VALUE! | #VALUE! | #VALUE! |  |  |  |  | #VALUE! | #VALUE! | #VALUE! |  |  | #VALUE! | #VALUE! | #VALUE! | #VALUE! | #VALUE! | #VALUE! | #VALUE! | #VALUE! |  |  | #VALUE! | #VALUE! | #VALUE! | #VALUE! | #VALUE! |  |  | #VALUE! | #VALUE! | #VALUE! | #VALUE! | #VALUE! | #VALUE! | #VALUE! | #VALUE! |  |  | #VALUE! | #VALUE! | #VALUE! | #VALUE! | #VALUE! |  |  | #VALUE! | #VALUE! | #VALUE! | #VALUE! | #VALUE! | #VALUE! | #VALUE! | #VALUE! | 0 | #REF! | #VALUE! | #VALUE! | #VALUE! | #VALUE! | #VALUE! | #VALUE! | #VALUE! | 0
|  |  |  | 0 | 51 | 0 |  |  | 1 | 1.0842e-19 | 0 | 1.0669e-18 | 1.0669e-18 | 1.0669e-18 | 0 | 0 |  |  |  |  | #VALUE! | #VALUE! | #VALUE! |  |  | #VALUE! | #VALUE! | #VALUE! | #VALUE! | #VALUE! | #VALUE! | #VALUE! | #VALUE! |  |  |  |  | #VALUE! | #VALUE! | #VALUE! |  |  | #VALUE! | #VALUE! | #VALUE! | #VALUE! | #VALUE! | #VALUE! | #VALUE! | #VALUE! |  |  |  |  | #VALUE! | #VALUE! | #VALUE! |  |  | #VALUE! | #VALUE! | #VALUE! | #VALUE! | #VALUE! | #VALUE! | #VALUE! | #VALUE! |  |  |  |  | #VALUE! | #VALUE! | #VALUE! |  |  | #VALUE! | #VALUE! | #VALUE! | #VALUE! | #VALUE! | #VALUE! | #VALUE! | #VALUE! |  |  |  |  | #VALUE! | #VALUE! | #VALUE! |  |  | #VALUE! | #VALUE! | #VALUE! | #VALUE! | #VALUE! | #VALUE! | #VALUE! | #VALUE! |  |  | #VALUE! | #VALUE! | #VALUE! | #VALUE! | #VALUE! |  |  | #VALUE! | #VALUE! | #VALUE! | #VALUE! | #VALUE! | #VALUE! | #VALUE! | #VALUE! |  |  | #VALUE! | #VALUE! | #VALUE! | #VALUE! | #VALUE! |  |  | #VALUE! | #VALUE! | #VALUE! | #VALUE! | #VALUE! | #VALUE! | #VALUE! | #VALUE! | 0 | #REF! | #VALUE! | #VALUE! | #VALUE! | #VALUE! | #VALUE! | #VALUE! | #VALUE! | 0
|  |  |  | 0 | 51 | 0 |  |  | 1 | 1.0842e-19 | 0 | 1.0669e-18 | 1.0669e-18 | 1.0669e-18 | 0 | 0 |  |  |  |  | #VALUE! | #VALUE! | #VALUE! |  |  | #VALUE! | #VALUE! | #VALUE! | #VALUE! | #VALUE! | #VALUE! | #VALUE! | #VALUE! |  |  |  |  | #VALUE! | #VALUE! | #VALUE! |  |  | #VALUE! | #VALUE! | #VALUE! | #VALUE! | #VALUE! | #VALUE! | #VALUE! | #VALUE! |  |  |  |  | #VALUE! | #VALUE! | #VALUE! |  |  | #VALUE! | #VALUE! | #VALUE! | #VALUE! | #VALUE! | #VALUE! | #VALUE! | #VALUE! |  |  |  |  | #VALUE! | #VALUE! | #VALUE! |  |  | #VALUE! | #VALUE! | #VALUE! | #VALUE! | #VALUE! | #VALUE! | #VALUE! | #VALUE! |  |  |  |  | #VALUE! | #VALUE! | #VALUE! |  |  | #VALUE! | #VALUE! | #VALUE! | #VALUE! | #VALUE! | #VALUE! | #VALUE! | #VALUE! |  |  | #VALUE! | #VALUE! | #VALUE! | #VALUE! | #VALUE! |  |  | #VALUE! | #VALUE! | #VALUE! | #VALUE! | #VALUE! | #VALUE! | #VALUE! | #VALUE! |  |  | #VALUE! | #VALUE! | #VALUE! | #VALUE! | #VALUE! |  |  | #VALUE! | #VALUE! | #VALUE! | #VALUE! | #VALUE! | #VALUE! | #VALUE! | #VALUE! | 0 | #REF! | #VALUE! | #VALUE! | #VALUE! | #VALUE! | #VALUE! | #VALUE! | #VALUE! | 0
|  |  |  | 0 | 51 | 0 |  |  | 1 | 1.0842e-19 | 0 | 1.0669e-18 | 1.0669e-18 | 1.0669e-18 | 0 | 0 |  |  |  |  | #VALUE! | #VALUE! | #VALUE! |  |  | #VALUE! | #VALUE! | #VALUE! | #VALUE! | #VALUE! | #VALUE! | #VALUE! | #VALUE! |  |  |  |  | #VALUE! | #VALUE! | #VALUE! |  |  | #VALUE! | #VALUE! | #VALUE! | #VALUE! | #VALUE! | #VALUE! | #VALUE! | #VALUE! |  |  |  |  | #VALUE! | #VALUE! | #VALUE! |  |  | #VALUE! | #VALUE! | #VALUE! | #VALUE! | #VALUE! | #VALUE! | #VALUE! | #VALUE! |  |  |  |  | #VALUE! | #VALUE! | #VALUE! |  |  | #VALUE! | #VALUE! | #VALUE! | #VALUE! | #VALUE! | #VALUE! | #VALUE! | #VALUE! |  |  |  |  | #VALUE! | #VALUE! | #VALUE! |  |  | #VALUE! | #VALUE! | #VALUE! | #VALUE! | #VALUE! | #VALUE! | #VALUE! | #VALUE! |  |  | #VALUE! | #VALUE! | #VALUE! | #VALUE! | #VALUE! |  |  | #VALUE! | #VALUE! | #VALUE! | #VALUE! | #VALUE! | #VALUE! | #VALUE! | #VALUE! |  |  | #VALUE! | #VALUE! | #VALUE! | #VALUE! | #VALUE! |  |  | #VALUE! | #VALUE! | #VALUE! | #VALUE! | #VALUE! | #VALUE! | #VALUE! | #VALUE! | 0 | #REF! | #VALUE! | #VALUE! | #VALUE! | #VALUE! | #VALUE! | #VALUE! | #VALUE! | 0
|  |  |  | 0 | 51 | 0 |  |  | 1 | 1.0842e-19 | 0 | 1.0669e-18 | 1.0669e-18 | 1.0669e-18 | 0 | 0 |  |  |  |  | #VALUE! | #VALUE! | #VALUE! |  |  | #VALUE! | #VALUE! | #VALUE! | #VALUE! | #VALUE! | #VALUE! | #VALUE! | #VALUE! |  |  |  |  | #VALUE! | #VALUE! | #VALUE! |  |  | #VALUE! | #VALUE! | #VALUE! | #VALUE! | #VALUE! | #VALUE! | #VALUE! | #VALUE! |  |  |  |  | #VALUE! | #VALUE! | #VALUE! |  |  | #VALUE! | #VALUE! | #VALUE! | #VALUE! | #VALUE! | #VALUE! | #VALUE! | #VALUE! |  |  |  |  | #VALUE! | #VALUE! | #VALUE! |  |  | #VALUE! | #VALUE! | #VALUE! | #VALUE! | #VALUE! | #VALUE! | #VALUE! | #VALUE! |  |  |  |  | #VALUE! | #VALUE! | #VALUE! |  |  | #VALUE! | #VALUE! | #VALUE! | #VALUE! | #VALUE! | #VALUE! | #VALUE! | #VALUE! |  |  | #VALUE! | #VALUE! | #VALUE! | #VALUE! | #VALUE! |  |  | #VALUE! | #VALUE! | #VALUE! | #VALUE! | #VALUE! | #VALUE! | #VALUE! | #VALUE! |  |  | #VALUE! | #VALUE! | #VALUE! | #VALUE! | #VALUE! |  |  | #VALUE! | #VALUE! | #VALUE! | #VALUE! | #VALUE! | #VALUE! | #VALUE! | #VALUE! | 0 | #REF! | #VALUE! | #VALUE! | #VALUE! | #VALUE! | #VALUE! | #VALUE! | #VALUE! | 0
|  |  |  | 0 | 51 | 0 |  |  | 1 | 1.0842e-19 | 0 | 1.0669e-18 | 1.0669e-18 | 1.0669e-18 | 0 | 0 |  |  |  |  | #VALUE! | #VALUE! | #VALUE! |  |  | #VALUE! | #VALUE! | #VALUE! | #VALUE! | #VALUE! | #VALUE! | #VALUE! | #VALUE! |  |  |  |  | #VALUE! | #VALUE! | #VALUE! |  |  | #VALUE! | #VALUE! | #VALUE! | #VALUE! | #VALUE! | #VALUE! | #VALUE! | #VALUE! |  |  |  |  | #VALUE! | #VALUE! | #VALUE! |  |  | #VALUE! | #VALUE! | #VALUE! | #VALUE! | #VALUE! | #VALUE! | #VALUE! | #VALUE! |  |  |  |  | #VALUE! | #VALUE! | #VALUE! |  |  | #VALUE! | #VALUE! | #VALUE! | #VALUE! | #VALUE! | #VALUE! | #VALUE! | #VALUE! |  |  |  |  | #VALUE! | #VALUE! | #VALUE! |  |  | #VALUE! | #VALUE! | #VALUE! | #VALUE! | #VALUE! | #VALUE! | #VALUE! | #VALUE! |  |  | #VALUE! | #VALUE! | #VALUE! | #VALUE! | #VALUE! |  |  | #VALUE! | #VALUE! | #VALUE! | #VALUE! | #VALUE! | #VALUE! | #VALUE! | #VALUE! |  |  | #VALUE! | #VALUE! | #VALUE! | #VALUE! | #VALUE! |  |  | #VALUE! | #VALUE! | #VALUE! | #VALUE! | #VALUE! | #VALUE! | #VALUE! | #VALUE! | 0 | #REF! | #VALUE! | #VALUE! | #VALUE! | #VALUE! | #VALUE! | #VALUE! | #VALUE! | 0
|  |  |  | 0 | 51 | 0 |  |  | 1 | 1.0842e-19 | 0 | 1.0669e-18 | 1.0669e-18 | 1.0669e-18 | 0 | 0 |  |  |  |  | #VALUE! | #VALUE! | #VALUE! |  |  | #VALUE! | #VALUE! | #VALUE! | #VALUE! | #VALUE! | #VALUE! | #VALUE! | #VALUE! |  |  |  |  | #VALUE! | #VALUE! | #VALUE! |  |  | #VALUE! | #VALUE! | #VALUE! | #VALUE! | #VALUE! | #VALUE! | #VALUE! | #VALUE! |  |  |  |  | #VALUE! | #VALUE! | #VALUE! |  |  | #VALUE! | #VALUE! | #VALUE! | #VALUE! | #VALUE! | #VALUE! | #VALUE! | #VALUE! |  |  |  |  | #VALUE! | #VALUE! | #VALUE! |  |  | #VALUE! | #VALUE! | #VALUE! | #VALUE! | #VALUE! | #VALUE! | #VALUE! | #VALUE! |  |  |  |  | #VALUE! | #VALUE! | #VALUE! |  |  | #VALUE! | #VALUE! | #VALUE! | #VALUE! | #VALUE! | #VALUE! | #VALUE! | #VALUE! |  |  | #VALUE! | #VALUE! | #VALUE! | #VALUE! | #VALUE! |  |  | #VALUE! | #VALUE! | #VALUE! | #VALUE! | #VALUE! | #VALUE! | #VALUE! | #VALUE! |  |  | #VALUE! | #VALUE! | #VALUE! | #VALUE! | #VALUE! |  |  | #VALUE! | #VALUE! | #VALUE! | #VALUE! | #VALUE! | #VALUE! | #VALUE! | #VALUE! | 0 | #REF! | #VALUE! | #VALUE! | #VALUE! | #VALUE! | #VALUE! | #VALUE! | #VALUE! | 0
|  |  |  | 0 | 51 | 0 |  |  | 1 | 1.0842e-19 | 0 | 1.0669e-18 | 1.0669e-18 | 1.0669e-18 | 0 | 0 |  |  |  |  | #VALUE! | #VALUE! | #VALUE! |  |  | #VALUE! | #VALUE! | #VALUE! | #VALUE! | #VALUE! | #VALUE! | #VALUE! | #VALUE! |  |  |  |  | #VALUE! | #VALUE! | #VALUE! |  |  | #VALUE! | #VALUE! | #VALUE! | #VALUE! | #VALUE! | #VALUE! | #VALUE! | #VALUE! |  |  |  |  | #VALUE! | #VALUE! | #VALUE! |  |  | #VALUE! | #VALUE! | #VALUE! | #VALUE! | #VALUE! | #VALUE! | #VALUE! | #VALUE! |  |  |  |  | #VALUE! | #VALUE! | #VALUE! |  |  | #VALUE! | #VALUE! | #VALUE! | #VALUE! | #VALUE! | #VALUE! | #VALUE! | #VALUE! |  |  |  |  | #VALUE! | #VALUE! | #VALUE! |  |  | #VALUE! | #VALUE! | #VALUE! | #VALUE! | #VALUE! | #VALUE! | #VALUE! | #VALUE! |  |  | #VALUE! | #VALUE! | #VALUE! | #VALUE! | #VALUE! |  |  | #VALUE! | #VALUE! | #VALUE! | #VALUE! | #VALUE! | #VALUE! | #VALUE! | #VALUE! |  |  | #VALUE! | #VALUE! | #VALUE! | #VALUE! | #VALUE! |  |  | #VALUE! | #VALUE! | #VALUE! | #VALUE! | #VALUE! | #VALUE! | #VALUE! | #VALUE! | 0 | #REF! | #VALUE! | #VALUE! | #VALUE! | #VALUE! | #VALUE! | #VALUE! | #VALUE! | 0
|  |  |  | 0 | 51 | 0 |  |  | 1 | 1.0842e-19 | 0 | 1.0669e-18 | 1.0669e-18 | 1.0669e-18 | 0 | 0 |  |  |  |  | #VALUE! | #VALUE! | #VALUE! |  |  | #VALUE! | #VALUE! | #VALUE! | #VALUE! | #VALUE! | #VALUE! | #VALUE! | #VALUE! |  |  |  |  | #VALUE! | #VALUE! | #VALUE! |  |  | #VALUE! | #VALUE! | #VALUE! | #VALUE! | #VALUE! | #VALUE! | #VALUE! | #VALUE! |  |  |  |  | #VALUE! | #VALUE! | #VALUE! |  |  | #VALUE! | #VALUE! | #VALUE! | #VALUE! | #VALUE! | #VALUE! | #VALUE! | #VALUE! |  |  |  |  | #VALUE! | #VALUE! | #VALUE! |  |  | #VALUE! | #VALUE! | #VALUE! | #VALUE! | #VALUE! | #VALUE! | #VALUE! | #VALUE! |  |  |  |  | #VALUE! | #VALUE! | #VALUE! |  |  | #VALUE! | #VALUE! | #VALUE! | #VALUE! | #VALUE! | #VALUE! | #VALUE! | #VALUE! |  |  | #VALUE! | #VALUE! | #VALUE! | #VALUE! | #VALUE! |  |  | #VALUE! | #VALUE! | #VALUE! | #VALUE! | #VALUE! | #VALUE! | #VALUE! | #VALUE! |  |  | #VALUE! | #VALUE! | #VALUE! | #VALUE! | #VALUE! |  |  | #VALUE! | #VALUE! | #VALUE! | #VALUE! | #VALUE! | #VALUE! | #VALUE! | #VALUE! | 0 | #REF! | #VALUE! | #VALUE! | #VALUE! | #VALUE! | #VALUE! | #VALUE! | #VALUE! | 0
|  |  |  | 0 | 51 | 0 |  |  | 1 | 1.0842e-19 | 0 | 1.0669e-18 | 1.0669e-18 | 1.0669e-18 | 0 | 0 |  |  |  |  | #VALUE! | #VALUE! | #VALUE! |  |  | #VALUE! | #VALUE! | #VALUE! | #VALUE! | #VALUE! | #VALUE! | #VALUE! | #VALUE! |  |  |  |  | #VALUE! | #VALUE! | #VALUE! |  |  | #VALUE! | #VALUE! | #VALUE! | #VALUE! | #VALUE! | #VALUE! | #VALUE! | #VALUE! |  |  |  |  | #VALUE! | #VALUE! | #VALUE! |  |  | #VALUE! | #VALUE! | #VALUE! | #VALUE! | #VALUE! | #VALUE! | #VALUE! | #VALUE! |  |  |  |  | #VALUE! | #VALUE! | #VALUE! |  |  | #VALUE! | #VALUE! | #VALUE! | #VALUE! | #VALUE! | #VALUE! | #VALUE! | #VALUE! |  |  |  |  | #VALUE! | #VALUE! | #VALUE! |  |  | #VALUE! | #VALUE! | #VALUE! | #VALUE! | #VALUE! | #VALUE! | #VALUE! | #VALUE! |  |  | #VALUE! | #VALUE! | #VALUE! | #VALUE! | #VALUE! |  |  | #VALUE! | #VALUE! | #VALUE! | #VALUE! | #VALUE! | #VALUE! | #VALUE! | #VALUE! |  |  | #VALUE! | #VALUE! | #VALUE! | #VALUE! | #VALUE! |  |  | #VALUE! | #VALUE! | #VALUE! | #VALUE! | #VALUE! | #VALUE! | #VALUE! | #VALUE! | 0 | #REF! | #VALUE! | #VALUE! | #VALUE! | #VALUE! | #VALUE! | #VALUE! | #VALUE! | 0
|  |  |  | 0 | 51 | 0 |  |  | 1 | 1.0842e-19 | 0 | 1.0669e-18 | 1.0669e-18 | 1.0669e-18 | 0 | 0 |  |  |  |  | #VALUE! | #VALUE! | #VALUE! |  |  | #VALUE! | #VALUE! | #VALUE! | #VALUE! | #VALUE! | #VALUE! | #VALUE! | #VALUE! |  |  |  |  | #VALUE! | #VALUE! | #VALUE! |  |  | #VALUE! | #VALUE! | #VALUE! | #VALUE! | #VALUE! | #VALUE! | #VALUE! | #VALUE! |  |  |  |  | #VALUE! | #VALUE! | #VALUE! |  |  | #VALUE! | #VALUE! | #VALUE! | #VALUE! | #VALUE! | #VALUE! | #VALUE! | #VALUE! |  |  |  |  | #VALUE! | #VALUE! | #VALUE! |  |  | #VALUE! | #VALUE! | #VALUE! | #VALUE! | #VALUE! | #VALUE! | #VALUE! | #VALUE! |  |  |  |  | #VALUE! | #VALUE! | #VALUE! |  |  | #VALUE! | #VALUE! | #VALUE! | #VALUE! | #VALUE! | #VALUE! | #VALUE! | #VALUE! |  |  | #VALUE! | #VALUE! | #VALUE! | #VALUE! | #VALUE! |  |  | #VALUE! | #VALUE! | #VALUE! | #VALUE! | #VALUE! | #VALUE! | #VALUE! | #VALUE! |  |  | #VALUE! | #VALUE! | #VALUE! | #VALUE! | #VALUE! |  |  | #VALUE! | #VALUE! | #VALUE! | #VALUE! | #VALUE! | #VALUE! | #VALUE! | #VALUE! | 0 | #REF! | #VALUE! | #VALUE! | #VALUE! | #VALUE! | #VALUE! | #VALUE! | #VALUE! | 0
|  |  |  | 0 | 51 | 0 |  |  | 1 | 1.0842e-19 | 0 | 1.0669e-18 | 1.0669e-18 | 1.0669e-18 | 0 | 0 |  |  |  |  | #VALUE! | #VALUE! | #VALUE! |  |  | #VALUE! | #VALUE! | #VALUE! | #VALUE! | #VALUE! | #VALUE! | #VALUE! | #VALUE! |  |  |  |  | #VALUE! | #VALUE! | #VALUE! |  |  | #VALUE! | #VALUE! | #VALUE! | #VALUE! | #VALUE! | #VALUE! | #VALUE! | #VALUE! |  |  |  |  | #VALUE! | #VALUE! | #VALUE! |  |  | #VALUE! | #VALUE! | #VALUE! | #VALUE! | #VALUE! | #VALUE! | #VALUE! | #VALUE! |  |  |  |  | #VALUE! | #VALUE! | #VALUE! |  |  | #VALUE! | #VALUE! | #VALUE! | #VALUE! | #VALUE! | #VALUE! | #VALUE! | #VALUE! |  |  |  |  | #VALUE! | #VALUE! | #VALUE! |  |  | #VALUE! | #VALUE! | #VALUE! | #VALUE! | #VALUE! | #VALUE! | #VALUE! | #VALUE! |  |  | #VALUE! | #VALUE! | #VALUE! | #VALUE! | #VALUE! |  |  | #VALUE! | #VALUE! | #VALUE! | #VALUE! | #VALUE! | #VALUE! | #VALUE! | #VALUE! |  |  | #VALUE! | #VALUE! | #VALUE! | #VALUE! | #VALUE! |  |  | #VALUE! | #VALUE! | #VALUE! | #VALUE! | #VALUE! | #VALUE! | #VALUE! | #VALUE! | 0 | #REF! | #VALUE! | #VALUE! | #VALUE! | #VALUE! | #VALUE! | #VALUE! | #VALUE! | 0
|  |  |  | 0 | 51 | 0 |  |  | 1 | 1.0842e-19 | 0 | 1.0669e-18 | 1.0669e-18 | 1.0669e-18 | 0 | 0 |  |  |  |  | #VALUE! | #VALUE! | #VALUE! |  |  | #VALUE! | #VALUE! | #VALUE! | #VALUE! | #VALUE! | #VALUE! | #VALUE! | #VALUE! |  |  |  |  | #VALUE! | #VALUE! | #VALUE! |  |  | #VALUE! | #VALUE! | #VALUE! | #VALUE! | #VALUE! | #VALUE! | #VALUE! | #VALUE! |  |  |  |  | #VALUE! | #VALUE! | #VALUE! |  |  | #VALUE! | #VALUE! | #VALUE! | #VALUE! | #VALUE! | #VALUE! | #VALUE! | #VALUE! |  |  |  |  | #VALUE! | #VALUE! | #VALUE! |  |  | #VALUE! | #VALUE! | #VALUE! | #VALUE! | #VALUE! | #VALUE! | #VALUE! | #VALUE! |  |  |  |  | #VALUE! | #VALUE! | #VALUE! |  |  | #VALUE! | #VALUE! | #VALUE! | #VALUE! | #VALUE! | #VALUE! | #VALUE! | #VALUE! |  |  | #VALUE! | #VALUE! | #VALUE! | #VALUE! | #VALUE! |  |  | #VALUE! | #VALUE! | #VALUE! | #VALUE! | #VALUE! | #VALUE! | #VALUE! | #VALUE! |  |  | #VALUE! | #VALUE! | #VALUE! | #VALUE! | #VALUE! |  |  | #VALUE! | #VALUE! | #VALUE! | #VALUE! | #VALUE! | #VALUE! | #VALUE! | #VALUE! | 0 | #REF! | #VALUE! | #VALUE! | #VALUE! | #VALUE! | #VALUE! | #VALUE! | #VALUE! | 0
|  |  |  | 0 | 51 | 0 |  |  | 1 | 1.0842e-19 | 0 | 1.0669e-18 | 1.0669e-18 | 1.0669e-18 | 0 | 0 |  |  |  |  | #VALUE! | #VALUE! | #VALUE! |  |  | #VALUE! | #VALUE! | #VALUE! | #VALUE! | #VALUE! | #VALUE! | #VALUE! | #VALUE! |  |  |  |  | #VALUE! | #VALUE! | #VALUE! |  |  | #VALUE! | #VALUE! | #VALUE! | #VALUE! | #VALUE! | #VALUE! | #VALUE! | #VALUE! |  |  |  |  | #VALUE! | #VALUE! | #VALUE! |  |  | #VALUE! | #VALUE! | #VALUE! | #VALUE! | #VALUE! | #VALUE! | #VALUE! | #VALUE! |  |  |  |  | #VALUE! | #VALUE! | #VALUE! |  |  | #VALUE! | #VALUE! | #VALUE! | #VALUE! | #VALUE! | #VALUE! | #VALUE! | #VALUE! |  |  |  |  | #VALUE! | #VALUE! | #VALUE! |  |  | #VALUE! | #VALUE! | #VALUE! | #VALUE! | #VALUE! | #VALUE! | #VALUE! | #VALUE! |  |  | #VALUE! | #VALUE! | #VALUE! | #VALUE! | #VALUE! |  |  | #VALUE! | #VALUE! | #VALUE! | #VALUE! | #VALUE! | #VALUE! | #VALUE! | #VALUE! |  |  | #VALUE! | #VALUE! | #VALUE! | #VALUE! | #VALUE! |  |  | #VALUE! | #VALUE! | #VALUE! | #VALUE! | #VALUE! | #VALUE! | #VALUE! | #VALUE! | 0 | #REF! | #VALUE! | #VALUE! | #VALUE! | #VALUE! | #VALUE! | #VALUE! | #VALUE! | 0
|  |  |  | 0 | 51 | 0 |  |  | 1 | 1.0842e-19 | 0 | 1.0669e-18 | 1.0669e-18 | 1.0669e-18 | 0 | 0 |  |  |  |  | #VALUE! | #VALUE! | #VALUE! |  |  | #VALUE! | #VALUE! | #VALUE! | #VALUE! | #VALUE! | #VALUE! | #VALUE! | #VALUE! |  |  |  |  | #VALUE! | #VALUE! | #VALUE! |  |  | #VALUE! | #VALUE! | #VALUE! | #VALUE! | #VALUE! | #VALUE! | #VALUE! | #VALUE! |  |  |  |  | #VALUE! | #VALUE! | #VALUE! |  |  | #VALUE! | #VALUE! | #VALUE! | #VALUE! | #VALUE! | #VALUE! | #VALUE! | #VALUE! |  |  |  |  | #VALUE! | #VALUE! | #VALUE! |  |  | #VALUE! | #VALUE! | #VALUE! | #VALUE! | #VALUE! | #VALUE! | #VALUE! | #VALUE! |  |  |  |  | #VALUE! | #VALUE! | #VALUE! |  |  | #VALUE! | #VALUE! | #VALUE! | #VALUE! | #VALUE! | #VALUE! | #VALUE! | #VALUE! |  |  | #VALUE! | #VALUE! | #VALUE! | #VALUE! | #VALUE! |  |  | #VALUE! | #VALUE! | #VALUE! | #VALUE! | #VALUE! | #VALUE! | #VALUE! | #VALUE! |  |  | #VALUE! | #VALUE! | #VALUE! | #VALUE! | #VALUE! |  |  | #VALUE! | #VALUE! | #VALUE! | #VALUE! | #VALUE! | #VALUE! | #VALUE! | #VALUE! | 0 | #REF! | #VALUE! | #VALUE! | #VALUE! | #VALUE! | #VALUE! | #VALUE! | #VALUE! | 0
|  |  |  | 0 | 51 | 0 |  |  | 1 | 1.0842e-19 | 0 | 1.0669e-18 | 1.0669e-18 | 1.0669e-18 | 0 | 0 |  |  |  |  | #VALUE! | #VALUE! | #VALUE! |  |  | #VALUE! | #VALUE! | #VALUE! | #VALUE! | #VALUE! | #VALUE! | #VALUE! | #VALUE! |  |  |  |  | #VALUE! | #VALUE! | #VALUE! |  |  | #VALUE! | #VALUE! | #VALUE! | #VALUE! | #VALUE! | #VALUE! | #VALUE! | #VALUE! |  |  |  |  | #VALUE! | #VALUE! | #VALUE! |  |  | #VALUE! | #VALUE! | #VALUE! | #VALUE! | #VALUE! | #VALUE! | #VALUE! | #VALUE! |  |  |  |  | #VALUE! | #VALUE! | #VALUE! |  |  | #VALUE! | #VALUE! | #VALUE! | #VALUE! | #VALUE! | #VALUE! | #VALUE! | #VALUE! |  |  |  |  | #VALUE! | #VALUE! | #VALUE! |  |  | #VALUE! | #VALUE! | #VALUE! | #VALUE! | #VALUE! | #VALUE! | #VALUE! | #VALUE! |  |  | #VALUE! | #VALUE! | #VALUE! | #VALUE! | #VALUE! |  |  | #VALUE! | #VALUE! | #VALUE! | #VALUE! | #VALUE! | #VALUE! | #VALUE! | #VALUE! |  |  | #VALUE! | #VALUE! | #VALUE! | #VALUE! | #VALUE! |  |  | #VALUE! | #VALUE! | #VALUE! | #VALUE! | #VALUE! | #VALUE! | #VALUE! | #VALUE! | 0 | #REF! | #VALUE! | #VALUE! | #VALUE! | #VALUE! | #VALUE! | #VALUE! | #VALUE! | 0
|  |  |  | 0 | 51 | 0 |  |  | 1 | 1.0842e-19 | 0 | 1.0669e-18 | 1.0669e-18 | 1.0669e-18 | 0 | 0 |  |  |  |  | #VALUE! | #VALUE! | #VALUE! |  |  | #VALUE! | #VALUE! | #VALUE! | #VALUE! | #VALUE! | #VALUE! | #VALUE! | #VALUE! |  |  |  |  | #VALUE! | #VALUE! | #VALUE! |  |  | #VALUE! | #VALUE! | #VALUE! | #VALUE! | #VALUE! | #VALUE! | #VALUE! | #VALUE! |  |  |  |  | #VALUE! | #VALUE! | #VALUE! |  |  | #VALUE! | #VALUE! | #VALUE! | #VALUE! | #VALUE! | #VALUE! | #VALUE! | #VALUE! |  |  |  |  | #VALUE! | #VALUE! | #VALUE! |  |  | #VALUE! | #VALUE! | #VALUE! | #VALUE! | #VALUE! | #VALUE! | #VALUE! | #VALUE! |  |  |  |  | #VALUE! | #VALUE! | #VALUE! |  |  | #VALUE! | #VALUE! | #VALUE! | #VALUE! | #VALUE! | #VALUE! | #VALUE! | #VALUE! |  |  | #VALUE! | #VALUE! | #VALUE! | #VALUE! | #VALUE! |  |  | #VALUE! | #VALUE! | #VALUE! | #VALUE! | #VALUE! | #VALUE! | #VALUE! | #VALUE! |  |  | #VALUE! | #VALUE! | #VALUE! | #VALUE! | #VALUE! |  |  | #VALUE! | #VALUE! | #VALUE! | #VALUE! | #VALUE! | #VALUE! | #VALUE! | #VALUE! | 0 | #REF! | #VALUE! | #VALUE! | #VALUE! | #VALUE! | #VALUE! | #VALUE! | #VALUE! | 0
|  |  |  | 0 | 51 | 0 |  |  | 1 | 1.0842e-19 | 0 | 1.0669e-18 | 1.0669e-18 | 1.0669e-18 | 0 | 0 |  |  |  |  | #VALUE! | #VALUE! | #VALUE! |  |  | #VALUE! | #VALUE! | #VALUE! | #VALUE! | #VALUE! | #VALUE! | #VALUE! | #VALUE! |  |  |  |  | #VALUE! | #VALUE! | #VALUE! |  |  | #VALUE! | #VALUE! | #VALUE! | #VALUE! | #VALUE! | #VALUE! | #VALUE! | #VALUE! |  |  |  |  | #VALUE! | #VALUE! | #VALUE! |  |  | #VALUE! | #VALUE! | #VALUE! | #VALUE! | #VALUE! | #VALUE! | #VALUE! | #VALUE! |  |  |  |  | #VALUE! | #VALUE! | #VALUE! |  |  | #VALUE! | #VALUE! | #VALUE! | #VALUE! | #VALUE! | #VALUE! | #VALUE! | #VALUE! |  |  |  |  | #VALUE! | #VALUE! | #VALUE! |  |  | #VALUE! | #VALUE! | #VALUE! | #VALUE! | #VALUE! | #VALUE! | #VALUE! | #VALUE! |  |  | #VALUE! | #VALUE! | #VALUE! | #VALUE! | #VALUE! |  |  | #VALUE! | #VALUE! | #VALUE! | #VALUE! | #VALUE! | #VALUE! | #VALUE! | #VALUE! |  |  | #VALUE! | #VALUE! | #VALUE! | #VALUE! | #VALUE! |  |  | #VALUE! | #VALUE! | #VALUE! | #VALUE! | #VALUE! | #VALUE! | #VALUE! | #VALUE! | 0 | #REF! | #VALUE! | #VALUE! | #VALUE! | #VALUE! | #VALUE! | #VALUE! | #VALUE! | 0
|  |  |  | 0 | 51 | 0 |  |  | 1 | 1.0842e-19 | 0 | 1.0669e-18 | 1.0669e-18 | 1.0669e-18 | 0 | 0 |  |  |  |  | #VALUE! | #VALUE! | #VALUE! |  |  | #VALUE! | #VALUE! | #VALUE! | #VALUE! | #VALUE! | #VALUE! | #VALUE! | #VALUE! |  |  |  |  | #VALUE! | #VALUE! | #VALUE! |  |  | #VALUE! | #VALUE! | #VALUE! | #VALUE! | #VALUE! | #VALUE! | #VALUE! | #VALUE! |  |  |  |  | #VALUE! | #VALUE! | #VALUE! |  |  | #VALUE! | #VALUE! | #VALUE! | #VALUE! | #VALUE! | #VALUE! | #VALUE! | #VALUE! |  |  |  |  | #VALUE! | #VALUE! | #VALUE! |  |  | #VALUE! | #VALUE! | #VALUE! | #VALUE! | #VALUE! | #VALUE! | #VALUE! | #VALUE! |  |  |  |  | #VALUE! | #VALUE! | #VALUE! |  |  | #VALUE! | #VALUE! | #VALUE! | #VALUE! | #VALUE! | #VALUE! | #VALUE! | #VALUE! |  |  | #VALUE! | #VALUE! | #VALUE! | #VALUE! | #VALUE! |  |  | #VALUE! | #VALUE! | #VALUE! | #VALUE! | #VALUE! | #VALUE! | #VALUE! | #VALUE! |  |  | #VALUE! | #VALUE! | #VALUE! | #VALUE! | #VALUE! |  |  | #VALUE! | #VALUE! | #VALUE! | #VALUE! | #VALUE! | #VALUE! | #VALUE! | #VALUE! | 0 | #REF! | #VALUE! | #VALUE! | #VALUE! | #VALUE! | #VALUE! | #VALUE! | #VALUE! | 0
|  |  |  | 0 | 51 | 0 |  |  | 1 | 1.0842e-19 | 0 | 1.0669e-18 | 1.0669e-18 | 1.0669e-18 | 0 | 0 |  |  |  |  | #VALUE! | #VALUE! | #VALUE! |  |  | #VALUE! | #VALUE! | #VALUE! | #VALUE! | #VALUE! | #VALUE! | #VALUE! | #VALUE! |  |  |  |  | #VALUE! | #VALUE! | #VALUE! |  |  | #VALUE! | #VALUE! | #VALUE! | #VALUE! | #VALUE! | #VALUE! | #VALUE! | #VALUE! |  |  |  |  | #VALUE! | #VALUE! | #VALUE! |  |  | #VALUE! | #VALUE! | #VALUE! | #VALUE! | #VALUE! | #VALUE! | #VALUE! | #VALUE! |  |  |  |  | #VALUE! | #VALUE! | #VALUE! |  |  | #VALUE! | #VALUE! | #VALUE! | #VALUE! | #VALUE! | #VALUE! | #VALUE! | #VALUE! |  |  |  |  | #VALUE! | #VALUE! | #VALUE! |  |  | #VALUE! | #VALUE! | #VALUE! | #VALUE! | #VALUE! | #VALUE! | #VALUE! | #VALUE! |  |  | #VALUE! | #VALUE! | #VALUE! | #VALUE! | #VALUE! |  |  | #VALUE! | #VALUE! | #VALUE! | #VALUE! | #VALUE! | #VALUE! | #VALUE! | #VALUE! |  |  | #VALUE! | #VALUE! | #VALUE! | #VALUE! | #VALUE! |  |  | #VALUE! | #VALUE! | #VALUE! | #VALUE! | #VALUE! | #VALUE! | #VALUE! | #VALUE! | 0 | #REF! | #VALUE! | #VALUE! | #VALUE! | #VALUE! | #VALUE! | #VALUE! | #VALUE! | 0
|  |  |  | 0 | 51 | 0 |  |  | 1 | 1.0842e-19 | 0 | 1.0669e-18 | 1.0669e-18 | 1.0669e-18 | 0 | 0 |  |  |  |  | #VALUE! | #VALUE! | #VALUE! |  |  | #VALUE! | #VALUE! | #VALUE! | #VALUE! | #VALUE! | #VALUE! | #VALUE! | #VALUE! |  |  |  |  | #VALUE! | #VALUE! | #VALUE! |  |  | #VALUE! | #VALUE! | #VALUE! | #VALUE! | #VALUE! | #VALUE! | #VALUE! | #VALUE! |  |  |  |  | #VALUE! | #VALUE! | #VALUE! |  |  | #VALUE! | #VALUE! | #VALUE! | #VALUE! | #VALUE! | #VALUE! | #VALUE! | #VALUE! |  |  |  |  | #VALUE! | #VALUE! | #VALUE! |  |  | #VALUE! | #VALUE! | #VALUE! | #VALUE! | #VALUE! | #VALUE! | #VALUE! | #VALUE! |  |  |  |  | #VALUE! | #VALUE! | #VALUE! |  |  | #VALUE! | #VALUE! | #VALUE! | #VALUE! | #VALUE! | #VALUE! | #VALUE! | #VALUE! |  |  | #VALUE! | #VALUE! | #VALUE! | #VALUE! | #VALUE! |  |  | #VALUE! | #VALUE! | #VALUE! | #VALUE! | #VALUE! | #VALUE! | #VALUE! | #VALUE! |  |  | #VALUE! | #VALUE! | #VALUE! | #VALUE! | #VALUE! |  |  | #VALUE! | #VALUE! | #VALUE! | #VALUE! | #VALUE! | #VALUE! | #VALUE! | #VALUE! | 0 | #REF! | #VALUE! | #VALUE! | #VALUE! | #VALUE! | #VALUE! | #VALUE! | #VALUE! | 0
|  |  |  | 0 | 51 | 0 |  |  | 1 | 1.0842e-19 | 0 | 1.0669e-18 | 1.0669e-18 | 1.0669e-18 | 0 | 0 |  |  |  |  | #VALUE! | #VALUE! | #VALUE! |  |  | #VALUE! | #VALUE! | #VALUE! | #VALUE! | #VALUE! | #VALUE! | #VALUE! | #VALUE! |  |  |  |  | #VALUE! | #VALUE! | #VALUE! |  |  | #VALUE! | #VALUE! | #VALUE! | #VALUE! | #VALUE! | #VALUE! | #VALUE! | #VALUE! |  |  |  |  | #VALUE! | #VALUE! | #VALUE! |  |  | #VALUE! | #VALUE! | #VALUE! | #VALUE! | #VALUE! | #VALUE! | #VALUE! | #VALUE! |  |  |  |  | #VALUE! | #VALUE! | #VALUE! |  |  | #VALUE! | #VALUE! | #VALUE! | #VALUE! | #VALUE! | #VALUE! | #VALUE! | #VALUE! |  |  |  |  | #VALUE! | #VALUE! | #VALUE! |  |  | #VALUE! | #VALUE! | #VALUE! | #VALUE! | #VALUE! | #VALUE! | #VALUE! | #VALUE! |  |  | #VALUE! | #VALUE! | #VALUE! | #VALUE! | #VALUE! |  |  | #VALUE! | #VALUE! | #VALUE! | #VALUE! | #VALUE! | #VALUE! | #VALUE! | #VALUE! |  |  | #VALUE! | #VALUE! | #VALUE! | #VALUE! | #VALUE! |  |  | #VALUE! | #VALUE! | #VALUE! | #VALUE! | #VALUE! | #VALUE! | #VALUE! | #VALUE! | 0 | #REF! | #VALUE! | #VALUE! | #VALUE! | #VALUE! | #VALUE! | #VALUE! | #VALUE! | 0
|  |  |  | 0 | 51 | 0 |  |  | 1 | 1.0842e-19 | 0 | 1.0669e-18 | 1.0669e-18 | 1.0669e-18 | 0 | 0 |  |  |  |  | #VALUE! | #VALUE! | #VALUE! |  |  | #VALUE! | #VALUE! | #VALUE! | #VALUE! | #VALUE! | #VALUE! | #VALUE! | #VALUE! |  |  |  |  | #VALUE! | #VALUE! | #VALUE! |  |  | #VALUE! | #VALUE! | #VALUE! | #VALUE! | #VALUE! | #VALUE! | #VALUE! | #VALUE! |  |  |  |  | #VALUE! | #VALUE! | #VALUE! |  |  | #VALUE! | #VALUE! | #VALUE! | #VALUE! | #VALUE! | #VALUE! | #VALUE! | #VALUE! |  |  |  |  | #VALUE! | #VALUE! | #VALUE! |  |  | #VALUE! | #VALUE! | #VALUE! | #VALUE! | #VALUE! | #VALUE! | #VALUE! | #VALUE! |  |  |  |  | #VALUE! | #VALUE! | #VALUE! |  |  | #VALUE! | #VALUE! | #VALUE! | #VALUE! | #VALUE! | #VALUE! | #VALUE! | #VALUE! |  |  | #VALUE! | #VALUE! | #VALUE! | #VALUE! | #VALUE! |  |  | #VALUE! | #VALUE! | #VALUE! | #VALUE! | #VALUE! | #VALUE! | #VALUE! | #VALUE! |  |  | #VALUE! | #VALUE! | #VALUE! | #VALUE! | #VALUE! |  |  | #VALUE! | #VALUE! | #VALUE! | #VALUE! | #VALUE! | #VALUE! | #VALUE! | #VALUE! | 0 | #REF! | #VALUE! | #VALUE! | #VALUE! | #VALUE! | #VALUE! | #VALUE! | #VALUE! | 0
|  |  |  | 0 | 51 | 0 |  |  | 1 | 1.0842e-19 | 0 | 1.0669e-18 | 1.0669e-18 | 1.0669e-18 | 0 | 0 |  |  |  |  | #VALUE! | #VALUE! | #VALUE! |  |  | #VALUE! | #VALUE! | #VALUE! | #VALUE! | #VALUE! | #VALUE! | #VALUE! | #VALUE! |  |  |  |  | #VALUE! | #VALUE! | #VALUE! |  |  | #VALUE! | #VALUE! | #VALUE! | #VALUE! | #VALUE! | #VALUE! | #VALUE! | #VALUE! |  |  |  |  | #VALUE! | #VALUE! | #VALUE! |  |  | #VALUE! | #VALUE! | #VALUE! | #VALUE! | #VALUE! | #VALUE! | #VALUE! | #VALUE! |  |  |  |  | #VALUE! | #VALUE! | #VALUE! |  |  | #VALUE! | #VALUE! | #VALUE! | #VALUE! | #VALUE! | #VALUE! | #VALUE! | #VALUE! |  |  |  |  | #VALUE! | #VALUE! | #VALUE! |  |  | #VALUE! | #VALUE! | #VALUE! | #VALUE! | #VALUE! | #VALUE! | #VALUE! | #VALUE! |  |  | #VALUE! | #VALUE! | #VALUE! | #VALUE! | #VALUE! |  |  | #VALUE! | #VALUE! | #VALUE! | #VALUE! | #VALUE! | #VALUE! | #VALUE! | #VALUE! |  |  | #VALUE! | #VALUE! | #VALUE! | #VALUE! | #VALUE! |  |  | #VALUE! | #VALUE! | #VALUE! | #VALUE! | #VALUE! | #VALUE! | #VALUE! | #VALUE! | 0 | #REF! | #VALUE! | #VALUE! | #VALUE! | #VALUE! | #VALUE! | #VALUE! | #VALUE! | 0
|  |  |  | 0 | 51 | 0 |  |  | 1 | 1.0842e-19 | 0 | 1.0669e-18 | 1.0669e-18 | 1.0669e-18 | 0 | 0 |  |  |  |  | #VALUE! | #VALUE! | #VALUE! |  |  | #VALUE! | #VALUE! | #VALUE! | #VALUE! | #VALUE! | #VALUE! | #VALUE! | #VALUE! |  |  |  |  | #VALUE! | #VALUE! | #VALUE! |  |  | #VALUE! | #VALUE! | #VALUE! | #VALUE! | #VALUE! | #VALUE! | #VALUE! | #VALUE! |  |  |  |  | #VALUE! | #VALUE! | #VALUE! |  |  | #VALUE! | #VALUE! | #VALUE! | #VALUE! | #VALUE! | #VALUE! | #VALUE! | #VALUE! |  |  |  |  | #VALUE! | #VALUE! | #VALUE! |  |  | #VALUE! | #VALUE! | #VALUE! | #VALUE! | #VALUE! | #VALUE! | #VALUE! | #VALUE! |  |  |  |  | #VALUE! | #VALUE! | #VALUE! |  |  | #VALUE! | #VALUE! | #VALUE! | #VALUE! | #VALUE! | #VALUE! | #VALUE! | #VALUE! |  |  | #VALUE! | #VALUE! | #VALUE! | #VALUE! | #VALUE! |  |  | #VALUE! | #VALUE! | #VALUE! | #VALUE! | #VALUE! | #VALUE! | #VALUE! | #VALUE! |  |  | #VALUE! | #VALUE! | #VALUE! | #VALUE! | #VALUE! |  |  | #VALUE! | #VALUE! | #VALUE! | #VALUE! | #VALUE! | #VALUE! | #VALUE! | #VALUE! | 0 | #REF! | #VALUE! | #VALUE! | #VALUE! | #VALUE! | #VALUE! | #VALUE! | #VALUE! | 0
|  |  |  | 0 | 51 | 0 |  |  | 1 | 1.0842e-19 | 0 | 1.0669e-18 | 1.0669e-18 | 1.0669e-18 | 0 | 0 |  |  |  |  | #VALUE! | #VALUE! | #VALUE! |  |  | #VALUE! | #VALUE! | #VALUE! | #VALUE! | #VALUE! | #VALUE! | #VALUE! | #VALUE! |  |  |  |  | #VALUE! | #VALUE! | #VALUE! |  |  | #VALUE! | #VALUE! | #VALUE! | #VALUE! | #VALUE! | #VALUE! | #VALUE! | #VALUE! |  |  |  |  | #VALUE! | #VALUE! | #VALUE! |  |  | #VALUE! | #VALUE! | #VALUE! | #VALUE! | #VALUE! | #VALUE! | #VALUE! | #VALUE! |  |  |  |  | #VALUE! | #VALUE! | #VALUE! |  |  | #VALUE! | #VALUE! | #VALUE! | #VALUE! | #VALUE! | #VALUE! | #VALUE! | #VALUE! |  |  |  |  | #VALUE! | #VALUE! | #VALUE! |  |  | #VALUE! | #VALUE! | #VALUE! | #VALUE! | #VALUE! | #VALUE! | #VALUE! | #VALUE! |  |  | #VALUE! | #VALUE! | #VALUE! | #VALUE! | #VALUE! |  |  | #VALUE! | #VALUE! | #VALUE! | #VALUE! | #VALUE! | #VALUE! | #VALUE! | #VALUE! |  |  | #VALUE! | #VALUE! | #VALUE! | #VALUE! | #VALUE! |  |  | #VALUE! | #VALUE! | #VALUE! | #VALUE! | #VALUE! | #VALUE! | #VALUE! | #VALUE! | 0 | #REF! | #VALUE! | #VALUE! | #VALUE! | #VALUE! | #VALUE! | #VALUE! | #VALUE! | 0
|  |  |  | 0 | 51 | 0 |  |  | 1 | 1.0842e-19 | 0 | 1.0669e-18 | 1.0669e-18 | 1.0669e-18 | 0 | 0 |  |  |  |  | #VALUE! | #VALUE! | #VALUE! |  |  | #VALUE! | #VALUE! | #VALUE! | #VALUE! | #VALUE! | #VALUE! | #VALUE! | #VALUE! |  |  |  |  | #VALUE! | #VALUE! | #VALUE! |  |  | #VALUE! | #VALUE! | #VALUE! | #VALUE! | #VALUE! | #VALUE! | #VALUE! | #VALUE! |  |  |  |  | #VALUE! | #VALUE! | #VALUE! |  |  | #VALUE! | #VALUE! | #VALUE! | #VALUE! | #VALUE! | #VALUE! | #VALUE! | #VALUE! |  |  |  |  | #VALUE! | #VALUE! | #VALUE! |  |  | #VALUE! | #VALUE! | #VALUE! | #VALUE! | #VALUE! | #VALUE! | #VALUE! | #VALUE! |  |  |  |  | #VALUE! | #VALUE! | #VALUE! |  |  | #VALUE! | #VALUE! | #VALUE! | #VALUE! | #VALUE! | #VALUE! | #VALUE! | #VALUE! |  |  | #VALUE! | #VALUE! | #VALUE! | #VALUE! | #VALUE! |  |  | #VALUE! | #VALUE! | #VALUE! | #VALUE! | #VALUE! | #VALUE! | #VALUE! | #VALUE! |  |  | #VALUE! | #VALUE! | #VALUE! | #VALUE! | #VALUE! |  |  | #VALUE! | #VALUE! | #VALUE! | #VALUE! | #VALUE! | #VALUE! | #VALUE! | #VALUE! | 0 | #REF! | #VALUE! | #VALUE! | #VALUE! | #VALUE! | #VALUE! | #VALUE! | #VALUE! | 0
|  |  |  | 0 | 51 | 0 |  |  | 1 | 1.0842e-19 | 0 | 1.0669e-18 | 1.0669e-18 | 1.0669e-18 | 0 | 0 |  |  |  |  | #VALUE! | #VALUE! | #VALUE! |  |  | #VALUE! | #VALUE! | #VALUE! | #VALUE! | #VALUE! | #VALUE! | #VALUE! | #VALUE! |  |  |  |  | #VALUE! | #VALUE! | #VALUE! |  |  | #VALUE! | #VALUE! | #VALUE! | #VALUE! | #VALUE! | #VALUE! | #VALUE! | #VALUE! |  |  |  |  | #VALUE! | #VALUE! | #VALUE! |  |  | #VALUE! | #VALUE! | #VALUE! | #VALUE! | #VALUE! | #VALUE! | #VALUE! | #VALUE! |  |  |  |  | #VALUE! | #VALUE! | #VALUE! |  |  | #VALUE! | #VALUE! | #VALUE! | #VALUE! | #VALUE! | #VALUE! | #VALUE! | #VALUE! |  |  |  |  | #VALUE! | #VALUE! | #VALUE! |  |  | #VALUE! | #VALUE! | #VALUE! | #VALUE! | #VALUE! | #VALUE! | #VALUE! | #VALUE! |  |  | #VALUE! | #VALUE! | #VALUE! | #VALUE! | #VALUE! |  |  | #VALUE! | #VALUE! | #VALUE! | #VALUE! | #VALUE! | #VALUE! | #VALUE! | #VALUE! |  |  | #VALUE! | #VALUE! | #VALUE! | #VALUE! | #VALUE! |  |  | #VALUE! | #VALUE! | #VALUE! | #VALUE! | #VALUE! | #VALUE! | #VALUE! | #VALUE! | 0 | #REF! | #VALUE! | #VALUE! | #VALUE! | #VALUE! | #VALUE! | #VALUE! | #VALUE! | 0
|  |  |  | 0 | 51 | 0 |  |  | 1 | 1.0842e-19 | 0 | 1.0669e-18 | 1.0669e-18 | 1.0669e-18 | 0 | 0 |  |  |  |  | #VALUE! | #VALUE! | #VALUE! |  |  | #VALUE! | #VALUE! | #VALUE! | #VALUE! | #VALUE! | #VALUE! | #VALUE! | #VALUE! |  |  |  |  | #VALUE! | #VALUE! | #VALUE! |  |  | #VALUE! | #VALUE! | #VALUE! | #VALUE! | #VALUE! | #VALUE! | #VALUE! | #VALUE! |  |  |  |  | #VALUE! | #VALUE! | #VALUE! |  |  | #VALUE! | #VALUE! | #VALUE! | #VALUE! | #VALUE! | #VALUE! | #VALUE! | #VALUE! |  |  |  |  | #VALUE! | #VALUE! | #VALUE! |  |  | #VALUE! | #VALUE! | #VALUE! | #VALUE! | #VALUE! | #VALUE! | #VALUE! | #VALUE! |  |  |  |  | #VALUE! | #VALUE! | #VALUE! |  |  | #VALUE! | #VALUE! | #VALUE! | #VALUE! | #VALUE! | #VALUE! | #VALUE! | #VALUE! |  |  | #VALUE! | #VALUE! | #VALUE! | #VALUE! | #VALUE! |  |  | #VALUE! | #VALUE! | #VALUE! | #VALUE! | #VALUE! | #VALUE! | #VALUE! | #VALUE! |  |  | #VALUE! | #VALUE! | #VALUE! | #VALUE! | #VALUE! |  |  | #VALUE! | #VALUE! | #VALUE! | #VALUE! | #VALUE! | #VALUE! | #VALUE! | #VALUE! | 0 | #REF! | #VALUE! | #VALUE! | #VALUE! | #VALUE! | #VALUE! | #VALUE! | #VALUE! | 0
|  |  |  | 0 | 51 | 0 |  |  | 1 | 1.0842e-19 | 0 | 1.0669e-18 | 1.0669e-18 | 1.0669e-18 | 0 | 0 |  |  |  |  | #VALUE! | #VALUE! | #VALUE! |  |  | #VALUE! | #VALUE! | #VALUE! | #VALUE! | #VALUE! | #VALUE! | #VALUE! | #VALUE! |  |  |  |  | #VALUE! | #VALUE! | #VALUE! |  |  | #VALUE! | #VALUE! | #VALUE! | #VALUE! | #VALUE! | #VALUE! | #VALUE! | #VALUE! |  |  |  |  | #VALUE! | #VALUE! | #VALUE! |  |  | #VALUE! | #VALUE! | #VALUE! | #VALUE! | #VALUE! | #VALUE! | #VALUE! | #VALUE! |  |  |  |  | #VALUE! | #VALUE! | #VALUE! |  |  | #VALUE! | #VALUE! | #VALUE! | #VALUE! | #VALUE! | #VALUE! | #VALUE! | #VALUE! |  |  |  |  | #VALUE! | #VALUE! | #VALUE! |  |  | #VALUE! | #VALUE! | #VALUE! | #VALUE! | #VALUE! | #VALUE! | #VALUE! | #VALUE! |  |  | #VALUE! | #VALUE! | #VALUE! | #VALUE! | #VALUE! |  |  | #VALUE! | #VALUE! | #VALUE! | #VALUE! | #VALUE! | #VALUE! | #VALUE! | #VALUE! |  |  | #VALUE! | #VALUE! | #VALUE! | #VALUE! | #VALUE! |  |  | #VALUE! | #VALUE! | #VALUE! | #VALUE! | #VALUE! | #VALUE! | #VALUE! | #VALUE! | 0 | #REF! | #VALUE! | #VALUE! | #VALUE! | #VALUE! | #VALUE! | #VALUE! | #VALUE! | 0
|  |  |  | 0 | 51 | 0 |  |  | 1 | 1.0842e-19 | 0 | 1.0669e-18 | 1.0669e-18 | 1.0669e-18 | 0 | 0 |  |  |  |  | #VALUE! | #VALUE! | #VALUE! |  |  | #VALUE! | #VALUE! | #VALUE! | #VALUE! | #VALUE! | #VALUE! | #VALUE! | #VALUE! |  |  |  |  | #VALUE! | #VALUE! | #VALUE! |  |  | #VALUE! | #VALUE! | #VALUE! | #VALUE! | #VALUE! | #VALUE! | #VALUE! | #VALUE! |  |  |  |  | #VALUE! | #VALUE! | #VALUE! |  |  | #VALUE! | #VALUE! | #VALUE! | #VALUE! | #VALUE! | #VALUE! | #VALUE! | #VALUE! |  |  |  |  | #VALUE! | #VALUE! | #VALUE! |  |  | #VALUE! | #VALUE! | #VALUE! | #VALUE! | #VALUE! | #VALUE! | #VALUE! | #VALUE! |  |  |  |  | #VALUE! | #VALUE! | #VALUE! |  |  | #VALUE! | #VALUE! | #VALUE! | #VALUE! | #VALUE! | #VALUE! | #VALUE! | #VALUE! |  |  | #VALUE! | #VALUE! | #VALUE! | #VALUE! | #VALUE! |  |  | #VALUE! | #VALUE! | #VALUE! | #VALUE! | #VALUE! | #VALUE! | #VALUE! | #VALUE! |  |  | #VALUE! | #VALUE! | #VALUE! | #VALUE! | #VALUE! |  |  | #VALUE! | #VALUE! | #VALUE! | #VALUE! | #VALUE! | #VALUE! | #VALUE! | #VALUE! | 0 | #REF! | #VALUE! | #VALUE! | #VALUE! | #VALUE! | #VALUE! | #VALUE! | #VALUE! | 0
|  |  |  | 0 | 51 | 0 |  |  | 1 | 1.0842e-19 | 0 | 1.0669e-18 | 1.0669e-18 | 1.0669e-18 | 0 | 0 |  |  |  |  | #VALUE! | #VALUE! | #VALUE! |  |  | #VALUE! | #VALUE! | #VALUE! | #VALUE! | #VALUE! | #VALUE! | #VALUE! | #VALUE! |  |  |  |  | #VALUE! | #VALUE! | #VALUE! |  |  | #VALUE! | #VALUE! | #VALUE! | #VALUE! | #VALUE! | #VALUE! | #VALUE! | #VALUE! |  |  |  |  | #VALUE! | #VALUE! | #VALUE! |  |  | #VALUE! | #VALUE! | #VALUE! | #VALUE! | #VALUE! | #VALUE! | #VALUE! | #VALUE! |  |  |  |  | #VALUE! | #VALUE! | #VALUE! |  |  | #VALUE! | #VALUE! | #VALUE! | #VALUE! | #VALUE! | #VALUE! | #VALUE! | #VALUE! |  |  |  |  | #VALUE! | #VALUE! | #VALUE! |  |  | #VALUE! | #VALUE! | #VALUE! | #VALUE! | #VALUE! | #VALUE! | #VALUE! | #VALUE! |  |  | #VALUE! | #VALUE! | #VALUE! | #VALUE! | #VALUE! |  |  | #VALUE! | #VALUE! | #VALUE! | #VALUE! | #VALUE! | #VALUE! | #VALUE! | #VALUE! |  |  | #VALUE! | #VALUE! | #VALUE! | #VALUE! | #VALUE! |  |  | #VALUE! | #VALUE! | #VALUE! | #VALUE! | #VALUE! | #VALUE! | #VALUE! | #VALUE! | 0 | #REF! | #VALUE! | #VALUE! | #VALUE! | #VALUE! | #VALUE! | #VALUE! | #VALUE! | 0
|  |  |  | 0 | 51 | 0 |  |  | 1 | 1.0842e-19 | 0 | 1.0669e-18 | 1.0669e-18 | 1.0669e-18 | 0 | 0 |  |  |  |  | #VALUE! | #VALUE! | #VALUE! |  |  | #VALUE! | #VALUE! | #VALUE! | #VALUE! | #VALUE! | #VALUE! | #VALUE! | #VALUE! |  |  |  |  | #VALUE! | #VALUE! | #VALUE! |  |  | #VALUE! | #VALUE! | #VALUE! | #VALUE! | #VALUE! | #VALUE! | #VALUE! | #VALUE! |  |  |  |  | #VALUE! | #VALUE! | #VALUE! |  |  | #VALUE! | #VALUE! | #VALUE! | #VALUE! | #VALUE! | #VALUE! | #VALUE! | #VALUE! |  |  |  |  | #VALUE! | #VALUE! | #VALUE! |  |  | #VALUE! | #VALUE! | #VALUE! | #VALUE! | #VALUE! | #VALUE! | #VALUE! | #VALUE! |  |  |  |  | #VALUE! | #VALUE! | #VALUE! |  |  | #VALUE! | #VALUE! | #VALUE! | #VALUE! | #VALUE! | #VALUE! | #VALUE! | #VALUE! |  |  | #VALUE! | #VALUE! | #VALUE! | #VALUE! | #VALUE! |  |  | #VALUE! | #VALUE! | #VALUE! | #VALUE! | #VALUE! | #VALUE! | #VALUE! | #VALUE! |  |  | #VALUE! | #VALUE! | #VALUE! | #VALUE! | #VALUE! |  |  | #VALUE! | #VALUE! | #VALUE! | #VALUE! | #VALUE! | #VALUE! | #VALUE! | #VALUE! | 0 | #REF! | #VALUE! | #VALUE! | #VALUE! | #VALUE! | #VALUE! | #VALUE! | #VALUE! | 0
|  |  |  | 0 | 51 | 0 |  |  | 1 | 1.0842e-19 | 0 | 1.0669e-18 | 1.0669e-18 | 1.0669e-18 | 0 | 0 |  |  |  |  | #VALUE! | #VALUE! | #VALUE! |  |  | #VALUE! | #VALUE! | #VALUE! | #VALUE! | #VALUE! | #VALUE! | #VALUE! | #VALUE! |  |  |  |  | #VALUE! | #VALUE! | #VALUE! |  |  | #VALUE! | #VALUE! | #VALUE! | #VALUE! | #VALUE! | #VALUE! | #VALUE! | #VALUE! |  |  |  |  | #VALUE! | #VALUE! | #VALUE! |  |  | #VALUE! | #VALUE! | #VALUE! | #VALUE! | #VALUE! | #VALUE! | #VALUE! | #VALUE! |  |  |  |  | #VALUE! | #VALUE! | #VALUE! |  |  | #VALUE! | #VALUE! | #VALUE! | #VALUE! | #VALUE! | #VALUE! | #VALUE! | #VALUE! |  |  |  |  | #VALUE! | #VALUE! | #VALUE! |  |  | #VALUE! | #VALUE! | #VALUE! | #VALUE! | #VALUE! | #VALUE! | #VALUE! | #VALUE! |  |  | #VALUE! | #VALUE! | #VALUE! | #VALUE! | #VALUE! |  |  | #VALUE! | #VALUE! | #VALUE! | #VALUE! | #VALUE! | #VALUE! | #VALUE! | #VALUE! |  |  | #VALUE! | #VALUE! | #VALUE! | #VALUE! | #VALUE! |  |  | #VALUE! | #VALUE! | #VALUE! | #VALUE! | #VALUE! | #VALUE! | #VALUE! | #VALUE! | 0 | #REF! | #VALUE! | #VALUE! | #VALUE! | #VALUE! | #VALUE! | #VALUE! | #VALUE! | 0
|  |  |  | 0 | 51 | 0 |  |  | 1 | 1.0842e-19 | 0 | 1.0669e-18 | 1.0669e-18 | 1.0669e-18 | 0 | 0 |  |  |  |  | #VALUE! | #VALUE! | #VALUE! |  |  | #VALUE! | #VALUE! | #VALUE! | #VALUE! | #VALUE! | #VALUE! | #VALUE! | #VALUE! |  |  |  |  | #VALUE! | #VALUE! | #VALUE! |  |  | #VALUE! | #VALUE! | #VALUE! | #VALUE! | #VALUE! | #VALUE! | #VALUE! | #VALUE! |  |  |  |  | #VALUE! | #VALUE! | #VALUE! |  |  | #VALUE! | #VALUE! | #VALUE! | #VALUE! | #VALUE! | #VALUE! | #VALUE! | #VALUE! |  |  |  |  | #VALUE! | #VALUE! | #VALUE! |  |  | #VALUE! | #VALUE! | #VALUE! | #VALUE! | #VALUE! | #VALUE! | #VALUE! | #VALUE! |  |  |  |  | #VALUE! | #VALUE! | #VALUE! |  |  | #VALUE! | #VALUE! | #VALUE! | #VALUE! | #VALUE! | #VALUE! | #VALUE! | #VALUE! |  |  | #VALUE! | #VALUE! | #VALUE! | #VALUE! | #VALUE! |  |  | #VALUE! | #VALUE! | #VALUE! | #VALUE! | #VALUE! | #VALUE! | #VALUE! | #VALUE! |  |  | #VALUE! | #VALUE! | #VALUE! | #VALUE! | #VALUE! |  |  | #VALUE! | #VALUE! | #VALUE! | #VALUE! | #VALUE! | #VALUE! | #VALUE! | #VALUE! | 0 | #REF! | #VALUE! | #VALUE! | #VALUE! | #VALUE! | #VALUE! | #VALUE! | #VALUE! | 0
|  |  |  | 0 | 51 | 0 |  |  | 1 | 1.0842e-19 | 0 | 1.0669e-18 | 1.0669e-18 | 1.0669e-18 | 0 | 0 |  |  |  |  | #VALUE! | #VALUE! | #VALUE! |  |  | #VALUE! | #VALUE! | #VALUE! | #VALUE! | #VALUE! | #VALUE! | #VALUE! | #VALUE! |  |  |  |  | #VALUE! | #VALUE! | #VALUE! |  |  | #VALUE! | #VALUE! | #VALUE! | #VALUE! | #VALUE! | #VALUE! | #VALUE! | #VALUE! |  |  |  |  | #VALUE! | #VALUE! | #VALUE! |  |  | #VALUE! | #VALUE! | #VALUE! | #VALUE! | #VALUE! | #VALUE! | #VALUE! | #VALUE! |  |  |  |  | #VALUE! | #VALUE! | #VALUE! |  |  | #VALUE! | #VALUE! | #VALUE! | #VALUE! | #VALUE! | #VALUE! | #VALUE! | #VALUE! |  |  |  |  | #VALUE! | #VALUE! | #VALUE! |  |  | #VALUE! | #VALUE! | #VALUE! | #VALUE! | #VALUE! | #VALUE! | #VALUE! | #VALUE! |  |  | #VALUE! | #VALUE! | #VALUE! | #VALUE! | #VALUE! |  |  | #VALUE! | #VALUE! | #VALUE! | #VALUE! | #VALUE! | #VALUE! | #VALUE! | #VALUE! |  |  | #VALUE! | #VALUE! | #VALUE! | #VALUE! | #VALUE! |  |  | #VALUE! | #VALUE! | #VALUE! | #VALUE! | #VALUE! | #VALUE! | #VALUE! | #VALUE! | 0 | #REF! | #VALUE! | #VALUE! | #VALUE! | #VALUE! | #VALUE! | #VALUE! | #VALUE! | 0
|  |  |  | 0 | 51 | 0 |  |  | 1 | 1.0842e-19 | 0 | 1.0669e-18 | 1.0669e-18 | 1.0669e-18 | 0 | 0 |  |  |  |  | #VALUE! | #VALUE! | #VALUE! |  |  | #VALUE! | #VALUE! | #VALUE! | #VALUE! | #VALUE! | #VALUE! | #VALUE! | #VALUE! |  |  |  |  | #VALUE! | #VALUE! | #VALUE! |  |  | #VALUE! | #VALUE! | #VALUE! | #VALUE! | #VALUE! | #VALUE! | #VALUE! | #VALUE! |  |  |  |  | #VALUE! | #VALUE! | #VALUE! |  |  | #VALUE! | #VALUE! | #VALUE! | #VALUE! | #VALUE! | #VALUE! | #VALUE! | #VALUE! |  |  |  |  | #VALUE! | #VALUE! | #VALUE! |  |  | #VALUE! | #VALUE! | #VALUE! | #VALUE! | #VALUE! | #VALUE! | #VALUE! | #VALUE! |  |  |  |  | #VALUE! | #VALUE! | #VALUE! |  |  | #VALUE! | #VALUE! | #VALUE! | #VALUE! | #VALUE! | #VALUE! | #VALUE! | #VALUE! |  |  | #VALUE! | #VALUE! | #VALUE! | #VALUE! | #VALUE! |  |  | #VALUE! | #VALUE! | #VALUE! | #VALUE! | #VALUE! | #VALUE! | #VALUE! | #VALUE! |  |  | #VALUE! | #VALUE! | #VALUE! | #VALUE! | #VALUE! |  |  | #VALUE! | #VALUE! | #VALUE! | #VALUE! | #VALUE! | #VALUE! | #VALUE! | #VALUE! | 0 | #REF! | #VALUE! | #VALUE! | #VALUE! | #VALUE! | #VALUE! | #VALUE! | #VALUE! | 0
|  |  |  | 0 | 51 | 0 |  |  | 1 | 1.0842e-19 | 0 | 1.0669e-18 | 1.0669e-18 | 1.0669e-18 | 0 | 0 |  |  |  |  | #VALUE! | #VALUE! | #VALUE! |  |  | #VALUE! | #VALUE! | #VALUE! | #VALUE! | #VALUE! | #VALUE! | #VALUE! | #VALUE! |  |  |  |  | #VALUE! | #VALUE! | #VALUE! |  |  | #VALUE! | #VALUE! | #VALUE! | #VALUE! | #VALUE! | #VALUE! | #VALUE! | #VALUE! |  |  |  |  | #VALUE! | #VALUE! | #VALUE! |  |  | #VALUE! | #VALUE! | #VALUE! | #VALUE! | #VALUE! | #VALUE! | #VALUE! | #VALUE! |  |  |  |  | #VALUE! | #VALUE! | #VALUE! |  |  | #VALUE! | #VALUE! | #VALUE! | #VALUE! | #VALUE! | #VALUE! | #VALUE! | #VALUE! |  |  |  |  | #VALUE! | #VALUE! | #VALUE! |  |  | #VALUE! | #VALUE! | #VALUE! | #VALUE! | #VALUE! | #VALUE! | #VALUE! | #VALUE! |  |  | #VALUE! | #VALUE! | #VALUE! | #VALUE! | #VALUE! |  |  | #VALUE! | #VALUE! | #VALUE! | #VALUE! | #VALUE! | #VALUE! | #VALUE! | #VALUE! |  |  | #VALUE! | #VALUE! | #VALUE! | #VALUE! | #VALUE! |  |  | #VALUE! | #VALUE! | #VALUE! | #VALUE! | #VALUE! | #VALUE! | #VALUE! | #VALUE! | 0 | #REF! | #VALUE! | #VALUE! | #VALUE! | #VALUE! | #VALUE! | #VALUE! | #VALUE! | 0
|  |  |  | 0 | 51 | 0 |  |  | 1 | 1.0842e-19 | 0 | 1.0669e-18 | 1.0669e-18 | 1.0669e-18 | 0 | 0 |  |  |  |  | #VALUE! | #VALUE! | #VALUE! |  |  | #VALUE! | #VALUE! | #VALUE! | #VALUE! | #VALUE! | #VALUE! | #VALUE! | #VALUE! |  |  |  |  | #VALUE! | #VALUE! | #VALUE! |  |  | #VALUE! | #VALUE! | #VALUE! | #VALUE! | #VALUE! | #VALUE! | #VALUE! | #VALUE! |  |  |  |  | #VALUE! | #VALUE! | #VALUE! |  |  | #VALUE! | #VALUE! | #VALUE! | #VALUE! | #VALUE! | #VALUE! | #VALUE! | #VALUE! |  |  |  |  | #VALUE! | #VALUE! | #VALUE! |  |  | #VALUE! | #VALUE! | #VALUE! | #VALUE! | #VALUE! | #VALUE! | #VALUE! | #VALUE! |  |  |  |  | #VALUE! | #VALUE! | #VALUE! |  |  | #VALUE! | #VALUE! | #VALUE! | #VALUE! | #VALUE! | #VALUE! | #VALUE! | #VALUE! |  |  | #VALUE! | #VALUE! | #VALUE! | #VALUE! | #VALUE! |  |  | #VALUE! | #VALUE! | #VALUE! | #VALUE! | #VALUE! | #VALUE! | #VALUE! | #VALUE! |  |  | #VALUE! | #VALUE! | #VALUE! | #VALUE! | #VALUE! |  |  | #VALUE! | #VALUE! | #VALUE! | #VALUE! | #VALUE! | #VALUE! | #VALUE! | #VALUE! | 0 | #REF! | #VALUE! | #VALUE! | #VALUE! | #VALUE! | #VALUE! | #VALUE! | #VALUE! | 0
|  |  |  | 0 | 51 | 0 |  |  | 1 | 1.0842e-19 | 0 | 1.0669e-18 | 1.0669e-18 | 1.0669e-18 | 0 | 0 |  |  |  |  | #VALUE! | #VALUE! | #VALUE! |  |  | #VALUE! | #VALUE! | #VALUE! | #VALUE! | #VALUE! | #VALUE! | #VALUE! | #VALUE! |  |  |  |  | #VALUE! | #VALUE! | #VALUE! |  |  | #VALUE! | #VALUE! | #VALUE! | #VALUE! | #VALUE! | #VALUE! | #VALUE! | #VALUE! |  |  |  |  | #VALUE! | #VALUE! | #VALUE! |  |  | #VALUE! | #VALUE! | #VALUE! | #VALUE! | #VALUE! | #VALUE! | #VALUE! | #VALUE! |  |  |  |  | #VALUE! | #VALUE! | #VALUE! |  |  | #VALUE! | #VALUE! | #VALUE! | #VALUE! | #VALUE! | #VALUE! | #VALUE! | #VALUE! |  |  |  |  | #VALUE! | #VALUE! | #VALUE! |  |  | #VALUE! | #VALUE! | #VALUE! | #VALUE! | #VALUE! | #VALUE! | #VALUE! | #VALUE! |  |  | #VALUE! | #VALUE! | #VALUE! | #VALUE! | #VALUE! |  |  | #VALUE! | #VALUE! | #VALUE! | #VALUE! | #VALUE! | #VALUE! | #VALUE! | #VALUE! |  |  | #VALUE! | #VALUE! | #VALUE! | #VALUE! | #VALUE! |  |  | #VALUE! | #VALUE! | #VALUE! | #VALUE! | #VALUE! | #VALUE! | #VALUE! | #VALUE! | 0 | #REF! | #VALUE! | #VALUE! | #VALUE! | #VALUE! | #VALUE! | #VALUE! | #VALUE! | 0
|  |  |  | 0 | 51 | 0 |  |  | 1 | 1.0842e-19 | 0 | 1.0669e-18 | 1.0669e-18 | 1.0669e-18 | 0 | 0 |  |  |  |  | #VALUE! | #VALUE! | #VALUE! |  |  | #VALUE! | #VALUE! | #VALUE! | #VALUE! | #VALUE! | #VALUE! | #VALUE! | #VALUE! |  |  |  |  | #VALUE! | #VALUE! | #VALUE! |  |  | #VALUE! | #VALUE! | #VALUE! | #VALUE! | #VALUE! | #VALUE! | #VALUE! | #VALUE! |  |  |  |  | #VALUE! | #VALUE! | #VALUE! |  |  | #VALUE! | #VALUE! | #VALUE! | #VALUE! | #VALUE! | #VALUE! | #VALUE! | #VALUE! |  |  |  |  | #VALUE! | #VALUE! | #VALUE! |  |  | #VALUE! | #VALUE! | #VALUE! | #VALUE! | #VALUE! | #VALUE! | #VALUE! | #VALUE! |  |  |  |  | #VALUE! | #VALUE! | #VALUE! |  |  | #VALUE! | #VALUE! | #VALUE! | #VALUE! | #VALUE! | #VALUE! | #VALUE! | #VALUE! |  |  | #VALUE! | #VALUE! | #VALUE! | #VALUE! | #VALUE! |  |  | #VALUE! | #VALUE! | #VALUE! | #VALUE! | #VALUE! | #VALUE! | #VALUE! | #VALUE! |  |  | #VALUE! | #VALUE! | #VALUE! | #VALUE! | #VALUE! |  |  | #VALUE! | #VALUE! | #VALUE! | #VALUE! | #VALUE! | #VALUE! | #VALUE! | #VALUE! | 0 | #REF! | #VALUE! | #VALUE! | #VALUE! | #VALUE! | #VALUE! | #VALUE! | #VALUE! | 0
|  |  |  | 0 | 51 | 0 |  |  | 1 | 1.0842e-19 | 0 | 1.0669e-18 | 1.0669e-18 | 1.0669e-18 | 0 | 0 |  |  |  |  | #VALUE! | #VALUE! | #VALUE! |  |  | #VALUE! | #VALUE! | #VALUE! | #VALUE! | #VALUE! | #VALUE! | #VALUE! | #VALUE! |  |  |  |  | #VALUE! | #VALUE! | #VALUE! |  |  | #VALUE! | #VALUE! | #VALUE! | #VALUE! | #VALUE! | #VALUE! | #VALUE! | #VALUE! |  |  |  |  | #VALUE! | #VALUE! | #VALUE! |  |  | #VALUE! | #VALUE! | #VALUE! | #VALUE! | #VALUE! | #VALUE! | #VALUE! | #VALUE! |  |  |  |  | #VALUE! | #VALUE! | #VALUE! |  |  | #VALUE! | #VALUE! | #VALUE! | #VALUE! | #VALUE! | #VALUE! | #VALUE! | #VALUE! |  |  |  |  | #VALUE! | #VALUE! | #VALUE! |  |  | #VALUE! | #VALUE! | #VALUE! | #VALUE! | #VALUE! | #VALUE! | #VALUE! | #VALUE! |  |  | #VALUE! | #VALUE! | #VALUE! | #VALUE! | #VALUE! |  |  | #VALUE! | #VALUE! | #VALUE! | #VALUE! | #VALUE! | #VALUE! | #VALUE! | #VALUE! |  |  | #VALUE! | #VALUE! | #VALUE! | #VALUE! | #VALUE! |  |  | #VALUE! | #VALUE! | #VALUE! | #VALUE! | #VALUE! | #VALUE! | #VALUE! | #VALUE! | 0 | #REF! | #VALUE! | #VALUE! | #VALUE! | #VALUE! | #VALUE! | #VALUE! | #VALUE! | 0
|  |  |  | 0 | 51 | 0 |  |  | 1 | 1.0842e-19 | 0 | 1.0669e-18 | 1.0669e-18 | 1.0669e-18 | 0 | 0 |  |  |  |  | #VALUE! | #VALUE! | #VALUE! |  |  | #VALUE! | #VALUE! | #VALUE! | #VALUE! | #VALUE! | #VALUE! | #VALUE! | #VALUE! |  |  |  |  | #VALUE! | #VALUE! | #VALUE! |  |  | #VALUE! | #VALUE! | #VALUE! | #VALUE! | #VALUE! | #VALUE! | #VALUE! | #VALUE! |  |  |  |  | #VALUE! | #VALUE! | #VALUE! |  |  | #VALUE! | #VALUE! | #VALUE! | #VALUE! | #VALUE! | #VALUE! | #VALUE! | #VALUE! |  |  |  |  | #VALUE! | #VALUE! | #VALUE! |  |  | #VALUE! | #VALUE! | #VALUE! | #VALUE! | #VALUE! | #VALUE! | #VALUE! | #VALUE! |  |  |  |  | #VALUE! | #VALUE! | #VALUE! |  |  | #VALUE! | #VALUE! | #VALUE! | #VALUE! | #VALUE! | #VALUE! | #VALUE! | #VALUE! |  |  | #VALUE! | #VALUE! | #VALUE! | #VALUE! | #VALUE! |  |  | #VALUE! | #VALUE! | #VALUE! | #VALUE! | #VALUE! | #VALUE! | #VALUE! | #VALUE! |  |  | #VALUE! | #VALUE! | #VALUE! | #VALUE! | #VALUE! |  |  | #VALUE! | #VALUE! | #VALUE! | #VALUE! | #VALUE! | #VALUE! | #VALUE! | #VALUE! | 0 | #REF! | #VALUE! | #VALUE! | #VALUE! | #VALUE! | #VALUE! | #VALUE! | #VALUE! | 0
|  |  |  | 0 | 51 | 0 |  |  | 1 | 1.0842e-19 | 0 | 1.0669e-18 | 1.0669e-18 | 1.0669e-18 | 0 | 0 |  |  |  |  | #VALUE! | #VALUE! | #VALUE! |  |  | #VALUE! | #VALUE! | #VALUE! | #VALUE! | #VALUE! | #VALUE! | #VALUE! | #VALUE! |  |  |  |  | #VALUE! | #VALUE! | #VALUE! |  |  | #VALUE! | #VALUE! | #VALUE! | #VALUE! | #VALUE! | #VALUE! | #VALUE! | #VALUE! |  |  |  |  | #VALUE! | #VALUE! | #VALUE! |  |  | #VALUE! | #VALUE! | #VALUE! | #VALUE! | #VALUE! | #VALUE! | #VALUE! | #VALUE! |  |  |  |  | #VALUE! | #VALUE! | #VALUE! |  |  | #VALUE! | #VALUE! | #VALUE! | #VALUE! | #VALUE! | #VALUE! | #VALUE! | #VALUE! |  |  |  |  | #VALUE! | #VALUE! | #VALUE! |  |  | #VALUE! | #VALUE! | #VALUE! | #VALUE! | #VALUE! | #VALUE! | #VALUE! | #VALUE! |  |  | #VALUE! | #VALUE! | #VALUE! | #VALUE! | #VALUE! |  |  | #VALUE! | #VALUE! | #VALUE! | #VALUE! | #VALUE! | #VALUE! | #VALUE! | #VALUE! |  |  | #VALUE! | #VALUE! | #VALUE! | #VALUE! | #VALUE! |  |  | #VALUE! | #VALUE! | #VALUE! | #VALUE! | #VALUE! | #VALUE! | #VALUE! | #VALUE! | 0 | #REF! | #VALUE! | #VALUE! | #VALUE! | #VALUE! | #VALUE! | #VALUE! | #VALUE! | 0
|  |  |  | 0 | 51 | 0 |  |  | 1 | 1.0842e-19 | 0 | 1.0669e-18 | 1.0669e-18 | 1.0669e-18 | 0 | 0 |  |  |  |  | #VALUE! | #VALUE! | #VALUE! |  |  | #VALUE! | #VALUE! | #VALUE! | #VALUE! | #VALUE! | #VALUE! | #VALUE! | #VALUE! |  |  |  |  | #VALUE! | #VALUE! | #VALUE! |  |  | #VALUE! | #VALUE! | #VALUE! | #VALUE! | #VALUE! | #VALUE! | #VALUE! | #VALUE! |  |  |  |  | #VALUE! | #VALUE! | #VALUE! |  |  | #VALUE! | #VALUE! | #VALUE! | #VALUE! | #VALUE! | #VALUE! | #VALUE! | #VALUE! |  |  |  |  | #VALUE! | #VALUE! | #VALUE! |  |  | #VALUE! | #VALUE! | #VALUE! | #VALUE! | #VALUE! | #VALUE! | #VALUE! | #VALUE! |  |  |  |  | #VALUE! | #VALUE! | #VALUE! |  |  | #VALUE! | #VALUE! | #VALUE! | #VALUE! | #VALUE! | #VALUE! | #VALUE! | #VALUE! |  |  | #VALUE! | #VALUE! | #VALUE! | #VALUE! | #VALUE! |  |  | #VALUE! | #VALUE! | #VALUE! | #VALUE! | #VALUE! | #VALUE! | #VALUE! | #VALUE! |  |  | #VALUE! | #VALUE! | #VALUE! | #VALUE! | #VALUE! |  |  | #VALUE! | #VALUE! | #VALUE! | #VALUE! | #VALUE! | #VALUE! | #VALUE! | #VALUE! | 0 | #REF! | #VALUE! | #VALUE! | #VALUE! | #VALUE! | #VALUE! | #VALUE! | #VALUE! | 0
|  |  |  | 0 | 51 | 0 |  |  | 1 | 1.0842e-19 | 0 | 1.0669e-18 | 1.0669e-18 | 1.0669e-18 | 0 | 0 |  |  |  |  | #VALUE! | #VALUE! | #VALUE! |  |  | #VALUE! | #VALUE! | #VALUE! | #VALUE! | #VALUE! | #VALUE! | #VALUE! | #VALUE! |  |  |  |  | #VALUE! | #VALUE! | #VALUE! |  |  | #VALUE! | #VALUE! | #VALUE! | #VALUE! | #VALUE! | #VALUE! | #VALUE! | #VALUE! |  |  |  |  | #VALUE! | #VALUE! | #VALUE! |  |  | #VALUE! | #VALUE! | #VALUE! | #VALUE! | #VALUE! | #VALUE! | #VALUE! | #VALUE! |  |  |  |  | #VALUE! | #VALUE! | #VALUE! |  |  | #VALUE! | #VALUE! | #VALUE! | #VALUE! | #VALUE! | #VALUE! | #VALUE! | #VALUE! |  |  |  |  | #VALUE! | #VALUE! | #VALUE! |  |  | #VALUE! | #VALUE! | #VALUE! | #VALUE! | #VALUE! | #VALUE! | #VALUE! | #VALUE! |  |  | #VALUE! | #VALUE! | #VALUE! | #VALUE! | #VALUE! |  |  | #VALUE! | #VALUE! | #VALUE! | #VALUE! | #VALUE! | #VALUE! | #VALUE! | #VALUE! |  |  | #VALUE! | #VALUE! | #VALUE! | #VALUE! | #VALUE! |  |  | #VALUE! | #VALUE! | #VALUE! | #VALUE! | #VALUE! | #VALUE! | #VALUE! | #VALUE! | 0 | #REF! | #VALUE! | #VALUE! | #VALUE! | #VALUE! | #VALUE! | #VALUE! | #VALUE! | 0
|  |  |  | 0 | 51 | 0 |  |  | 1 | 1.0842e-19 | 0 | 1.0669e-18 | 1.0669e-18 | 1.0669e-18 | 0 | 0 |  |  |  |  | #VALUE! | #VALUE! | #VALUE! |  |  | #VALUE! | #VALUE! | #VALUE! | #VALUE! | #VALUE! | #VALUE! | #VALUE! | #VALUE! |  |  |  |  | #VALUE! | #VALUE! | #VALUE! |  |  | #VALUE! | #VALUE! | #VALUE! | #VALUE! | #VALUE! | #VALUE! | #VALUE! | #VALUE! |  |  |  |  | #VALUE! | #VALUE! | #VALUE! |  |  | #VALUE! | #VALUE! | #VALUE! | #VALUE! | #VALUE! | #VALUE! | #VALUE! | #VALUE! |  |  |  |  | #VALUE! | #VALUE! | #VALUE! |  |  | #VALUE! | #VALUE! | #VALUE! | #VALUE! | #VALUE! | #VALUE! | #VALUE! | #VALUE! |  |  |  |  | #VALUE! | #VALUE! | #VALUE! |  |  | #VALUE! | #VALUE! | #VALUE! | #VALUE! | #VALUE! | #VALUE! | #VALUE! | #VALUE! |  |  | #VALUE! | #VALUE! | #VALUE! | #VALUE! | #VALUE! |  |  | #VALUE! | #VALUE! | #VALUE! | #VALUE! | #VALUE! | #VALUE! | #VALUE! | #VALUE! |  |  | #VALUE! | #VALUE! | #VALUE! | #VALUE! | #VALUE! |  |  | #VALUE! | #VALUE! | #VALUE! | #VALUE! | #VALUE! | #VALUE! | #VALUE! | #VALUE! | 0 | #REF! | #VALUE! | #VALUE! | #VALUE! | #VALUE! | #VALUE! | #VALUE! | #VALUE! | 0
|  |  |  | 0 | 51 | 0 |  |  | 1 | 1.0842e-19 | 0 | 1.0669e-18 | 1.0669e-18 | 1.0669e-18 | 0 | 0 |  |  |  |  | #VALUE! | #VALUE! | #VALUE! |  |  | #VALUE! | #VALUE! | #VALUE! | #VALUE! | #VALUE! | #VALUE! | #VALUE! | #VALUE! |  |  |  |  | #VALUE! | #VALUE! | #VALUE! |  |  | #VALUE! | #VALUE! | #VALUE! | #VALUE! | #VALUE! | #VALUE! | #VALUE! | #VALUE! |  |  |  |  | #VALUE! | #VALUE! | #VALUE! |  |  | #VALUE! | #VALUE! | #VALUE! | #VALUE! | #VALUE! | #VALUE! | #VALUE! | #VALUE! |  |  |  |  | #VALUE! | #VALUE! | #VALUE! |  |  | #VALUE! | #VALUE! | #VALUE! | #VALUE! | #VALUE! | #VALUE! | #VALUE! | #VALUE! |  |  |  |  | #VALUE! | #VALUE! | #VALUE! |  |  | #VALUE! | #VALUE! | #VALUE! | #VALUE! | #VALUE! | #VALUE! | #VALUE! | #VALUE! |  |  | #VALUE! | #VALUE! | #VALUE! | #VALUE! | #VALUE! |  |  | #VALUE! | #VALUE! | #VALUE! | #VALUE! | #VALUE! | #VALUE! | #VALUE! | #VALUE! |  |  | #VALUE! | #VALUE! | #VALUE! | #VALUE! | #VALUE! |  |  | #VALUE! | #VALUE! | #VALUE! | #VALUE! | #VALUE! | #VALUE! | #VALUE! | #VALUE! | 0 | #REF! | #VALUE! | #VALUE! | #VALUE! | #VALUE! | #VALUE! | #VALUE! | #VALUE! | 0
|  |  |  | 0 | 51 | 0 |  |  | 1 | 1.0842e-19 | 0 | 1.0669e-18 | 1.0669e-18 | 1.0669e-18 | 0 | 0 |  |  |  |  | #VALUE! | #VALUE! | #VALUE! |  |  | #VALUE! | #VALUE! | #VALUE! | #VALUE! | #VALUE! | #VALUE! | #VALUE! | #VALUE! |  |  |  |  | #VALUE! | #VALUE! | #VALUE! |  |  | #VALUE! | #VALUE! | #VALUE! | #VALUE! | #VALUE! | #VALUE! | #VALUE! | #VALUE! |  |  |  |  | #VALUE! | #VALUE! | #VALUE! |  |  | #VALUE! | #VALUE! | #VALUE! | #VALUE! | #VALUE! | #VALUE! | #VALUE! | #VALUE! |  |  |  |  | #VALUE! | #VALUE! | #VALUE! |  |  | #VALUE! | #VALUE! | #VALUE! | #VALUE! | #VALUE! | #VALUE! | #VALUE! | #VALUE! |  |  |  |  | #VALUE! | #VALUE! | #VALUE! |  |  | #VALUE! | #VALUE! | #VALUE! | #VALUE! | #VALUE! | #VALUE! | #VALUE! | #VALUE! |  |  | #VALUE! | #VALUE! | #VALUE! | #VALUE! | #VALUE! |  |  | #VALUE! | #VALUE! | #VALUE! | #VALUE! | #VALUE! | #VALUE! | #VALUE! | #VALUE! |  |  | #VALUE! | #VALUE! | #VALUE! | #VALUE! | #VALUE! |  |  | #VALUE! | #VALUE! | #VALUE! | #VALUE! | #VALUE! | #VALUE! | #VALUE! | #VALUE! | 0 | #REF! | #VALUE! | #VALUE! | #VALUE! | #VALUE! | #VALUE! | #VALUE! | #VALUE! | 0
|  |  |  | 0 | 51 | 0 |  |  | 1 | 1.0842e-19 | 0 | 1.0669e-18 | 1.0669e-18 | 1.0669e-18 | 0 | 0 |  |  |  |  | #VALUE! | #VALUE! | #VALUE! |  |  | #VALUE! | #VALUE! | #VALUE! | #VALUE! | #VALUE! | #VALUE! | #VALUE! | #VALUE! |  |  |  |  | #VALUE! | #VALUE! | #VALUE! |  |  | #VALUE! | #VALUE! | #VALUE! | #VALUE! | #VALUE! | #VALUE! | #VALUE! | #VALUE! |  |  |  |  | #VALUE! | #VALUE! | #VALUE! |  |  | #VALUE! | #VALUE! | #VALUE! | #VALUE! | #VALUE! | #VALUE! | #VALUE! | #VALUE! |  |  |  |  | #VALUE! | #VALUE! | #VALUE! |  |  | #VALUE! | #VALUE! | #VALUE! | #VALUE! | #VALUE! | #VALUE! | #VALUE! | #VALUE! |  |  |  |  | #VALUE! | #VALUE! | #VALUE! |  |  | #VALUE! | #VALUE! | #VALUE! | #VALUE! | #VALUE! | #VALUE! | #VALUE! | #VALUE! |  |  | #VALUE! | #VALUE! | #VALUE! | #VALUE! | #VALUE! |  |  | #VALUE! | #VALUE! | #VALUE! | #VALUE! | #VALUE! | #VALUE! | #VALUE! | #VALUE! |  |  | #VALUE! | #VALUE! | #VALUE! | #VALUE! | #VALUE! |  |  | #VALUE! | #VALUE! | #VALUE! | #VALUE! | #VALUE! | #VALUE! | #VALUE! | #VALUE! | 0 | #REF! | #VALUE! | #VALUE! | #VALUE! | #VALUE! | #VALUE! | #VALUE! | #VALUE! | 0
|  |  |  | 0 | 51 | 0 |  |  | 1 | 1.0842e-19 | 0 | 1.0669e-18 | 1.0669e-18 | 1.0669e-18 | 0 | 0 |  |  |  |  | #VALUE! | #VALUE! | #VALUE! |  |  | #VALUE! | #VALUE! | #VALUE! | #VALUE! | #VALUE! | #VALUE! | #VALUE! | #VALUE! |  |  |  |  | #VALUE! | #VALUE! | #VALUE! |  |  | #VALUE! | #VALUE! | #VALUE! | #VALUE! | #VALUE! | #VALUE! | #VALUE! | #VALUE! |  |  |  |  | #VALUE! | #VALUE! | #VALUE! |  |  | #VALUE! | #VALUE! | #VALUE! | #VALUE! | #VALUE! | #VALUE! | #VALUE! | #VALUE! |  |  |  |  | #VALUE! | #VALUE! | #VALUE! |  |  | #VALUE! | #VALUE! | #VALUE! | #VALUE! | #VALUE! | #VALUE! | #VALUE! | #VALUE! |  |  |  |  | #VALUE! | #VALUE! | #VALUE! |  |  | #VALUE! | #VALUE! | #VALUE! | #VALUE! | #VALUE! | #VALUE! | #VALUE! | #VALUE! |  |  | #VALUE! | #VALUE! | #VALUE! | #VALUE! | #VALUE! |  |  | #VALUE! | #VALUE! | #VALUE! | #VALUE! | #VALUE! | #VALUE! | #VALUE! | #VALUE! |  |  | #VALUE! | #VALUE! | #VALUE! | #VALUE! | #VALUE! |  |  | #VALUE! | #VALUE! | #VALUE! | #VALUE! | #VALUE! | #VALUE! | #VALUE! | #VALUE! | 0 | #REF! | #VALUE! | #VALUE! | #VALUE! | #VALUE! | #VALUE! | #VALUE! | #VALUE! | 0
|  |  |  | 0 | 51 | 0 |  |  | 1 | 1.0842e-19 | 0 | 1.0669e-18 | 1.0669e-18 | 1.0669e-18 | 0 | 0 |  |  |  |  | #VALUE! | #VALUE! | #VALUE! |  |  | #VALUE! | #VALUE! | #VALUE! | #VALUE! | #VALUE! | #VALUE! | #VALUE! | #VALUE! |  |  |  |  | #VALUE! | #VALUE! | #VALUE! |  |  | #VALUE! | #VALUE! | #VALUE! | #VALUE! | #VALUE! | #VALUE! | #VALUE! | #VALUE! |  |  |  |  | #VALUE! | #VALUE! | #VALUE! |  |  | #VALUE! | #VALUE! | #VALUE! | #VALUE! | #VALUE! | #VALUE! | #VALUE! | #VALUE! |  |  |  |  | #VALUE! | #VALUE! | #VALUE! |  |  | #VALUE! | #VALUE! | #VALUE! | #VALUE! | #VALUE! | #VALUE! | #VALUE! | #VALUE! |  |  |  |  | #VALUE! | #VALUE! | #VALUE! |  |  | #VALUE! | #VALUE! | #VALUE! | #VALUE! | #VALUE! | #VALUE! | #VALUE! | #VALUE! |  |  | #VALUE! | #VALUE! | #VALUE! | #VALUE! | #VALUE! |  |  | #VALUE! | #VALUE! | #VALUE! | #VALUE! | #VALUE! | #VALUE! | #VALUE! | #VALUE! |  |  | #VALUE! | #VALUE! | #VALUE! | #VALUE! | #VALUE! |  |  | #VALUE! | #VALUE! | #VALUE! | #VALUE! | #VALUE! | #VALUE! | #VALUE! | #VALUE! | 0 | #REF! | #VALUE! | #VALUE! | #VALUE! | #VALUE! | #VALUE! | #VALUE! | #VALUE! | 0
|  |  |  | 0 | 51 | 0 |  |  | 1 | 1.0842e-19 | 0 | 1.0669e-18 | 1.0669e-18 | 1.0669e-18 | 0 | 0 |  |  |  |  | #VALUE! | #VALUE! | #VALUE! |  |  | #VALUE! | #VALUE! | #VALUE! | #VALUE! | #VALUE! | #VALUE! | #VALUE! | #VALUE! |  |  |  |  | #VALUE! | #VALUE! | #VALUE! |  |  | #VALUE! | #VALUE! | #VALUE! | #VALUE! | #VALUE! | #VALUE! | #VALUE! | #VALUE! |  |  |  |  | #VALUE! | #VALUE! | #VALUE! |  |  | #VALUE! | #VALUE! | #VALUE! | #VALUE! | #VALUE! | #VALUE! | #VALUE! | #VALUE! |  |  |  |  | #VALUE! | #VALUE! | #VALUE! |  |  | #VALUE! | #VALUE! | #VALUE! | #VALUE! | #VALUE! | #VALUE! | #VALUE! | #VALUE! |  |  |  |  | #VALUE! | #VALUE! | #VALUE! |  |  | #VALUE! | #VALUE! | #VALUE! | #VALUE! | #VALUE! | #VALUE! | #VALUE! | #VALUE! |  |  | #VALUE! | #VALUE! | #VALUE! | #VALUE! | #VALUE! |  |  | #VALUE! | #VALUE! | #VALUE! | #VALUE! | #VALUE! | #VALUE! | #VALUE! | #VALUE! |  |  | #VALUE! | #VALUE! | #VALUE! | #VALUE! | #VALUE! |  |  | #VALUE! | #VALUE! | #VALUE! | #VALUE! | #VALUE! | #VALUE! | #VALUE! | #VALUE! | 0 | #REF! | #VALUE! | #VALUE! | #VALUE! | #VALUE! | #VALUE! | #VALUE! | #VALUE! | 0
|  |  |  | 0 | 51 | 0 |  |  | 1 | 1.0842e-19 | 0 | 1.0669e-18 | 1.0669e-18 | 1.0669e-18 | 0 | 0 |  |  |  |  | #VALUE! | #VALUE! | #VALUE! |  |  | #VALUE! | #VALUE! | #VALUE! | #VALUE! | #VALUE! | #VALUE! | #VALUE! | #VALUE! |  |  |  |  | #VALUE! | #VALUE! | #VALUE! |  |  | #VALUE! | #VALUE! | #VALUE! | #VALUE! | #VALUE! | #VALUE! | #VALUE! | #VALUE! |  |  |  |  | #VALUE! | #VALUE! | #VALUE! |  |  | #VALUE! | #VALUE! | #VALUE! | #VALUE! | #VALUE! | #VALUE! | #VALUE! | #VALUE! |  |  |  |  | #VALUE! | #VALUE! | #VALUE! |  |  | #VALUE! | #VALUE! | #VALUE! | #VALUE! | #VALUE! | #VALUE! | #VALUE! | #VALUE! |  |  |  |  | #VALUE! | #VALUE! | #VALUE! |  |  | #VALUE! | #VALUE! | #VALUE! | #VALUE! | #VALUE! | #VALUE! | #VALUE! | #VALUE! |  |  | #VALUE! | #VALUE! | #VALUE! | #VALUE! | #VALUE! |  |  | #VALUE! | #VALUE! | #VALUE! | #VALUE! | #VALUE! | #VALUE! | #VALUE! | #VALUE! |  |  | #VALUE! | #VALUE! | #VALUE! | #VALUE! | #VALUE! |  |  | #VALUE! | #VALUE! | #VALUE! | #VALUE! | #VALUE! | #VALUE! | #VALUE! | #VALUE! | 0 | #REF! | #VALUE! | #VALUE! | #VALUE! | #VALUE! | #VALUE! | #VALUE! | #VALUE! | 0
|  |  |  | 0 | 51 | 0 |  |  | 1 | 1.0842e-19 | 0 | 1.0669e-18 | 1.0669e-18 | 1.0669e-18 | 0 | 0 |  |  |  |  | #VALUE! | #VALUE! | #VALUE! |  |  | #VALUE! | #VALUE! | #VALUE! | #VALUE! | #VALUE! | #VALUE! | #VALUE! | #VALUE! |  |  |  |  | #VALUE! | #VALUE! | #VALUE! |  |  | #VALUE! | #VALUE! | #VALUE! | #VALUE! | #VALUE! | #VALUE! | #VALUE! | #VALUE! |  |  |  |  | #VALUE! | #VALUE! | #VALUE! |  |  | #VALUE! | #VALUE! | #VALUE! | #VALUE! | #VALUE! | #VALUE! | #VALUE! | #VALUE! |  |  |  |  | #VALUE! | #VALUE! | #VALUE! |  |  | #VALUE! | #VALUE! | #VALUE! | #VALUE! | #VALUE! | #VALUE! | #VALUE! | #VALUE! |  |  |  |  | #VALUE! | #VALUE! | #VALUE! |  |  | #VALUE! | #VALUE! | #VALUE! | #VALUE! | #VALUE! | #VALUE! | #VALUE! | #VALUE! |  |  | #VALUE! | #VALUE! | #VALUE! | #VALUE! | #VALUE! |  |  | #VALUE! | #VALUE! | #VALUE! | #VALUE! | #VALUE! | #VALUE! | #VALUE! | #VALUE! |  |  | #VALUE! | #VALUE! | #VALUE! | #VALUE! | #VALUE! |  |  | #VALUE! | #VALUE! | #VALUE! | #VALUE! | #VALUE! | #VALUE! | #VALUE! | #VALUE! | 0 | #REF! | #VALUE! | #VALUE! | #VALUE! | #VALUE! | #VALUE! | #VALUE! | #VALUE! | 0
|  |  |  | 0 | 51 | 0 |  |  | 1 | 1.0842e-19 | 0 | 1.0669e-18 | 1.0669e-18 | 1.0669e-18 | 0 | 0 |  |  |  |  | #VALUE! | #VALUE! | #VALUE! |  |  | #VALUE! | #VALUE! | #VALUE! | #VALUE! | #VALUE! | #VALUE! | #VALUE! | #VALUE! |  |  |  |  | #VALUE! | #VALUE! | #VALUE! |  |  | #VALUE! | #VALUE! | #VALUE! | #VALUE! | #VALUE! | #VALUE! | #VALUE! | #VALUE! |  |  |  |  | #VALUE! | #VALUE! | #VALUE! |  |  | #VALUE! | #VALUE! | #VALUE! | #VALUE! | #VALUE! | #VALUE! | #VALUE! | #VALUE! |  |  |  |  | #VALUE! | #VALUE! | #VALUE! |  |  | #VALUE! | #VALUE! | #VALUE! | #VALUE! | #VALUE! | #VALUE! | #VALUE! | #VALUE! |  |  |  |  | #VALUE! | #VALUE! | #VALUE! |  |  | #VALUE! | #VALUE! | #VALUE! | #VALUE! | #VALUE! | #VALUE! | #VALUE! | #VALUE! |  |  | #VALUE! | #VALUE! | #VALUE! | #VALUE! | #VALUE! |  |  | #VALUE! | #VALUE! | #VALUE! | #VALUE! | #VALUE! | #VALUE! | #VALUE! | #VALUE! |  |  | #VALUE! | #VALUE! | #VALUE! | #VALUE! | #VALUE! |  |  | #VALUE! | #VALUE! | #VALUE! | #VALUE! | #VALUE! | #VALUE! | #VALUE! | #VALUE! | 0 | #REF! | #VALUE! | #VALUE! | #VALUE! | #VALUE! | #VALUE! | #VALUE! | #VALUE! | 0
|  |  |  | 0 | 51 | 0 |  |  | 1 | 1.0842e-19 | 0 | 1.0669e-18 | 1.0669e-18 | 1.0669e-18 | 0 | 0 |  |  |  |  | #VALUE! | #VALUE! | #VALUE! |  |  | #VALUE! | #VALUE! | #VALUE! | #VALUE! | #VALUE! | #VALUE! | #VALUE! | #VALUE! |  |  |  |  | #VALUE! | #VALUE! | #VALUE! |  |  | #VALUE! | #VALUE! | #VALUE! | #VALUE! | #VALUE! | #VALUE! | #VALUE! | #VALUE! |  |  |  |  | #VALUE! | #VALUE! | #VALUE! |  |  | #VALUE! | #VALUE! | #VALUE! | #VALUE! | #VALUE! | #VALUE! | #VALUE! | #VALUE! |  |  |  |  | #VALUE! | #VALUE! | #VALUE! |  |  | #VALUE! | #VALUE! | #VALUE! | #VALUE! | #VALUE! | #VALUE! | #VALUE! | #VALUE! |  |  |  |  | #VALUE! | #VALUE! | #VALUE! |  |  | #VALUE! | #VALUE! | #VALUE! | #VALUE! | #VALUE! | #VALUE! | #VALUE! | #VALUE! |  |  | #VALUE! | #VALUE! | #VALUE! | #VALUE! | #VALUE! |  |  | #VALUE! | #VALUE! | #VALUE! | #VALUE! | #VALUE! | #VALUE! | #VALUE! | #VALUE! |  |  | #VALUE! | #VALUE! | #VALUE! | #VALUE! | #VALUE! |  |  | #VALUE! | #VALUE! | #VALUE! | #VALUE! | #VALUE! | #VALUE! | #VALUE! | #VALUE! | 0 | #REF! | #VALUE! | #VALUE! | #VALUE! | #VALUE! | #VALUE! | #VALUE! | #VALUE! | 0
|  |  |  | 0 | 51 | 0 |  |  | 1 | 1.0842e-19 | 0 | 1.0669e-18 | 1.0669e-18 | 1.0669e-18 | 0 | 0 |  |  |  |  | #VALUE! | #VALUE! | #VALUE! |  |  | #VALUE! | #VALUE! | #VALUE! | #VALUE! | #VALUE! | #VALUE! | #VALUE! | #VALUE! |  |  |  |  | #VALUE! | #VALUE! | #VALUE! |  |  | #VALUE! | #VALUE! | #VALUE! | #VALUE! | #VALUE! | #VALUE! | #VALUE! | #VALUE! |  |  |  |  | #VALUE! | #VALUE! | #VALUE! |  |  | #VALUE! | #VALUE! | #VALUE! | #VALUE! | #VALUE! | #VALUE! | #VALUE! | #VALUE! |  |  |  |  | #VALUE! | #VALUE! | #VALUE! |  |  | #VALUE! | #VALUE! | #VALUE! | #VALUE! | #VALUE! | #VALUE! | #VALUE! | #VALUE! |  |  |  |  | #VALUE! | #VALUE! | #VALUE! |  |  | #VALUE! | #VALUE! | #VALUE! | #VALUE! | #VALUE! | #VALUE! | #VALUE! | #VALUE! |  |  | #VALUE! | #VALUE! | #VALUE! | #VALUE! | #VALUE! |  |  | #VALUE! | #VALUE! | #VALUE! | #VALUE! | #VALUE! | #VALUE! | #VALUE! | #VALUE! |  |  | #VALUE! | #VALUE! | #VALUE! | #VALUE! | #VALUE! |  |  | #VALUE! | #VALUE! | #VALUE! | #VALUE! | #VALUE! | #VALUE! | #VALUE! | #VALUE! | 0 | #REF! | #VALUE! | #VALUE! | #VALUE! | #VALUE! | #VALUE! | #VALUE! | #VALUE! | 0
|  |  |  | 0 | 51 | 0 |  |  | 1 | 1.0842e-19 | 0 | 1.0669e-18 | 1.0669e-18 | 1.0669e-18 | 0 | 0 |  |  |  |  | #VALUE! | #VALUE! | #VALUE! |  |  | #VALUE! | #VALUE! | #VALUE! | #VALUE! | #VALUE! | #VALUE! | #VALUE! | #VALUE! |  |  |  |  | #VALUE! | #VALUE! | #VALUE! |  |  | #VALUE! | #VALUE! | #VALUE! | #VALUE! | #VALUE! | #VALUE! | #VALUE! | #VALUE! |  |  |  |  | #VALUE! | #VALUE! | #VALUE! |  |  | #VALUE! | #VALUE! | #VALUE! | #VALUE! | #VALUE! | #VALUE! | #VALUE! | #VALUE! |  |  |  |  | #VALUE! | #VALUE! | #VALUE! |  |  | #VALUE! | #VALUE! | #VALUE! | #VALUE! | #VALUE! | #VALUE! | #VALUE! | #VALUE! |  |  |  |  | #VALUE! | #VALUE! | #VALUE! |  |  | #VALUE! | #VALUE! | #VALUE! | #VALUE! | #VALUE! | #VALUE! | #VALUE! | #VALUE! |  |  | #VALUE! | #VALUE! | #VALUE! | #VALUE! | #VALUE! |  |  | #VALUE! | #VALUE! | #VALUE! | #VALUE! | #VALUE! | #VALUE! | #VALUE! | #VALUE! |  |  | #VALUE! | #VALUE! | #VALUE! | #VALUE! | #VALUE! |  |  | #VALUE! | #VALUE! | #VALUE! | #VALUE! | #VALUE! | #VALUE! | #VALUE! | #VALUE! | 0 | #REF! | #VALUE! | #VALUE! | #VALUE! | #VALUE! | #VALUE! | #VALUE! | #VALUE! | 0
|  |  |  | 0 | 51 | 0 |  |  | 1 | 1.0842e-19 | 0 | 1.0669e-18 | 1.0669e-18 | 1.0669e-18 | 0 | 0 |  |  |  |  | #VALUE! | #VALUE! | #VALUE! |  |  | #VALUE! | #VALUE! | #VALUE! | #VALUE! | #VALUE! | #VALUE! | #VALUE! | #VALUE! |  |  |  |  | #VALUE! | #VALUE! | #VALUE! |  |  | #VALUE! | #VALUE! | #VALUE! | #VALUE! | #VALUE! | #VALUE! | #VALUE! | #VALUE! |  |  |  |  | #VALUE! | #VALUE! | #VALUE! |  |  | #VALUE! | #VALUE! | #VALUE! | #VALUE! | #VALUE! | #VALUE! | #VALUE! | #VALUE! |  |  |  |  | #VALUE! | #VALUE! | #VALUE! |  |  | #VALUE! | #VALUE! | #VALUE! | #VALUE! | #VALUE! | #VALUE! | #VALUE! | #VALUE! |  |  |  |  | #VALUE! | #VALUE! | #VALUE! |  |  | #VALUE! | #VALUE! | #VALUE! | #VALUE! | #VALUE! | #VALUE! | #VALUE! | #VALUE! |  |  | #VALUE! | #VALUE! | #VALUE! | #VALUE! | #VALUE! |  |  | #VALUE! | #VALUE! | #VALUE! | #VALUE! | #VALUE! | #VALUE! | #VALUE! | #VALUE! |  |  | #VALUE! | #VALUE! | #VALUE! | #VALUE! | #VALUE! |  |  | #VALUE! | #VALUE! | #VALUE! | #VALUE! | #VALUE! | #VALUE! | #VALUE! | #VALUE! | 0 | #REF! | #VALUE! | #VALUE! | #VALUE! | #VALUE! | #VALUE! | #VALUE! | #VALUE! | 0
|  |  |  | 0 | 51 | 0 |  |  | 1 | 1.0842e-19 | 0 | 1.0669e-18 | 1.0669e-18 | 1.0669e-18 | 0 | 0 |  |  |  |  | #VALUE! | #VALUE! | #VALUE! |  |  | #VALUE! | #VALUE! | #VALUE! | #VALUE! | #VALUE! | #VALUE! | #VALUE! | #VALUE! |  |  |  |  | #VALUE! | #VALUE! | #VALUE! |  |  | #VALUE! | #VALUE! | #VALUE! | #VALUE! | #VALUE! | #VALUE! | #VALUE! | #VALUE! |  |  |  |  | #VALUE! | #VALUE! | #VALUE! |  |  | #VALUE! | #VALUE! | #VALUE! | #VALUE! | #VALUE! | #VALUE! | #VALUE! | #VALUE! |  |  |  |  | #VALUE! | #VALUE! | #VALUE! |  |  | #VALUE! | #VALUE! | #VALUE! | #VALUE! | #VALUE! | #VALUE! | #VALUE! | #VALUE! |  |  |  |  | #VALUE! | #VALUE! | #VALUE! |  |  | #VALUE! | #VALUE! | #VALUE! | #VALUE! | #VALUE! | #VALUE! | #VALUE! | #VALUE! |  |  | #VALUE! | #VALUE! | #VALUE! | #VALUE! | #VALUE! |  |  | #VALUE! | #VALUE! | #VALUE! | #VALUE! | #VALUE! | #VALUE! | #VALUE! | #VALUE! |  |  | #VALUE! | #VALUE! | #VALUE! | #VALUE! | #VALUE! |  |  | #VALUE! | #VALUE! | #VALUE! | #VALUE! | #VALUE! | #VALUE! | #VALUE! | #VALUE! | 0 | #REF! | #VALUE! | #VALUE! | #VALUE! | #VALUE! | #VALUE! | #VALUE! | #VALUE! | 0
|  |  |  | 0 | 51 | 0 |  |  | 1 | 1.0842e-19 | 0 | 1.0669e-18 | 1.0669e-18 | 1.0669e-18 | 0 | 0 |  |  |  |  | #VALUE! | #VALUE! | #VALUE! |  |  | #VALUE! | #VALUE! | #VALUE! | #VALUE! | #VALUE! | #VALUE! | #VALUE! | #VALUE! |  |  |  |  | #VALUE! | #VALUE! | #VALUE! |  |  | #VALUE! | #VALUE! | #VALUE! | #VALUE! | #VALUE! | #VALUE! | #VALUE! | #VALUE! |  |  |  |  | #VALUE! | #VALUE! | #VALUE! |  |  | #VALUE! | #VALUE! | #VALUE! | #VALUE! | #VALUE! | #VALUE! | #VALUE! | #VALUE! |  |  |  |  | #VALUE! | #VALUE! | #VALUE! |  |  | #VALUE! | #VALUE! | #VALUE! | #VALUE! | #VALUE! | #VALUE! | #VALUE! | #VALUE! |  |  |  |  | #VALUE! | #VALUE! | #VALUE! |  |  | #VALUE! | #VALUE! | #VALUE! | #VALUE! | #VALUE! | #VALUE! | #VALUE! | #VALUE! |  |  | #VALUE! | #VALUE! | #VALUE! | #VALUE! | #VALUE! |  |  | #VALUE! | #VALUE! | #VALUE! | #VALUE! | #VALUE! | #VALUE! | #VALUE! | #VALUE! |  |  | #VALUE! | #VALUE! | #VALUE! | #VALUE! | #VALUE! |  |  | #VALUE! | #VALUE! | #VALUE! | #VALUE! | #VALUE! | #VALUE! | #VALUE! | #VALUE! | 0 | #REF! | #VALUE! | #VALUE! | #VALUE! | #VALUE! | #VALUE! | #VALUE! | #VALUE! | 0
|  |  |  | 0 | 51 | 0 |  |  | 1 | 1.0842e-19 | 0 | 1.0669e-18 | 1.0669e-18 | 1.0669e-18 | 0 | 0 |  |  |  |  | #VALUE! | #VALUE! | #VALUE! |  |  | #VALUE! | #VALUE! | #VALUE! | #VALUE! | #VALUE! | #VALUE! | #VALUE! | #VALUE! |  |  |  |  | #VALUE! | #VALUE! | #VALUE! |  |  | #VALUE! | #VALUE! | #VALUE! | #VALUE! | #VALUE! | #VALUE! | #VALUE! | #VALUE! |  |  |  |  | #VALUE! | #VALUE! | #VALUE! |  |  | #VALUE! | #VALUE! | #VALUE! | #VALUE! | #VALUE! | #VALUE! | #VALUE! | #VALUE! |  |  |  |  | #VALUE! | #VALUE! | #VALUE! |  |  | #VALUE! | #VALUE! | #VALUE! | #VALUE! | #VALUE! | #VALUE! | #VALUE! | #VALUE! |  |  |  |  | #VALUE! | #VALUE! | #VALUE! |  |  | #VALUE! | #VALUE! | #VALUE! | #VALUE! | #VALUE! | #VALUE! | #VALUE! | #VALUE! |  |  | #VALUE! | #VALUE! | #VALUE! | #VALUE! | #VALUE! |  |  | #VALUE! | #VALUE! | #VALUE! | #VALUE! | #VALUE! | #VALUE! | #VALUE! | #VALUE! |  |  | #VALUE! | #VALUE! | #VALUE! | #VALUE! | #VALUE! |  |  | #VALUE! | #VALUE! | #VALUE! | #VALUE! | #VALUE! | #VALUE! | #VALUE! | #VALUE! | 0 | #REF! | #VALUE! | #VALUE! | #VALUE! | #VALUE! | #VALUE! | #VALUE! | #VALUE! | 0
|  |  |  | 0 | 51 | 0 |  |  | 1 | 1.0842e-19 | 0 | 1.0669e-18 | 1.0669e-18 | 1.0669e-18 | 0 | 0 |  |  |  |  | #VALUE! | #VALUE! | #VALUE! |  |  | #VALUE! | #VALUE! | #VALUE! | #VALUE! | #VALUE! | #VALUE! | #VALUE! | #VALUE! |  |  |  |  | #VALUE! | #VALUE! | #VALUE! |  |  | #VALUE! | #VALUE! | #VALUE! | #VALUE! | #VALUE! | #VALUE! | #VALUE! | #VALUE! |  |  |  |  | #VALUE! | #VALUE! | #VALUE! |  |  | #VALUE! | #VALUE! | #VALUE! | #VALUE! | #VALUE! | #VALUE! | #VALUE! | #VALUE! |  |  |  |  | #VALUE! | #VALUE! | #VALUE! |  |  | #VALUE! | #VALUE! | #VALUE! | #VALUE! | #VALUE! | #VALUE! | #VALUE! | #VALUE! |  |  |  |  | #VALUE! | #VALUE! | #VALUE! |  |  | #VALUE! | #VALUE! | #VALUE! | #VALUE! | #VALUE! | #VALUE! | #VALUE! | #VALUE! |  |  | #VALUE! | #VALUE! | #VALUE! | #VALUE! | #VALUE! |  |  | #VALUE! | #VALUE! | #VALUE! | #VALUE! | #VALUE! | #VALUE! | #VALUE! | #VALUE! |  |  | #VALUE! | #VALUE! | #VALUE! | #VALUE! | #VALUE! |  |  | #VALUE! | #VALUE! | #VALUE! | #VALUE! | #VALUE! | #VALUE! | #VALUE! | #VALUE! | 0 | #REF! | #VALUE! | #VALUE! | #VALUE! | #VALUE! | #VALUE! | #VALUE! | #VALUE! | 0
|  |  |  | 0 | 51 | 0 |  |  | 1 | 1.0842e-19 | 0 | 1.0669e-18 | 1.0669e-18 | 1.0669e-18 | 0 | 0 |  |  |  |  | #VALUE! | #VALUE! | #VALUE! |  |  | #VALUE! | #VALUE! | #VALUE! | #VALUE! | #VALUE! | #VALUE! | #VALUE! | #VALUE! |  |  |  |  | #VALUE! | #VALUE! | #VALUE! |  |  | #VALUE! | #VALUE! | #VALUE! | #VALUE! | #VALUE! | #VALUE! | #VALUE! | #VALUE! |  |  |  |  | #VALUE! | #VALUE! | #VALUE! |  |  | #VALUE! | #VALUE! | #VALUE! | #VALUE! | #VALUE! | #VALUE! | #VALUE! | #VALUE! |  |  |  |  | #VALUE! | #VALUE! | #VALUE! |  |  | #VALUE! | #VALUE! | #VALUE! | #VALUE! | #VALUE! | #VALUE! | #VALUE! | #VALUE! |  |  |  |  | #VALUE! | #VALUE! | #VALUE! |  |  | #VALUE! | #VALUE! | #VALUE! | #VALUE! | #VALUE! | #VALUE! | #VALUE! | #VALUE! |  |  | #VALUE! | #VALUE! | #VALUE! | #VALUE! | #VALUE! |  |  | #VALUE! | #VALUE! | #VALUE! | #VALUE! | #VALUE! | #VALUE! | #VALUE! | #VALUE! |  |  | #VALUE! | #VALUE! | #VALUE! | #VALUE! | #VALUE! |  |  | #VALUE! | #VALUE! | #VALUE! | #VALUE! | #VALUE! | #VALUE! | #VALUE! | #VALUE! | 0 | #REF! | #VALUE! | #VALUE! | #VALUE! | #VALUE! | #VALUE! | #VALUE! | #VALUE! | 0
|  |  |  | 0 | 51 | 0 |  |  | 1 | 1.0842e-19 | 0 | 1.0669e-18 | 1.0669e-18 | 1.0669e-18 | 0 | 0 |  |  |  |  | #VALUE! | #VALUE! | #VALUE! |  |  | #VALUE! | #VALUE! | #VALUE! | #VALUE! | #VALUE! | #VALUE! | #VALUE! | #VALUE! |  |  |  |  | #VALUE! | #VALUE! | #VALUE! |  |  | #VALUE! | #VALUE! | #VALUE! | #VALUE! | #VALUE! | #VALUE! | #VALUE! | #VALUE! |  |  |  |  | #VALUE! | #VALUE! | #VALUE! |  |  | #VALUE! | #VALUE! | #VALUE! | #VALUE! | #VALUE! | #VALUE! | #VALUE! | #VALUE! |  |  |  |  | #VALUE! | #VALUE! | #VALUE! |  |  | #VALUE! | #VALUE! | #VALUE! | #VALUE! | #VALUE! | #VALUE! | #VALUE! | #VALUE! |  |  |  |  | #VALUE! | #VALUE! | #VALUE! |  |  | #VALUE! | #VALUE! | #VALUE! | #VALUE! | #VALUE! | #VALUE! | #VALUE! | #VALUE! |  |  | #VALUE! | #VALUE! | #VALUE! | #VALUE! | #VALUE! |  |  | #VALUE! | #VALUE! | #VALUE! | #VALUE! | #VALUE! | #VALUE! | #VALUE! | #VALUE! |  |  | #VALUE! | #VALUE! | #VALUE! | #VALUE! | #VALUE! |  |  | #VALUE! | #VALUE! | #VALUE! | #VALUE! | #VALUE! | #VALUE! | #VALUE! | #VALUE! | 0 | #REF! | #VALUE! | #VALUE! | #VALUE! | #VALUE! | #VALUE! | #VALUE! | #VALUE! | 0
|  |  |  | 0 | 51 | 0 |  |  | 1 | 1.0842e-19 | 0 | 1.0669e-18 | 1.0669e-18 | 1.0669e-18 | 0 | 0 |  |  |  |  | #VALUE! | #VALUE! | #VALUE! |  |  | #VALUE! | #VALUE! | #VALUE! | #VALUE! | #VALUE! | #VALUE! | #VALUE! | #VALUE! |  |  |  |  | #VALUE! | #VALUE! | #VALUE! |  |  | #VALUE! | #VALUE! | #VALUE! | #VALUE! | #VALUE! | #VALUE! | #VALUE! | #VALUE! |  |  |  |  | #VALUE! | #VALUE! | #VALUE! |  |  | #VALUE! | #VALUE! | #VALUE! | #VALUE! | #VALUE! | #VALUE! | #VALUE! | #VALUE! |  |  |  |  | #VALUE! | #VALUE! | #VALUE! |  |  | #VALUE! | #VALUE! | #VALUE! | #VALUE! | #VALUE! | #VALUE! | #VALUE! | #VALUE! |  |  |  |  | #VALUE! | #VALUE! | #VALUE! |  |  | #VALUE! | #VALUE! | #VALUE! | #VALUE! | #VALUE! | #VALUE! | #VALUE! | #VALUE! |  |  | #VALUE! | #VALUE! | #VALUE! | #VALUE! | #VALUE! |  |  | #VALUE! | #VALUE! | #VALUE! | #VALUE! | #VALUE! | #VALUE! | #VALUE! | #VALUE! |  |  | #VALUE! | #VALUE! | #VALUE! | #VALUE! | #VALUE! |  |  | #VALUE! | #VALUE! | #VALUE! | #VALUE! | #VALUE! | #VALUE! | #VALUE! | #VALUE! | 0 | #REF! | #VALUE! | #VALUE! | #VALUE! | #VALUE! | #VALUE! | #VALUE! | #VALUE! | 0
|  |  |  | 0 | 51 | 0 |  |  | 1 | 1.0842e-19 | 0 | 1.0669e-18 | 1.0669e-18 | 1.0669e-18 | 0 | 0 |  |  |  |  | #VALUE! | #VALUE! | #VALUE! |  |  | #VALUE! | #VALUE! | #VALUE! | #VALUE! | #VALUE! | #VALUE! | #VALUE! | #VALUE! |  |  |  |  | #VALUE! | #VALUE! | #VALUE! |  |  | #VALUE! | #VALUE! | #VALUE! | #VALUE! | #VALUE! | #VALUE! | #VALUE! | #VALUE! |  |  |  |  | #VALUE! | #VALUE! | #VALUE! |  |  | #VALUE! | #VALUE! | #VALUE! | #VALUE! | #VALUE! | #VALUE! | #VALUE! | #VALUE! |  |  |  |  | #VALUE! | #VALUE! | #VALUE! |  |  | #VALUE! | #VALUE! | #VALUE! | #VALUE! | #VALUE! | #VALUE! | #VALUE! | #VALUE! |  |  |  |  | #VALUE! | #VALUE! | #VALUE! |  |  | #VALUE! | #VALUE! | #VALUE! | #VALUE! | #VALUE! | #VALUE! | #VALUE! | #VALUE! |  |  | #VALUE! | #VALUE! | #VALUE! | #VALUE! | #VALUE! |  |  | #VALUE! | #VALUE! | #VALUE! | #VALUE! | #VALUE! | #VALUE! | #VALUE! | #VALUE! |  |  | #VALUE! | #VALUE! | #VALUE! | #VALUE! | #VALUE! |  |  | #VALUE! | #VALUE! | #VALUE! | #VALUE! | #VALUE! | #VALUE! | #VALUE! | #VALUE! | 0 | #REF! | #VALUE! | #VALUE! | #VALUE! | #VALUE! | #VALUE! | #VALUE! | #VALUE! | 0
|  |  |  | 0 | 51 | 0 |  |  | 1 | 1.0842e-19 | 0 | 1.0669e-18 | 1.0669e-18 | 1.0669e-18 | 0 | 0 |  |  |  |  | #VALUE! | #VALUE! | #VALUE! |  |  | #VALUE! | #VALUE! | #VALUE! | #VALUE! | #VALUE! | #VALUE! | #VALUE! | #VALUE! |  |  |  |  | #VALUE! | #VALUE! | #VALUE! |  |  | #VALUE! | #VALUE! | #VALUE! | #VALUE! | #VALUE! | #VALUE! | #VALUE! | #VALUE! |  |  |  |  | #VALUE! | #VALUE! | #VALUE! |  |  | #VALUE! | #VALUE! | #VALUE! | #VALUE! | #VALUE! | #VALUE! | #VALUE! | #VALUE! |  |  |  |  | #VALUE! | #VALUE! | #VALUE! |  |  | #VALUE! | #VALUE! | #VALUE! | #VALUE! | #VALUE! | #VALUE! | #VALUE! | #VALUE! |  |  |  |  | #VALUE! | #VALUE! | #VALUE! |  |  | #VALUE! | #VALUE! | #VALUE! | #VALUE! | #VALUE! | #VALUE! | #VALUE! | #VALUE! |  |  | #VALUE! | #VALUE! | #VALUE! | #VALUE! | #VALUE! |  |  | #VALUE! | #VALUE! | #VALUE! | #VALUE! | #VALUE! | #VALUE! | #VALUE! | #VALUE! |  |  | #VALUE! | #VALUE! | #VALUE! | #VALUE! | #VALUE! |  |  | #VALUE! | #VALUE! | #VALUE! | #VALUE! | #VALUE! | #VALUE! | #VALUE! | #VALUE! | 0 | #REF! | #VALUE! | #VALUE! | #VALUE! | #VALUE! | #VALUE! | #VALUE! | #VALUE! | 0
|  |  |  | 0 | 51 | 0 |  |  | 1 | 1.0842e-19 | 0 | 1.0669e-18 | 1.0669e-18 | 1.0669e-18 | 0 | 0 |  |  |  |  | #VALUE! | #VALUE! | #VALUE! |  |  | #VALUE! | #VALUE! | #VALUE! | #VALUE! | #VALUE! | #VALUE! | #VALUE! | #VALUE! |  |  |  |  | #VALUE! | #VALUE! | #VALUE! |  |  | #VALUE! | #VALUE! | #VALUE! | #VALUE! | #VALUE! | #VALUE! | #VALUE! | #VALUE! |  |  |  |  | #VALUE! | #VALUE! | #VALUE! |  |  | #VALUE! | #VALUE! | #VALUE! | #VALUE! | #VALUE! | #VALUE! | #VALUE! | #VALUE! |  |  |  |  | #VALUE! | #VALUE! | #VALUE! |  |  | #VALUE! | #VALUE! | #VALUE! | #VALUE! | #VALUE! | #VALUE! | #VALUE! | #VALUE! |  |  |  |  | #VALUE! | #VALUE! | #VALUE! |  |  | #VALUE! | #VALUE! | #VALUE! | #VALUE! | #VALUE! | #VALUE! | #VALUE! | #VALUE! |  |  | #VALUE! | #VALUE! | #VALUE! | #VALUE! | #VALUE! |  |  | #VALUE! | #VALUE! | #VALUE! | #VALUE! | #VALUE! | #VALUE! | #VALUE! | #VALUE! |  |  | #VALUE! | #VALUE! | #VALUE! | #VALUE! | #VALUE! |  |  | #VALUE! | #VALUE! | #VALUE! | #VALUE! | #VALUE! | #VALUE! | #VALUE! | #VALUE! | 0 | #REF! | #VALUE! | #VALUE! | #VALUE! | #VALUE! | #VALUE! | #VALUE! | #VALUE! | 0
|  |  |  | 0 | 51 | 0 |  |  | 1 | 1.0842e-19 | 0 | 1.0669e-18 | 1.0669e-18 | 1.0669e-18 | 0 | 0 |  |  |  |  | #VALUE! | #VALUE! | #VALUE! |  |  | #VALUE! | #VALUE! | #VALUE! | #VALUE! | #VALUE! | #VALUE! | #VALUE! | #VALUE! |  |  |  |  | #VALUE! | #VALUE! | #VALUE! |  |  | #VALUE! | #VALUE! | #VALUE! | #VALUE! | #VALUE! | #VALUE! | #VALUE! | #VALUE! |  |  |  |  | #VALUE! | #VALUE! | #VALUE! |  |  | #VALUE! | #VALUE! | #VALUE! | #VALUE! | #VALUE! | #VALUE! | #VALUE! | #VALUE! |  |  |  |  | #VALUE! | #VALUE! | #VALUE! |  |  | #VALUE! | #VALUE! | #VALUE! | #VALUE! | #VALUE! | #VALUE! | #VALUE! | #VALUE! |  |  |  |  | #VALUE! | #VALUE! | #VALUE! |  |  | #VALUE! | #VALUE! | #VALUE! | #VALUE! | #VALUE! | #VALUE! | #VALUE! | #VALUE! |  |  | #VALUE! | #VALUE! | #VALUE! | #VALUE! | #VALUE! |  |  | #VALUE! | #VALUE! | #VALUE! | #VALUE! | #VALUE! | #VALUE! | #VALUE! | #VALUE! |  |  | #VALUE! | #VALUE! | #VALUE! | #VALUE! | #VALUE! |  |  | #VALUE! | #VALUE! | #VALUE! | #VALUE! | #VALUE! | #VALUE! | #VALUE! | #VALUE! | 0 | #REF! | #VALUE! | #VALUE! | #VALUE! | #VALUE! | #VALUE! | #VALUE! | #VALUE! | 0
|  |  |  | 0 | 51 | 0 |  |  | 1 | 1.0842e-19 | 0 | 1.0669e-18 | 1.0669e-18 | 1.0669e-18 | 0 | 0 |  |  |  |  | #VALUE! | #VALUE! | #VALUE! |  |  | #VALUE! | #VALUE! | #VALUE! | #VALUE! | #VALUE! | #VALUE! | #VALUE! | #VALUE! |  |  |  |  | #VALUE! | #VALUE! | #VALUE! |  |  | #VALUE! | #VALUE! | #VALUE! | #VALUE! | #VALUE! | #VALUE! | #VALUE! | #VALUE! |  |  |  |  | #VALUE! | #VALUE! | #VALUE! |  |  | #VALUE! | #VALUE! | #VALUE! | #VALUE! | #VALUE! | #VALUE! | #VALUE! | #VALUE! |  |  |  |  | #VALUE! | #VALUE! | #VALUE! |  |  | #VALUE! | #VALUE! | #VALUE! | #VALUE! | #VALUE! | #VALUE! | #VALUE! | #VALUE! |  |  |  |  | #VALUE! | #VALUE! | #VALUE! |  |  | #VALUE! | #VALUE! | #VALUE! | #VALUE! | #VALUE! | #VALUE! | #VALUE! | #VALUE! |  |  | #VALUE! | #VALUE! | #VALUE! | #VALUE! | #VALUE! |  |  | #VALUE! | #VALUE! | #VALUE! | #VALUE! | #VALUE! | #VALUE! | #VALUE! | #VALUE! |  |  | #VALUE! | #VALUE! | #VALUE! | #VALUE! | #VALUE! |  |  | #VALUE! | #VALUE! | #VALUE! | #VALUE! | #VALUE! | #VALUE! | #VALUE! | #VALUE! | 0 | #REF! | #VALUE! | #VALUE! | #VALUE! | #VALUE! | #VALUE! | #VALUE! | #VALUE! | 0
|  |  |  | 0 | 51 | 0 |  |  | 1 | 1.0842e-19 | 0 | 1.0669e-18 | 1.0669e-18 | 1.0669e-18 | 0 | 0 |  |  |  |  | #VALUE! | #VALUE! | #VALUE! |  |  | #VALUE! | #VALUE! | #VALUE! | #VALUE! | #VALUE! | #VALUE! | #VALUE! | #VALUE! |  |  |  |  | #VALUE! | #VALUE! | #VALUE! |  |  | #VALUE! | #VALUE! | #VALUE! | #VALUE! | #VALUE! | #VALUE! | #VALUE! | #VALUE! |  |  |  |  | #VALUE! | #VALUE! | #VALUE! |  |  | #VALUE! | #VALUE! | #VALUE! | #VALUE! | #VALUE! | #VALUE! | #VALUE! | #VALUE! |  |  |  |  | #VALUE! | #VALUE! | #VALUE! |  |  | #VALUE! | #VALUE! | #VALUE! | #VALUE! | #VALUE! | #VALUE! | #VALUE! | #VALUE! |  |  |  |  | #VALUE! | #VALUE! | #VALUE! |  |  | #VALUE! | #VALUE! | #VALUE! | #VALUE! | #VALUE! | #VALUE! | #VALUE! | #VALUE! |  |  | #VALUE! | #VALUE! | #VALUE! | #VALUE! | #VALUE! |  |  | #VALUE! | #VALUE! | #VALUE! | #VALUE! | #VALUE! | #VALUE! | #VALUE! | #VALUE! |  |  | #VALUE! | #VALUE! | #VALUE! | #VALUE! | #VALUE! |  |  | #VALUE! | #VALUE! | #VALUE! | #VALUE! | #VALUE! | #VALUE! | #VALUE! | #VALUE! | 0 | #REF! | #VALUE! | #VALUE! | #VALUE! | #VALUE! | #VALUE! | #VALUE! | #VALUE! | 0
|  |  |  | 0 | 51 | 0 |  |  | 1 | 1.0842e-19 | 0 | 1.0669e-18 | 1.0669e-18 | 1.0669e-18 | 0 | 0 |  |  |  |  | #VALUE! | #VALUE! | #VALUE! |  |  | #VALUE! | #VALUE! | #VALUE! | #VALUE! | #VALUE! | #VALUE! | #VALUE! | #VALUE! |  |  |  |  | #VALUE! | #VALUE! | #VALUE! |  |  | #VALUE! | #VALUE! | #VALUE! | #VALUE! | #VALUE! | #VALUE! | #VALUE! | #VALUE! |  |  |  |  | #VALUE! | #VALUE! | #VALUE! |  |  | #VALUE! | #VALUE! | #VALUE! | #VALUE! | #VALUE! | #VALUE! | #VALUE! | #VALUE! |  |  |  |  | #VALUE! | #VALUE! | #VALUE! |  |  | #VALUE! | #VALUE! | #VALUE! | #VALUE! | #VALUE! | #VALUE! | #VALUE! | #VALUE! |  |  |  |  | #VALUE! | #VALUE! | #VALUE! |  |  | #VALUE! | #VALUE! | #VALUE! | #VALUE! | #VALUE! | #VALUE! | #VALUE! | #VALUE! |  |  | #VALUE! | #VALUE! | #VALUE! | #VALUE! | #VALUE! |  |  | #VALUE! | #VALUE! | #VALUE! | #VALUE! | #VALUE! | #VALUE! | #VALUE! | #VALUE! |  |  | #VALUE! | #VALUE! | #VALUE! | #VALUE! | #VALUE! |  |  | #VALUE! | #VALUE! | #VALUE! | #VALUE! | #VALUE! | #VALUE! | #VALUE! | #VALUE! | 0 | #REF! | #VALUE! | #VALUE! | #VALUE! | #VALUE! | #VALUE! | #VALUE! | #VALUE! | 0
|  |  |  | 0 | 51 | 0 |  |  | 1 | 1.0842e-19 | 0 | 1.0669e-18 | 1.0669e-18 | 1.0669e-18 | 0 | 0 |  |  |  |  | #VALUE! | #VALUE! | #VALUE! |  |  | #VALUE! | #VALUE! | #VALUE! | #VALUE! | #VALUE! | #VALUE! | #VALUE! | #VALUE! |  |  |  |  | #VALUE! | #VALUE! | #VALUE! |  |  | #VALUE! | #VALUE! | #VALUE! | #VALUE! | #VALUE! | #VALUE! | #VALUE! | #VALUE! |  |  |  |  | #VALUE! | #VALUE! | #VALUE! |  |  | #VALUE! | #VALUE! | #VALUE! | #VALUE! | #VALUE! | #VALUE! | #VALUE! | #VALUE! |  |  |  |  | #VALUE! | #VALUE! | #VALUE! |  |  | #VALUE! | #VALUE! | #VALUE! | #VALUE! | #VALUE! | #VALUE! | #VALUE! | #VALUE! |  |  |  |  | #VALUE! | #VALUE! | #VALUE! |  |  | #VALUE! | #VALUE! | #VALUE! | #VALUE! | #VALUE! | #VALUE! | #VALUE! | #VALUE! |  |  | #VALUE! | #VALUE! | #VALUE! | #VALUE! | #VALUE! |  |  | #VALUE! | #VALUE! | #VALUE! | #VALUE! | #VALUE! | #VALUE! | #VALUE! | #VALUE! |  |  | #VALUE! | #VALUE! | #VALUE! | #VALUE! | #VALUE! |  |  | #VALUE! | #VALUE! | #VALUE! | #VALUE! | #VALUE! | #VALUE! | #VALUE! | #VALUE! | 0 | #REF! | #VALUE! | #VALUE! | #VALUE! | #VALUE! | #VALUE! | #VALUE! | #VALUE! | 0
|  |  |  | 0 | 51 | 0 |  |  | 1 | 1.0842e-19 | 0 | 1.0669e-18 | 1.0669e-18 | 1.0669e-18 | 0 | 0 |  |  |  |  | #VALUE! | #VALUE! | #VALUE! |  |  | #VALUE! | #VALUE! | #VALUE! | #VALUE! | #VALUE! | #VALUE! | #VALUE! | #VALUE! |  |  |  |  | #VALUE! | #VALUE! | #VALUE! |  |  | #VALUE! | #VALUE! | #VALUE! | #VALUE! | #VALUE! | #VALUE! | #VALUE! | #VALUE! |  |  |  |  | #VALUE! | #VALUE! | #VALUE! |  |  | #VALUE! | #VALUE! | #VALUE! | #VALUE! | #VALUE! | #VALUE! | #VALUE! | #VALUE! |  |  |  |  | #VALUE! | #VALUE! | #VALUE! |  |  | #VALUE! | #VALUE! | #VALUE! | #VALUE! | #VALUE! | #VALUE! | #VALUE! | #VALUE! |  |  |  |  | #VALUE! | #VALUE! | #VALUE! |  |  | #VALUE! | #VALUE! | #VALUE! | #VALUE! | #VALUE! | #VALUE! | #VALUE! | #VALUE! |  |  | #VALUE! | #VALUE! | #VALUE! | #VALUE! | #VALUE! |  |  | #VALUE! | #VALUE! | #VALUE! | #VALUE! | #VALUE! | #VALUE! | #VALUE! | #VALUE! |  |  | #VALUE! | #VALUE! | #VALUE! | #VALUE! | #VALUE! |  |  | #VALUE! | #VALUE! | #VALUE! | #VALUE! | #VALUE! | #VALUE! | #VALUE! | #VALUE! | 0 | #REF! | #VALUE! | #VALUE! | #VALUE! | #VALUE! | #VALUE! | #VALUE! | #VALUE! | 0
|  |  |  | 0 | 51 | 0 |  |  | 1 | 1.0842e-19 | 0 | 1.0669e-18 | 1.0669e-18 | 1.0669e-18 | 0 | 0 |  |  |  |  | #VALUE! | #VALUE! | #VALUE! |  |  | #VALUE! | #VALUE! | #VALUE! | #VALUE! | #VALUE! | #VALUE! | #VALUE! | #VALUE! |  |  |  |  | #VALUE! | #VALUE! | #VALUE! |  |  | #VALUE! | #VALUE! | #VALUE! | #VALUE! | #VALUE! | #VALUE! | #VALUE! | #VALUE! |  |  |  |  | #VALUE! | #VALUE! | #VALUE! |  |  | #VALUE! | #VALUE! | #VALUE! | #VALUE! | #VALUE! | #VALUE! | #VALUE! | #VALUE! |  |  |  |  | #VALUE! | #VALUE! | #VALUE! |  |  | #VALUE! | #VALUE! | #VALUE! | #VALUE! | #VALUE! | #VALUE! | #VALUE! | #VALUE! |  |  |  |  | #VALUE! | #VALUE! | #VALUE! |  |  | #VALUE! | #VALUE! | #VALUE! | #VALUE! | #VALUE! | #VALUE! | #VALUE! | #VALUE! |  |  | #VALUE! | #VALUE! | #VALUE! | #VALUE! | #VALUE! |  |  | #VALUE! | #VALUE! | #VALUE! | #VALUE! | #VALUE! | #VALUE! | #VALUE! | #VALUE! |  |  | #VALUE! | #VALUE! | #VALUE! | #VALUE! | #VALUE! |  |  | #VALUE! | #VALUE! | #VALUE! | #VALUE! | #VALUE! | #VALUE! | #VALUE! | #VALUE! | 0 | #REF! | #VALUE! | #VALUE! | #VALUE! | #VALUE! | #VALUE! | #VALUE! | #VALUE! | 0
|  |  |  | 0 | 51 | 0 |  |  | 1 | 1.0842e-19 | 0 | 1.0669e-18 | 1.0669e-18 | 1.0669e-18 | 0 | 0 |  |  |  |  | #VALUE! | #VALUE! | #VALUE! |  |  | #VALUE! | #VALUE! | #VALUE! | #VALUE! | #VALUE! | #VALUE! | #VALUE! | #VALUE! |  |  |  |  | #VALUE! | #VALUE! | #VALUE! |  |  | #VALUE! | #VALUE! | #VALUE! | #VALUE! | #VALUE! | #VALUE! | #VALUE! | #VALUE! |  |  |  |  | #VALUE! | #VALUE! | #VALUE! |  |  | #VALUE! | #VALUE! | #VALUE! | #VALUE! | #VALUE! | #VALUE! | #VALUE! | #VALUE! |  |  |  |  | #VALUE! | #VALUE! | #VALUE! |  |  | #VALUE! | #VALUE! | #VALUE! | #VALUE! | #VALUE! | #VALUE! | #VALUE! | #VALUE! |  |  |  |  | #VALUE! | #VALUE! | #VALUE! |  |  | #VALUE! | #VALUE! | #VALUE! | #VALUE! | #VALUE! | #VALUE! | #VALUE! | #VALUE! |  |  | #VALUE! | #VALUE! | #VALUE! | #VALUE! | #VALUE! |  |  | #VALUE! | #VALUE! | #VALUE! | #VALUE! | #VALUE! | #VALUE! | #VALUE! | #VALUE! |  |  | #VALUE! | #VALUE! | #VALUE! | #VALUE! | #VALUE! |  |  | #VALUE! | #VALUE! | #VALUE! | #VALUE! | #VALUE! | #VALUE! | #VALUE! | #VALUE! | 0 | #REF! | #VALUE! | #VALUE! | #VALUE! | #VALUE! | #VALUE! | #VALUE! | #VALUE! | 0
|  |  |  | 0 | 51 | 0 |  |  | 1 | 1.0842e-19 | 0 | 1.0669e-18 | 1.0669e-18 | 1.0669e-18 | 0 | 0 |  |  |  |  | #VALUE! | #VALUE! | #VALUE! |  |  | #VALUE! | #VALUE! | #VALUE! | #VALUE! | #VALUE! | #VALUE! | #VALUE! | #VALUE! |  |  |  |  | #VALUE! | #VALUE! | #VALUE! |  |  | #VALUE! | #VALUE! | #VALUE! | #VALUE! | #VALUE! | #VALUE! | #VALUE! | #VALUE! |  |  |  |  | #VALUE! | #VALUE! | #VALUE! |  |  | #VALUE! | #VALUE! | #VALUE! | #VALUE! | #VALUE! | #VALUE! | #VALUE! | #VALUE! |  |  |  |  | #VALUE! | #VALUE! | #VALUE! |  |  | #VALUE! | #VALUE! | #VALUE! | #VALUE! | #VALUE! | #VALUE! | #VALUE! | #VALUE! |  |  |  |  | #VALUE! | #VALUE! | #VALUE! |  |  | #VALUE! | #VALUE! | #VALUE! | #VALUE! | #VALUE! | #VALUE! | #VALUE! | #VALUE! |  |  | #VALUE! | #VALUE! | #VALUE! | #VALUE! | #VALUE! |  |  | #VALUE! | #VALUE! | #VALUE! | #VALUE! | #VALUE! | #VALUE! | #VALUE! | #VALUE! |  |  | #VALUE! | #VALUE! | #VALUE! | #VALUE! | #VALUE! |  |  | #VALUE! | #VALUE! | #VALUE! | #VALUE! | #VALUE! | #VALUE! | #VALUE! | #VALUE! | 0 | #REF! | #VALUE! | #VALUE! | #VALUE! | #VALUE! | #VALUE! | #VALUE! | #VALUE! | 0
|  |  |  | 0 | 51 | 0 |  |  | 1 | 1.0842e-19 | 0 | 1.0669e-18 | 1.0669e-18 | 1.0669e-18 | 0 | 0 |  |  |  |  | #VALUE! | #VALUE! | #VALUE! |  |  | #VALUE! | #VALUE! | #VALUE! | #VALUE! | #VALUE! | #VALUE! | #VALUE! | #VALUE! |  |  |  |  | #VALUE! | #VALUE! | #VALUE! |  |  | #VALUE! | #VALUE! | #VALUE! | #VALUE! | #VALUE! | #VALUE! | #VALUE! | #VALUE! |  |  |  |  | #VALUE! | #VALUE! | #VALUE! |  |  | #VALUE! | #VALUE! | #VALUE! | #VALUE! | #VALUE! | #VALUE! | #VALUE! | #VALUE! |  |  |  |  | #VALUE! | #VALUE! | #VALUE! |  |  | #VALUE! | #VALUE! | #VALUE! | #VALUE! | #VALUE! | #VALUE! | #VALUE! | #VALUE! |  |  |  |  | #VALUE! | #VALUE! | #VALUE! |  |  | #VALUE! | #VALUE! | #VALUE! | #VALUE! | #VALUE! | #VALUE! | #VALUE! | #VALUE! |  |  | #VALUE! | #VALUE! | #VALUE! | #VALUE! | #VALUE! |  |  | #VALUE! | #VALUE! | #VALUE! | #VALUE! | #VALUE! | #VALUE! | #VALUE! | #VALUE! |  |  | #VALUE! | #VALUE! | #VALUE! | #VALUE! | #VALUE! |  |  | #VALUE! | #VALUE! | #VALUE! | #VALUE! | #VALUE! | #VALUE! | #VALUE! | #VALUE! | 0 | #REF! | #VALUE! | #VALUE! | #VALUE! | #VALUE! | #VALUE! | #VALUE! | #VALUE! | 0
|  |  |  | 0 | 51 | 0 |  |  | 1 | 1.0842e-19 | 0 | 1.0669e-18 | 1.0669e-18 | 1.0669e-18 | 0 | 0 |  |  |  |  | #VALUE! | #VALUE! | #VALUE! |  |  | #VALUE! | #VALUE! | #VALUE! | #VALUE! | #VALUE! | #VALUE! | #VALUE! | #VALUE! |  |  |  |  | #VALUE! | #VALUE! | #VALUE! |  |  | #VALUE! | #VALUE! | #VALUE! | #VALUE! | #VALUE! | #VALUE! | #VALUE! | #VALUE! |  |  |  |  | #VALUE! | #VALUE! | #VALUE! |  |  | #VALUE! | #VALUE! | #VALUE! | #VALUE! | #VALUE! | #VALUE! | #VALUE! | #VALUE! |  |  |  |  | #VALUE! | #VALUE! | #VALUE! |  |  | #VALUE! | #VALUE! | #VALUE! | #VALUE! | #VALUE! | #VALUE! | #VALUE! | #VALUE! |  |  |  |  | #VALUE! | #VALUE! | #VALUE! |  |  | #VALUE! | #VALUE! | #VALUE! | #VALUE! | #VALUE! | #VALUE! | #VALUE! | #VALUE! |  |  | #VALUE! | #VALUE! | #VALUE! | #VALUE! | #VALUE! |  |  | #VALUE! | #VALUE! | #VALUE! | #VALUE! | #VALUE! | #VALUE! | #VALUE! | #VALUE! |  |  | #VALUE! | #VALUE! | #VALUE! | #VALUE! | #VALUE! |  |  | #VALUE! | #VALUE! | #VALUE! | #VALUE! | #VALUE! | #VALUE! | #VALUE! | #VALUE! | 0 | #REF! | #VALUE! | #VALUE! | #VALUE! | #VALUE! | #VALUE! | #VALUE! | #VALUE! | 0
|  |  |  | 0 | 51 | 0 |  |  | 1 | 1.0842e-19 | 0 | 1.0669e-18 | 1.0669e-18 | 1.0669e-18 | 0 | 0 |  |  |  |  | #VALUE! | #VALUE! | #VALUE! |  |  | #VALUE! | #VALUE! | #VALUE! | #VALUE! | #VALUE! | #VALUE! | #VALUE! | #VALUE! |  |  |  |  | #VALUE! | #VALUE! | #VALUE! |  |  | #VALUE! | #VALUE! | #VALUE! | #VALUE! | #VALUE! | #VALUE! | #VALUE! | #VALUE! |  |  |  |  | #VALUE! | #VALUE! | #VALUE! |  |  | #VALUE! | #VALUE! | #VALUE! | #VALUE! | #VALUE! | #VALUE! | #VALUE! | #VALUE! |  |  |  |  | #VALUE! | #VALUE! | #VALUE! |  |  | #VALUE! | #VALUE! | #VALUE! | #VALUE! | #VALUE! | #VALUE! | #VALUE! | #VALUE! |  |  |  |  | #VALUE! | #VALUE! | #VALUE! |  |  | #VALUE! | #VALUE! | #VALUE! | #VALUE! | #VALUE! | #VALUE! | #VALUE! | #VALUE! |  |  | #VALUE! | #VALUE! | #VALUE! | #VALUE! | #VALUE! |  |  | #VALUE! | #VALUE! | #VALUE! | #VALUE! | #VALUE! | #VALUE! | #VALUE! | #VALUE! |  |  | #VALUE! | #VALUE! | #VALUE! | #VALUE! | #VALUE! |  |  | #VALUE! | #VALUE! | #VALUE! | #VALUE! | #VALUE! | #VALUE! | #VALUE! | #VALUE! | 0 | #REF! | #VALUE! | #VALUE! | #VALUE! | #VALUE! | #VALUE! | #VALUE! | #VALUE! | 0
|  |  |  | 0 | 51 | 0 |  |  | 1 | 1.0842e-19 | 0 | 1.0669e-18 | 1.0669e-18 | 1.0669e-18 | 0 | 0 |  |  |  |  | #VALUE! | #VALUE! | #VALUE! |  |  | #VALUE! | #VALUE! | #VALUE! | #VALUE! | #VALUE! | #VALUE! | #VALUE! | #VALUE! |  |  |  |  | #VALUE! | #VALUE! | #VALUE! |  |  | #VALUE! | #VALUE! | #VALUE! | #VALUE! | #VALUE! | #VALUE! | #VALUE! | #VALUE! |  |  |  |  | #VALUE! | #VALUE! | #VALUE! |  |  | #VALUE! | #VALUE! | #VALUE! | #VALUE! | #VALUE! | #VALUE! | #VALUE! | #VALUE! |  |  |  |  | #VALUE! | #VALUE! | #VALUE! |  |  | #VALUE! | #VALUE! | #VALUE! | #VALUE! | #VALUE! | #VALUE! | #VALUE! | #VALUE! |  |  |  |  | #VALUE! | #VALUE! | #VALUE! |  |  | #VALUE! | #VALUE! | #VALUE! | #VALUE! | #VALUE! | #VALUE! | #VALUE! | #VALUE! |  |  | #VALUE! | #VALUE! | #VALUE! | #VALUE! | #VALUE! |  |  | #VALUE! | #VALUE! | #VALUE! | #VALUE! | #VALUE! | #VALUE! | #VALUE! | #VALUE! |  |  | #VALUE! | #VALUE! | #VALUE! | #VALUE! | #VALUE! |  |  | #VALUE! | #VALUE! | #VALUE! | #VALUE! | #VALUE! | #VALUE! | #VALUE! | #VALUE! | 0 | #REF! | #VALUE! | #VALUE! | #VALUE! | #VALUE! | #VALUE! | #VALUE! | #VALUE! | 0
|  |  |  | 0 | 51 | 0 |  |  | 1 | 1.0842e-19 | 0 | 1.0669e-18 | 1.0669e-18 | 1.0669e-18 | 0 | 0 |  |  |  |  | #VALUE! | #VALUE! | #VALUE! |  |  | #VALUE! | #VALUE! | #VALUE! | #VALUE! | #VALUE! | #VALUE! | #VALUE! | #VALUE! |  |  |  |  | #VALUE! | #VALUE! | #VALUE! |  |  | #VALUE! | #VALUE! | #VALUE! | #VALUE! | #VALUE! | #VALUE! | #VALUE! | #VALUE! |  |  |  |  | #VALUE! | #VALUE! | #VALUE! |  |  | #VALUE! | #VALUE! | #VALUE! | #VALUE! | #VALUE! | #VALUE! | #VALUE! | #VALUE! |  |  |  |  | #VALUE! | #VALUE! | #VALUE! |  |  | #VALUE! | #VALUE! | #VALUE! | #VALUE! | #VALUE! | #VALUE! | #VALUE! | #VALUE! |  |  |  |  | #VALUE! | #VALUE! | #VALUE! |  |  | #VALUE! | #VALUE! | #VALUE! | #VALUE! | #VALUE! | #VALUE! | #VALUE! | #VALUE! |  |  | #VALUE! | #VALUE! | #VALUE! | #VALUE! | #VALUE! |  |  | #VALUE! | #VALUE! | #VALUE! | #VALUE! | #VALUE! | #VALUE! | #VALUE! | #VALUE! |  |  | #VALUE! | #VALUE! | #VALUE! | #VALUE! | #VALUE! |  |  | #VALUE! | #VALUE! | #VALUE! | #VALUE! | #VALUE! | #VALUE! | #VALUE! | #VALUE! | 0 | #REF! | #VALUE! | #VALUE! | #VALUE! | #VALUE! | #VALUE! | #VALUE! | #VALUE! | 0
|  |  |  | 0 | 51 | 0 |  |  | 1 | 1.0842e-19 | 0 | 1.0669e-18 | 1.0669e-18 | 1.0669e-18 | 0 | 0 |  |  |  |  | #VALUE! | #VALUE! | #VALUE! |  |  | #VALUE! | #VALUE! | #VALUE! | #VALUE! | #VALUE! | #VALUE! | #VALUE! | #VALUE! |  |  |  |  | #VALUE! | #VALUE! | #VALUE! |  |  | #VALUE! | #VALUE! | #VALUE! | #VALUE! | #VALUE! | #VALUE! | #VALUE! | #VALUE! |  |  |  |  | #VALUE! | #VALUE! | #VALUE! |  |  | #VALUE! | #VALUE! | #VALUE! | #VALUE! | #VALUE! | #VALUE! | #VALUE! | #VALUE! |  |  |  |  | #VALUE! | #VALUE! | #VALUE! |  |  | #VALUE! | #VALUE! | #VALUE! | #VALUE! | #VALUE! | #VALUE! | #VALUE! | #VALUE! |  |  |  |  | #VALUE! | #VALUE! | #VALUE! |  |  | #VALUE! | #VALUE! | #VALUE! | #VALUE! | #VALUE! | #VALUE! | #VALUE! | #VALUE! |  |  | #VALUE! | #VALUE! | #VALUE! | #VALUE! | #VALUE! |  |  | #VALUE! | #VALUE! | #VALUE! | #VALUE! | #VALUE! | #VALUE! | #VALUE! | #VALUE! |  |  | #VALUE! | #VALUE! | #VALUE! | #VALUE! | #VALUE! |  |  | #VALUE! | #VALUE! | #VALUE! | #VALUE! | #VALUE! | #VALUE! | #VALUE! | #VALUE! | 0 | #REF! | #VALUE! | #VALUE! | #VALUE! | #VALUE! | #VALUE! | #VALUE! | #VALUE! | 0
|  |  |  | 0 | 51 | 0 |  |  | 1 | 1.0842e-19 | 0 | 1.0669e-18 | 1.0669e-18 | 1.0669e-18 | 0 | 0 |  |  |  |  | #VALUE! | #VALUE! | #VALUE! |  |  | #VALUE! | #VALUE! | #VALUE! | #VALUE! | #VALUE! | #VALUE! | #VALUE! | #VALUE! |  |  |  |  | #VALUE! | #VALUE! | #VALUE! |  |  | #VALUE! | #VALUE! | #VALUE! | #VALUE! | #VALUE! | #VALUE! | #VALUE! | #VALUE! |  |  |  |  | #VALUE! | #VALUE! | #VALUE! |  |  | #VALUE! | #VALUE! | #VALUE! | #VALUE! | #VALUE! | #VALUE! | #VALUE! | #VALUE! |  |  |  |  | #VALUE! | #VALUE! | #VALUE! |  |  | #VALUE! | #VALUE! | #VALUE! | #VALUE! | #VALUE! | #VALUE! | #VALUE! | #VALUE! |  |  |  |  | #VALUE! | #VALUE! | #VALUE! |  |  | #VALUE! | #VALUE! | #VALUE! | #VALUE! | #VALUE! | #VALUE! | #VALUE! | #VALUE! |  |  | #VALUE! | #VALUE! | #VALUE! | #VALUE! | #VALUE! |  |  | #VALUE! | #VALUE! | #VALUE! | #VALUE! | #VALUE! | #VALUE! | #VALUE! | #VALUE! |  |  | #VALUE! | #VALUE! | #VALUE! | #VALUE! | #VALUE! |  |  | #VALUE! | #VALUE! | #VALUE! | #VALUE! | #VALUE! | #VALUE! | #VALUE! | #VALUE! | 0 | #REF! | #VALUE! | #VALUE! | #VALUE! | #VALUE! | #VALUE! | #VALUE! | #VALUE! | 0
|  |  |  | 0 | 51 | 0 |  |  | 1 | 1.0842e-19 | 0 | 1.0669e-18 | 1.0669e-18 | 1.0669e-18 | 0 | 0 |  |  |  |  | #VALUE! | #VALUE! | #VALUE! |  |  | #VALUE! | #VALUE! | #VALUE! | #VALUE! | #VALUE! | #VALUE! | #VALUE! | #VALUE! |  |  |  |  | #VALUE! | #VALUE! | #VALUE! |  |  | #VALUE! | #VALUE! | #VALUE! | #VALUE! | #VALUE! | #VALUE! | #VALUE! | #VALUE! |  |  |  |  | #VALUE! | #VALUE! | #VALUE! |  |  | #VALUE! | #VALUE! | #VALUE! | #VALUE! | #VALUE! | #VALUE! | #VALUE! | #VALUE! |  |  |  |  | #VALUE! | #VALUE! | #VALUE! |  |  | #VALUE! | #VALUE! | #VALUE! | #VALUE! | #VALUE! | #VALUE! | #VALUE! | #VALUE! |  |  |  |  | #VALUE! | #VALUE! | #VALUE! |  |  | #VALUE! | #VALUE! | #VALUE! | #VALUE! | #VALUE! | #VALUE! | #VALUE! | #VALUE! |  |  | #VALUE! | #VALUE! | #VALUE! | #VALUE! | #VALUE! |  |  | #VALUE! | #VALUE! | #VALUE! | #VALUE! | #VALUE! | #VALUE! | #VALUE! | #VALUE! |  |  | #VALUE! | #VALUE! | #VALUE! | #VALUE! | #VALUE! |  |  | #VALUE! | #VALUE! | #VALUE! | #VALUE! | #VALUE! | #VALUE! | #VALUE! | #VALUE! | 0 | #REF! | #VALUE! | #VALUE! | #VALUE! | #VALUE! | #VALUE! | #VALUE! | #VALUE! | 0
|  |  |  | 0 | 51 | 0 |  |  | 1 | 1.0842e-19 | 0 | 1.0669e-18 | 1.0669e-18 | 1.0669e-18 | 0 | 0 |  |  |  |  | #VALUE! | #VALUE! | #VALUE! |  |  | #VALUE! | #VALUE! | #VALUE! | #VALUE! | #VALUE! | #VALUE! | #VALUE! | #VALUE! |  |  |  |  | #VALUE! | #VALUE! | #VALUE! |  |  | #VALUE! | #VALUE! | #VALUE! | #VALUE! | #VALUE! | #VALUE! | #VALUE! | #VALUE! |  |  |  |  | #VALUE! | #VALUE! | #VALUE! |  |  | #VALUE! | #VALUE! | #VALUE! | #VALUE! | #VALUE! | #VALUE! | #VALUE! | #VALUE! |  |  |  |  | #VALUE! | #VALUE! | #VALUE! |  |  | #VALUE! | #VALUE! | #VALUE! | #VALUE! | #VALUE! | #VALUE! | #VALUE! | #VALUE! |  |  |  |  | #VALUE! | #VALUE! | #VALUE! |  |  | #VALUE! | #VALUE! | #VALUE! | #VALUE! | #VALUE! | #VALUE! | #VALUE! | #VALUE! |  |  | #VALUE! | #VALUE! | #VALUE! | #VALUE! | #VALUE! |  |  | #VALUE! | #VALUE! | #VALUE! | #VALUE! | #VALUE! | #VALUE! | #VALUE! | #VALUE! |  |  | #VALUE! | #VALUE! | #VALUE! | #VALUE! | #VALUE! |  |  | #VALUE! | #VALUE! | #VALUE! | #VALUE! | #VALUE! | #VALUE! | #VALUE! | #VALUE! | 0 | #REF! | #VALUE! | #VALUE! | #VALUE! | #VALUE! | #VALUE! | #VALUE! | #VALUE! | 0
|  |  |  | 0 | 51 | 0 |  |  | 1 | 1.0842e-19 | 0 | 1.0669e-18 | 1.0669e-18 | 1.0669e-18 | 0 | 0 |  |  |  |  | #VALUE! | #VALUE! | #VALUE! |  |  | #VALUE! | #VALUE! | #VALUE! | #VALUE! | #VALUE! | #VALUE! | #VALUE! | #VALUE! |  |  |  |  | #VALUE! | #VALUE! | #VALUE! |  |  | #VALUE! | #VALUE! | #VALUE! | #VALUE! | #VALUE! | #VALUE! | #VALUE! | #VALUE! |  |  |  |  | #VALUE! | #VALUE! | #VALUE! |  |  | #VALUE! | #VALUE! | #VALUE! | #VALUE! | #VALUE! | #VALUE! | #VALUE! | #VALUE! |  |  |  |  | #VALUE! | #VALUE! | #VALUE! |  |  | #VALUE! | #VALUE! | #VALUE! | #VALUE! | #VALUE! | #VALUE! | #VALUE! | #VALUE! |  |  |  |  | #VALUE! | #VALUE! | #VALUE! |  |  | #VALUE! | #VALUE! | #VALUE! | #VALUE! | #VALUE! | #VALUE! | #VALUE! | #VALUE! |  |  | #VALUE! | #VALUE! | #VALUE! | #VALUE! | #VALUE! |  |  | #VALUE! | #VALUE! | #VALUE! | #VALUE! | #VALUE! | #VALUE! | #VALUE! | #VALUE! |  |  | #VALUE! | #VALUE! | #VALUE! | #VALUE! | #VALUE! |  |  | #VALUE! | #VALUE! | #VALUE! | #VALUE! | #VALUE! | #VALUE! | #VALUE! | #VALUE! | 0 | #REF! | #VALUE! | #VALUE! | #VALUE! | #VALUE! | #VALUE! | #VALUE! | #VALUE! | 0
|  |  |  | 0 | 51 | 0 |  |  | 1 | 1.0842e-19 | 0 | 1.0669e-18 | 1.0669e-18 | 1.0669e-18 | 0 | 0 |  |  |  |  | #VALUE! | #VALUE! | #VALUE! |  |  | #VALUE! | #VALUE! | #VALUE! | #VALUE! | #VALUE! | #VALUE! | #VALUE! | #VALUE! |  |  |  |  | #VALUE! | #VALUE! | #VALUE! |  |  | #VALUE! | #VALUE! | #VALUE! | #VALUE! | #VALUE! | #VALUE! | #VALUE! | #VALUE! |  |  |  |  | #VALUE! | #VALUE! | #VALUE! |  |  | #VALUE! | #VALUE! | #VALUE! | #VALUE! | #VALUE! | #VALUE! | #VALUE! | #VALUE! |  |  |  |  | #VALUE! | #VALUE! | #VALUE! |  |  | #VALUE! | #VALUE! | #VALUE! | #VALUE! | #VALUE! | #VALUE! | #VALUE! | #VALUE! |  |  |  |  | #VALUE! | #VALUE! | #VALUE! |  |  | #VALUE! | #VALUE! | #VALUE! | #VALUE! | #VALUE! | #VALUE! | #VALUE! | #VALUE! |  |  | #VALUE! | #VALUE! | #VALUE! | #VALUE! | #VALUE! |  |  | #VALUE! | #VALUE! | #VALUE! | #VALUE! | #VALUE! | #VALUE! | #VALUE! | #VALUE! |  |  | #VALUE! | #VALUE! | #VALUE! | #VALUE! | #VALUE! |  |  | #VALUE! | #VALUE! | #VALUE! | #VALUE! | #VALUE! | #VALUE! | #VALUE! | #VALUE! | 0 | #REF! | #VALUE! | #VALUE! | #VALUE! | #VALUE! | #VALUE! | #VALUE! | #VALUE! | 0
|  |  |  | 0 | 51 | 0 |  |  | 1 | 1.0842e-19 | 0 | 1.0669e-18 | 1.0669e-18 | 1.0669e-18 | 0 | 0 |  |  |  |  | #VALUE! | #VALUE! | #VALUE! |  |  | #VALUE! | #VALUE! | #VALUE! | #VALUE! | #VALUE! | #VALUE! | #VALUE! | #VALUE! |  |  |  |  | #VALUE! | #VALUE! | #VALUE! |  |  | #VALUE! | #VALUE! | #VALUE! | #VALUE! | #VALUE! | #VALUE! | #VALUE! | #VALUE! |  |  |  |  | #VALUE! | #VALUE! | #VALUE! |  |  | #VALUE! | #VALUE! | #VALUE! | #VALUE! | #VALUE! | #VALUE! | #VALUE! | #VALUE! |  |  |  |  | #VALUE! | #VALUE! | #VALUE! |  |  | #VALUE! | #VALUE! | #VALUE! | #VALUE! | #VALUE! | #VALUE! | #VALUE! | #VALUE! |  |  |  |  | #VALUE! | #VALUE! | #VALUE! |  |  | #VALUE! | #VALUE! | #VALUE! | #VALUE! | #VALUE! | #VALUE! | #VALUE! | #VALUE! |  |  | #VALUE! | #VALUE! | #VALUE! | #VALUE! | #VALUE! |  |  | #VALUE! | #VALUE! | #VALUE! | #VALUE! | #VALUE! | #VALUE! | #VALUE! | #VALUE! |  |  | #VALUE! | #VALUE! | #VALUE! | #VALUE! | #VALUE! |  |  | #VALUE! | #VALUE! | #VALUE! | #VALUE! | #VALUE! | #VALUE! | #VALUE! | #VALUE! | 0 | #REF! | #VALUE! | #VALUE! | #VALUE! | #VALUE! | #VALUE! | #VALUE! | #VALUE! | 0
|  |  |  | 0 | 51 | 0 |  |  | 1 | 1.0842e-19 | 0 | 1.0669e-18 | 1.0669e-18 | 1.0669e-18 | 0 | 0 |  |  |  |  | #VALUE! | #VALUE! | #VALUE! |  |  | #VALUE! | #VALUE! | #VALUE! | #VALUE! | #VALUE! | #VALUE! | #VALUE! | #VALUE! |  |  |  |  | #VALUE! | #VALUE! | #VALUE! |  |  | #VALUE! | #VALUE! | #VALUE! | #VALUE! | #VALUE! | #VALUE! | #VALUE! | #VALUE! |  |  |  |  | #VALUE! | #VALUE! | #VALUE! |  |  | #VALUE! | #VALUE! | #VALUE! | #VALUE! | #VALUE! | #VALUE! | #VALUE! | #VALUE! |  |  |  |  | #VALUE! | #VALUE! | #VALUE! |  |  | #VALUE! | #VALUE! | #VALUE! | #VALUE! | #VALUE! | #VALUE! | #VALUE! | #VALUE! |  |  |  |  | #VALUE! | #VALUE! | #VALUE! |  |  | #VALUE! | #VALUE! | #VALUE! | #VALUE! | #VALUE! | #VALUE! | #VALUE! | #VALUE! |  |  | #VALUE! | #VALUE! | #VALUE! | #VALUE! | #VALUE! |  |  | #VALUE! | #VALUE! | #VALUE! | #VALUE! | #VALUE! | #VALUE! | #VALUE! | #VALUE! |  |  | #VALUE! | #VALUE! | #VALUE! | #VALUE! | #VALUE! |  |  | #VALUE! | #VALUE! | #VALUE! | #VALUE! | #VALUE! | #VALUE! | #VALUE! | #VALUE! | 0 | #REF! | #VALUE! | #VALUE! | #VALUE! | #VALUE! | #VALUE! | #VALUE! | #VALUE! | 0
|  |  |  | 0 | 51 | 0 |  |  | 1 | 1.0842e-19 | 0 | 1.0669e-18 | 1.0669e-18 | 1.0669e-18 | 0 | 0 |  |  |  |  | #VALUE! | #VALUE! | #VALUE! |  |  | #VALUE! | #VALUE! | #VALUE! | #VALUE! | #VALUE! | #VALUE! | #VALUE! | #VALUE! |  |  |  |  | #VALUE! | #VALUE! | #VALUE! |  |  | #VALUE! | #VALUE! | #VALUE! | #VALUE! | #VALUE! | #VALUE! | #VALUE! | #VALUE! |  |  |  |  | #VALUE! | #VALUE! | #VALUE! |  |  | #VALUE! | #VALUE! | #VALUE! | #VALUE! | #VALUE! | #VALUE! | #VALUE! | #VALUE! |  |  |  |  | #VALUE! | #VALUE! | #VALUE! |  |  | #VALUE! | #VALUE! | #VALUE! | #VALUE! | #VALUE! | #VALUE! | #VALUE! | #VALUE! |  |  |  |  | #VALUE! | #VALUE! | #VALUE! |  |  | #VALUE! | #VALUE! | #VALUE! | #VALUE! | #VALUE! | #VALUE! | #VALUE! | #VALUE! |  |  | #VALUE! | #VALUE! | #VALUE! | #VALUE! | #VALUE! |  |  | #VALUE! | #VALUE! | #VALUE! | #VALUE! | #VALUE! | #VALUE! | #VALUE! | #VALUE! |  |  | #VALUE! | #VALUE! | #VALUE! | #VALUE! | #VALUE! |  |  | #VALUE! | #VALUE! | #VALUE! | #VALUE! | #VALUE! | #VALUE! | #VALUE! | #VALUE! | 0 | #REF! | #VALUE! | #VALUE! | #VALUE! | #VALUE! | #VALUE! | #VALUE! | #VALUE! | 0
|  |  |  | 0 | 51 | 0 |  |  | 1 | 1.0842e-19 | 0 | 1.0669e-18 | 1.0669e-18 | 1.0669e-18 | 0 | 0 |  |  |  |  | #VALUE! | #VALUE! | #VALUE! |  |  | #VALUE! | #VALUE! | #VALUE! | #VALUE! | #VALUE! | #VALUE! | #VALUE! | #VALUE! |  |  |  |  | #VALUE! | #VALUE! | #VALUE! |  |  | #VALUE! | #VALUE! | #VALUE! | #VALUE! | #VALUE! | #VALUE! | #VALUE! | #VALUE! |  |  |  |  | #VALUE! | #VALUE! | #VALUE! |  |  | #VALUE! | #VALUE! | #VALUE! | #VALUE! | #VALUE! | #VALUE! | #VALUE! | #VALUE! |  |  |  |  | #VALUE! | #VALUE! | #VALUE! |  |  | #VALUE! | #VALUE! | #VALUE! | #VALUE! | #VALUE! | #VALUE! | #VALUE! | #VALUE! |  |  |  |  | #VALUE! | #VALUE! | #VALUE! |  |  | #VALUE! | #VALUE! | #VALUE! | #VALUE! | #VALUE! | #VALUE! | #VALUE! | #VALUE! |  |  | #VALUE! | #VALUE! | #VALUE! | #VALUE! | #VALUE! |  |  | #VALUE! | #VALUE! | #VALUE! | #VALUE! | #VALUE! | #VALUE! | #VALUE! | #VALUE! |  |  | #VALUE! | #VALUE! | #VALUE! | #VALUE! | #VALUE! |  |  | #VALUE! | #VALUE! | #VALUE! | #VALUE! | #VALUE! | #VALUE! | #VALUE! | #VALUE! | 0 | #REF! | #VALUE! | #VALUE! | #VALUE! | #VALUE! | #VALUE! | #VALUE! | #VALUE! | 0
|  |  |  | 0 | 51 | 0 |  |  | 1 | 1.0842e-19 | 0 | 1.0669e-18 | 1.0669e-18 | 1.0669e-18 | 0 | 0 |  |  |  |  | #VALUE! | #VALUE! | #VALUE! |  |  | #VALUE! | #VALUE! | #VALUE! | #VALUE! | #VALUE! | #VALUE! | #VALUE! | #VALUE! |  |  |  |  | #VALUE! | #VALUE! | #VALUE! |  |  | #VALUE! | #VALUE! | #VALUE! | #VALUE! | #VALUE! | #VALUE! | #VALUE! | #VALUE! |  |  |  |  | #VALUE! | #VALUE! | #VALUE! |  |  | #VALUE! | #VALUE! | #VALUE! | #VALUE! | #VALUE! | #VALUE! | #VALUE! | #VALUE! |  |  |  |  | #VALUE! | #VALUE! | #VALUE! |  |  | #VALUE! | #VALUE! | #VALUE! | #VALUE! | #VALUE! | #VALUE! | #VALUE! | #VALUE! |  |  |  |  | #VALUE! | #VALUE! | #VALUE! |  |  | #VALUE! | #VALUE! | #VALUE! | #VALUE! | #VALUE! | #VALUE! | #VALUE! | #VALUE! |  |  | #VALUE! | #VALUE! | #VALUE! | #VALUE! | #VALUE! |  |  | #VALUE! | #VALUE! | #VALUE! | #VALUE! | #VALUE! | #VALUE! | #VALUE! | #VALUE! |  |  | #VALUE! | #VALUE! | #VALUE! | #VALUE! | #VALUE! |  |  | #VALUE! | #VALUE! | #VALUE! | #VALUE! | #VALUE! | #VALUE! | #VALUE! | #VALUE! | 0 | #REF! | #VALUE! | #VALUE! | #VALUE! | #VALUE! | #VALUE! | #VALUE! | #VALUE! | 0
|  |  |  | 0 | 51 | 0 |  |  | 1 | 1.0842e-19 | 0 | 1.0669e-18 | 1.0669e-18 | 1.0669e-18 | 0 | 0 |  |  |  |  | #VALUE! | #VALUE! | #VALUE! |  |  | #VALUE! | #VALUE! | #VALUE! | #VALUE! | #VALUE! | #VALUE! | #VALUE! | #VALUE! |  |  |  |  | #VALUE! | #VALUE! | #VALUE! |  |  | #VALUE! | #VALUE! | #VALUE! | #VALUE! | #VALUE! | #VALUE! | #VALUE! | #VALUE! |  |  |  |  | #VALUE! | #VALUE! | #VALUE! |  |  | #VALUE! | #VALUE! | #VALUE! | #VALUE! | #VALUE! | #VALUE! | #VALUE! | #VALUE! |  |  |  |  | #VALUE! | #VALUE! | #VALUE! |  |  | #VALUE! | #VALUE! | #VALUE! | #VALUE! | #VALUE! | #VALUE! | #VALUE! | #VALUE! |  |  |  |  | #VALUE! | #VALUE! | #VALUE! |  |  | #VALUE! | #VALUE! | #VALUE! | #VALUE! | #VALUE! | #VALUE! | #VALUE! | #VALUE! |  |  | #VALUE! | #VALUE! | #VALUE! | #VALUE! | #VALUE! |  |  | #VALUE! | #VALUE! | #VALUE! | #VALUE! | #VALUE! | #VALUE! | #VALUE! | #VALUE! |  |  | #VALUE! | #VALUE! | #VALUE! | #VALUE! | #VALUE! |  |  | #VALUE! | #VALUE! | #VALUE! | #VALUE! | #VALUE! | #VALUE! | #VALUE! | #VALUE! | 0 | #REF! | #VALUE! | #VALUE! | #VALUE! | #VALUE! | #VALUE! | #VALUE! | #VALUE! | 0
|  |  |  | 0 | 51 | 0 |  |  | 1 | 1.0842e-19 | 0 | 1.0669e-18 | 1.0669e-18 | 1.0669e-18 | 0 | 0 |  |  |  |  | #VALUE! | #VALUE! | #VALUE! |  |  | #VALUE! | #VALUE! | #VALUE! | #VALUE! | #VALUE! | #VALUE! | #VALUE! | #VALUE! |  |  |  |  | #VALUE! | #VALUE! | #VALUE! |  |  | #VALUE! | #VALUE! | #VALUE! | #VALUE! | #VALUE! | #VALUE! | #VALUE! | #VALUE! |  |  |  |  | #VALUE! | #VALUE! | #VALUE! |  |  | #VALUE! | #VALUE! | #VALUE! | #VALUE! | #VALUE! | #VALUE! | #VALUE! | #VALUE! |  |  |  |  | #VALUE! | #VALUE! | #VALUE! |  |  | #VALUE! | #VALUE! | #VALUE! | #VALUE! | #VALUE! | #VALUE! | #VALUE! | #VALUE! |  |  |  |  | #VALUE! | #VALUE! | #VALUE! |  |  | #VALUE! | #VALUE! | #VALUE! | #VALUE! | #VALUE! | #VALUE! | #VALUE! | #VALUE! |  |  | #VALUE! | #VALUE! | #VALUE! | #VALUE! | #VALUE! |  |  | #VALUE! | #VALUE! | #VALUE! | #VALUE! | #VALUE! | #VALUE! | #VALUE! | #VALUE! |  |  | #VALUE! | #VALUE! | #VALUE! | #VALUE! | #VALUE! |  |  | #VALUE! | #VALUE! | #VALUE! | #VALUE! | #VALUE! | #VALUE! | #VALUE! | #VALUE! | 0 | #REF! | #VALUE! | #VALUE! | #VALUE! | #VALUE! | #VALUE! | #VALUE! | #VALUE! | 0
|  |  |  | 0 | 51 | 0 |  |  | 1 | 1.0842e-19 | 0 | 1.0669e-18 | 1.0669e-18 | 1.0669e-18 | 0 | 0 |  |  |  |  | #VALUE! | #VALUE! | #VALUE! |  |  | #VALUE! | #VALUE! | #VALUE! | #VALUE! | #VALUE! | #VALUE! | #VALUE! | #VALUE! |  |  |  |  | #VALUE! | #VALUE! | #VALUE! |  |  | #VALUE! | #VALUE! | #VALUE! | #VALUE! | #VALUE! | #VALUE! | #VALUE! | #VALUE! |  |  |  |  | #VALUE! | #VALUE! | #VALUE! |  |  | #VALUE! | #VALUE! | #VALUE! | #VALUE! | #VALUE! | #VALUE! | #VALUE! | #VALUE! |  |  |  |  | #VALUE! | #VALUE! | #VALUE! |  |  | #VALUE! | #VALUE! | #VALUE! | #VALUE! | #VALUE! | #VALUE! | #VALUE! | #VALUE! |  |  |  |  | #VALUE! | #VALUE! | #VALUE! |  |  | #VALUE! | #VALUE! | #VALUE! | #VALUE! | #VALUE! | #VALUE! | #VALUE! | #VALUE! |  |  | #VALUE! | #VALUE! | #VALUE! | #VALUE! | #VALUE! |  |  | #VALUE! | #VALUE! | #VALUE! | #VALUE! | #VALUE! | #VALUE! | #VALUE! | #VALUE! |  |  | #VALUE! | #VALUE! | #VALUE! | #VALUE! | #VALUE! |  |  | #VALUE! | #VALUE! | #VALUE! | #VALUE! | #VALUE! | #VALUE! | #VALUE! | #VALUE! | 0 | #REF! | #VALUE! | #VALUE! | #VALUE! | #VALUE! | #VALUE! | #VALUE! | #VALUE! | 0
|  |  |  | 0 | 51 | 0 |  |  | 1 | 1.0842e-19 | 0 | 1.0669e-18 | 1.0669e-18 | 1.0669e-18 | 0 | 0 |  |  |  |  | #VALUE! | #VALUE! | #VALUE! |  |  | #VALUE! | #VALUE! | #VALUE! | #VALUE! | #VALUE! | #VALUE! | #VALUE! | #VALUE! |  |  |  |  | #VALUE! | #VALUE! | #VALUE! |  |  | #VALUE! | #VALUE! | #VALUE! | #VALUE! | #VALUE! | #VALUE! | #VALUE! | #VALUE! |  |  |  |  | #VALUE! | #VALUE! | #VALUE! |  |  | #VALUE! | #VALUE! | #VALUE! | #VALUE! | #VALUE! | #VALUE! | #VALUE! | #VALUE! |  |  |  |  | #VALUE! | #VALUE! | #VALUE! |  |  | #VALUE! | #VALUE! | #VALUE! | #VALUE! | #VALUE! | #VALUE! | #VALUE! | #VALUE! |  |  |  |  | #VALUE! | #VALUE! | #VALUE! |  |  | #VALUE! | #VALUE! | #VALUE! | #VALUE! | #VALUE! | #VALUE! | #VALUE! | #VALUE! |  |  | #VALUE! | #VALUE! | #VALUE! | #VALUE! | #VALUE! |  |  | #VALUE! | #VALUE! | #VALUE! | #VALUE! | #VALUE! | #VALUE! | #VALUE! | #VALUE! |  |  | #VALUE! | #VALUE! | #VALUE! | #VALUE! | #VALUE! |  |  | #VALUE! | #VALUE! | #VALUE! | #VALUE! | #VALUE! | #VALUE! | #VALUE! | #VALUE! | 0 | #REF! | #VALUE! | #VALUE! | #VALUE! | #VALUE! | #VALUE! | #VALUE! | #VALUE! | 0
|  |  |  | 0 | 51 | 0 |  |  | 1 | 1.0842e-19 | 0 | 1.0669e-18 | 1.0669e-18 | 1.0669e-18 | 0 | 0 |  |  |  |  | #VALUE! | #VALUE! | #VALUE! |  |  | #VALUE! | #VALUE! | #VALUE! | #VALUE! | #VALUE! | #VALUE! | #VALUE! | #VALUE! |  |  |  |  | #VALUE! | #VALUE! | #VALUE! |  |  | #VALUE! | #VALUE! | #VALUE! | #VALUE! | #VALUE! | #VALUE! | #VALUE! | #VALUE! |  |  |  |  | #VALUE! | #VALUE! | #VALUE! |  |  | #VALUE! | #VALUE! | #VALUE! | #VALUE! | #VALUE! | #VALUE! | #VALUE! | #VALUE! |  |  |  |  | #VALUE! | #VALUE! | #VALUE! |  |  | #VALUE! | #VALUE! | #VALUE! | #VALUE! | #VALUE! | #VALUE! | #VALUE! | #VALUE! |  |  |  |  | #VALUE! | #VALUE! | #VALUE! |  |  | #VALUE! | #VALUE! | #VALUE! | #VALUE! | #VALUE! | #VALUE! | #VALUE! | #VALUE! |  |  | #VALUE! | #VALUE! | #VALUE! | #VALUE! | #VALUE! |  |  | #VALUE! | #VALUE! | #VALUE! | #VALUE! | #VALUE! | #VALUE! | #VALUE! | #VALUE! |  |  | #VALUE! | #VALUE! | #VALUE! | #VALUE! | #VALUE! |  |  | #VALUE! | #VALUE! | #VALUE! | #VALUE! | #VALUE! | #VALUE! | #VALUE! | #VALUE! | 0 | #REF! | #VALUE! | #VALUE! | #VALUE! | #VALUE! | #VALUE! | #VALUE! | #VALUE! | 0
|  |  |  | 0 | 51 | 0 |  |  | 1 | 1.0842e-19 | 0 | 1.0669e-18 | 1.0669e-18 | 1.0669e-18 | 0 | 0 |  |  |  |  | #VALUE! | #VALUE! | #VALUE! |  |  | #VALUE! | #VALUE! | #VALUE! | #VALUE! | #VALUE! | #VALUE! | #VALUE! | #VALUE! |  |  |  |  | #VALUE! | #VALUE! | #VALUE! |  |  | #VALUE! | #VALUE! | #VALUE! | #VALUE! | #VALUE! | #VALUE! | #VALUE! | #VALUE! |  |  |  |  | #VALUE! | #VALUE! | #VALUE! |  |  | #VALUE! | #VALUE! | #VALUE! | #VALUE! | #VALUE! | #VALUE! | #VALUE! | #VALUE! |  |  |  |  | #VALUE! | #VALUE! | #VALUE! |  |  | #VALUE! | #VALUE! | #VALUE! | #VALUE! | #VALUE! | #VALUE! | #VALUE! | #VALUE! |  |  |  |  | #VALUE! | #VALUE! | #VALUE! |  |  | #VALUE! | #VALUE! | #VALUE! | #VALUE! | #VALUE! | #VALUE! | #VALUE! | #VALUE! |  |  | #VALUE! | #VALUE! | #VALUE! | #VALUE! | #VALUE! |  |  | #VALUE! | #VALUE! | #VALUE! | #VALUE! | #VALUE! | #VALUE! | #VALUE! | #VALUE! |  |  | #VALUE! | #VALUE! | #VALUE! | #VALUE! | #VALUE! |  |  | #VALUE! | #VALUE! | #VALUE! | #VALUE! | #VALUE! | #VALUE! | #VALUE! | #VALUE! | 0 | #REF! | #VALUE! | #VALUE! | #VALUE! | #VALUE! | #VALUE! | #VALUE! | #VALUE! | 0
|  |  |  | 0 | 51 | 0 |  |  | 1 | 1.0842e-19 | 0 | 1.0669e-18 | 1.0669e-18 | 1.0669e-18 | 0 | 0 |  |  |  |  | #VALUE! | #VALUE! | #VALUE! |  |  | #VALUE! | #VALUE! | #VALUE! | #VALUE! | #VALUE! | #VALUE! | #VALUE! | #VALUE! |  |  |  |  | #VALUE! | #VALUE! | #VALUE! |  |  | #VALUE! | #VALUE! | #VALUE! | #VALUE! | #VALUE! | #VALUE! | #VALUE! | #VALUE! |  |  |  |  | #VALUE! | #VALUE! | #VALUE! |  |  | #VALUE! | #VALUE! | #VALUE! | #VALUE! | #VALUE! | #VALUE! | #VALUE! | #VALUE! |  |  |  |  | #VALUE! | #VALUE! | #VALUE! |  |  | #VALUE! | #VALUE! | #VALUE! | #VALUE! | #VALUE! | #VALUE! | #VALUE! | #VALUE! |  |  |  |  | #VALUE! | #VALUE! | #VALUE! |  |  | #VALUE! | #VALUE! | #VALUE! | #VALUE! | #VALUE! | #VALUE! | #VALUE! | #VALUE! |  |  | #VALUE! | #VALUE! | #VALUE! | #VALUE! | #VALUE! |  |  | #VALUE! | #VALUE! | #VALUE! | #VALUE! | #VALUE! | #VALUE! | #VALUE! | #VALUE! |  |  | #VALUE! | #VALUE! | #VALUE! | #VALUE! | #VALUE! |  |  | #VALUE! | #VALUE! | #VALUE! | #VALUE! | #VALUE! | #VALUE! | #VALUE! | #VALUE! | 0 | #REF! | #VALUE! | #VALUE! | #VALUE! | #VALUE! | #VALUE! | #VALUE! | #VALUE! | 0
|  |  |  | 0 | 51 | 0 |  |  | 1 | 1.0842e-19 | 0 | 1.0669e-18 | 1.0669e-18 | 1.0669e-18 | 0 | 0 |  |  |  |  | #VALUE! | #VALUE! | #VALUE! |  |  | #VALUE! | #VALUE! | #VALUE! | #VALUE! | #VALUE! | #VALUE! | #VALUE! | #VALUE! |  |  |  |  | #VALUE! | #VALUE! | #VALUE! |  |  | #VALUE! | #VALUE! | #VALUE! | #VALUE! | #VALUE! | #VALUE! | #VALUE! | #VALUE! |  |  |  |  | #VALUE! | #VALUE! | #VALUE! |  |  | #VALUE! | #VALUE! | #VALUE! | #VALUE! | #VALUE! | #VALUE! | #VALUE! | #VALUE! |  |  |  |  | #VALUE! | #VALUE! | #VALUE! |  |  | #VALUE! | #VALUE! | #VALUE! | #VALUE! | #VALUE! | #VALUE! | #VALUE! | #VALUE! |  |  |  |  | #VALUE! | #VALUE! | #VALUE! |  |  | #VALUE! | #VALUE! | #VALUE! | #VALUE! | #VALUE! | #VALUE! | #VALUE! | #VALUE! |  |  | #VALUE! | #VALUE! | #VALUE! | #VALUE! | #VALUE! |  |  | #VALUE! | #VALUE! | #VALUE! | #VALUE! | #VALUE! | #VALUE! | #VALUE! | #VALUE! |  |  | #VALUE! | #VALUE! | #VALUE! | #VALUE! | #VALUE! |  |  | #VALUE! | #VALUE! | #VALUE! | #VALUE! | #VALUE! | #VALUE! | #VALUE! | #VALUE! | 0 | #REF! | #VALUE! | #VALUE! | #VALUE! | #VALUE! | #VALUE! | #VALUE! | #VALUE! | 0
|  |  |  | 0 | 51 | 0 |  |  | 1 | 1.0842e-19 | 0 | 1.0669e-18 | 1.0669e-18 | 1.0669e-18 | 0 | 0 |  |  |  |  | #VALUE! | #VALUE! | #VALUE! |  |  | #VALUE! | #VALUE! | #VALUE! | #VALUE! | #VALUE! | #VALUE! | #VALUE! | #VALUE! |  |  |  |  | #VALUE! | #VALUE! | #VALUE! |  |  | #VALUE! | #VALUE! | #VALUE! | #VALUE! | #VALUE! | #VALUE! | #VALUE! | #VALUE! |  |  |  |  | #VALUE! | #VALUE! | #VALUE! |  |  | #VALUE! | #VALUE! | #VALUE! | #VALUE! | #VALUE! | #VALUE! | #VALUE! | #VALUE! |  |  |  |  | #VALUE! | #VALUE! | #VALUE! |  |  | #VALUE! | #VALUE! | #VALUE! | #VALUE! | #VALUE! | #VALUE! | #VALUE! | #VALUE! |  |  |  |  | #VALUE! | #VALUE! | #VALUE! |  |  | #VALUE! | #VALUE! | #VALUE! | #VALUE! | #VALUE! | #VALUE! | #VALUE! | #VALUE! |  |  | #VALUE! | #VALUE! | #VALUE! | #VALUE! | #VALUE! |  |  | #VALUE! | #VALUE! | #VALUE! | #VALUE! | #VALUE! | #VALUE! | #VALUE! | #VALUE! |  |  | #VALUE! | #VALUE! | #VALUE! | #VALUE! | #VALUE! |  |  | #VALUE! | #VALUE! | #VALUE! | #VALUE! | #VALUE! | #VALUE! | #VALUE! | #VALUE! | 0 | #REF! | #VALUE! | #VALUE! | #VALUE! | #VALUE! | #VALUE! | #VALUE! | #VALUE! | 0
|  |  |  | 0 | 51 | 0 |  |  | 1 | 1.0842e-19 | 0 | 1.0669e-18 | 1.0669e-18 | 1.0669e-18 | 0 | 0 |  |  |  |  | #VALUE! | #VALUE! | #VALUE! |  |  | #VALUE! | #VALUE! | #VALUE! | #VALUE! | #VALUE! | #VALUE! | #VALUE! | #VALUE! |  |  |  |  | #VALUE! | #VALUE! | #VALUE! |  |  | #VALUE! | #VALUE! | #VALUE! | #VALUE! | #VALUE! | #VALUE! | #VALUE! | #VALUE! |  |  |  |  | #VALUE! | #VALUE! | #VALUE! |  |  | #VALUE! | #VALUE! | #VALUE! | #VALUE! | #VALUE! | #VALUE! | #VALUE! | #VALUE! |  |  |  |  | #VALUE! | #VALUE! | #VALUE! |  |  | #VALUE! | #VALUE! | #VALUE! | #VALUE! | #VALUE! | #VALUE! | #VALUE! | #VALUE! |  |  |  |  | #VALUE! | #VALUE! | #VALUE! |  |  | #VALUE! | #VALUE! | #VALUE! | #VALUE! | #VALUE! | #VALUE! | #VALUE! | #VALUE! |  |  | #VALUE! | #VALUE! | #VALUE! | #VALUE! | #VALUE! |  |  | #VALUE! | #VALUE! | #VALUE! | #VALUE! | #VALUE! | #VALUE! | #VALUE! | #VALUE! |  |  | #VALUE! | #VALUE! | #VALUE! | #VALUE! | #VALUE! |  |  | #VALUE! | #VALUE! | #VALUE! | #VALUE! | #VALUE! | #VALUE! | #VALUE! | #VALUE! | 0 | #REF! | #VALUE! | #VALUE! | #VALUE! | #VALUE! | #VALUE! | #VALUE! | #VALUE! | 0
|  |  |  | 0 | 51 | 0 |  |  | 1 | 1.0842e-19 | 0 | 1.0669e-18 | 1.0669e-18 | 1.0669e-18 | 0 | 0 |  |  |  |  | #VALUE! | #VALUE! | #VALUE! |  |  | #VALUE! | #VALUE! | #VALUE! | #VALUE! | #VALUE! | #VALUE! | #VALUE! | #VALUE! |  |  |  |  | #VALUE! | #VALUE! | #VALUE! |  |  | #VALUE! | #VALUE! | #VALUE! | #VALUE! | #VALUE! | #VALUE! | #VALUE! | #VALUE! |  |  |  |  | #VALUE! | #VALUE! | #VALUE! |  |  | #VALUE! | #VALUE! | #VALUE! | #VALUE! | #VALUE! | #VALUE! | #VALUE! | #VALUE! |  |  |  |  | #VALUE! | #VALUE! | #VALUE! |  |  | #VALUE! | #VALUE! | #VALUE! | #VALUE! | #VALUE! | #VALUE! | #VALUE! | #VALUE! |  |  |  |  | #VALUE! | #VALUE! | #VALUE! |  |  | #VALUE! | #VALUE! | #VALUE! | #VALUE! | #VALUE! | #VALUE! | #VALUE! | #VALUE! |  |  | #VALUE! | #VALUE! | #VALUE! | #VALUE! | #VALUE! |  |  | #VALUE! | #VALUE! | #VALUE! | #VALUE! | #VALUE! | #VALUE! | #VALUE! | #VALUE! |  |  | #VALUE! | #VALUE! | #VALUE! | #VALUE! | #VALUE! |  |  | #VALUE! | #VALUE! | #VALUE! | #VALUE! | #VALUE! | #VALUE! | #VALUE! | #VALUE! | 0 | #REF! | #VALUE! | #VALUE! | #VALUE! | #VALUE! | #VALUE! | #VALUE! | #VALUE! | 0
|  |  |  | 0 | 51 | 0 |  |  | 1 | 1.0842e-19 | 0 | 1.0669e-18 | 1.0669e-18 | 1.0669e-18 | 0 | 0 |  |  |  |  | #VALUE! | #VALUE! | #VALUE! |  |  | #VALUE! | #VALUE! | #VALUE! | #VALUE! | #VALUE! | #VALUE! | #VALUE! | #VALUE! |  |  |  |  | #VALUE! | #VALUE! | #VALUE! |  |  | #VALUE! | #VALUE! | #VALUE! | #VALUE! | #VALUE! | #VALUE! | #VALUE! | #VALUE! |  |  |  |  | #VALUE! | #VALUE! | #VALUE! |  |  | #VALUE! | #VALUE! | #VALUE! | #VALUE! | #VALUE! | #VALUE! | #VALUE! | #VALUE! |  |  |  |  | #VALUE! | #VALUE! | #VALUE! |  |  | #VALUE! | #VALUE! | #VALUE! | #VALUE! | #VALUE! | #VALUE! | #VALUE! | #VALUE! |  |  |  |  | #VALUE! | #VALUE! | #VALUE! |  |  | #VALUE! | #VALUE! | #VALUE! | #VALUE! | #VALUE! | #VALUE! | #VALUE! | #VALUE! |  |  | #VALUE! | #VALUE! | #VALUE! | #VALUE! | #VALUE! |  |  | #VALUE! | #VALUE! | #VALUE! | #VALUE! | #VALUE! | #VALUE! | #VALUE! | #VALUE! |  |  | #VALUE! | #VALUE! | #VALUE! | #VALUE! | #VALUE! |  |  | #VALUE! | #VALUE! | #VALUE! | #VALUE! | #VALUE! | #VALUE! | #VALUE! | #VALUE! | 0 | #REF! | #VALUE! | #VALUE! | #VALUE! | #VALUE! | #VALUE! | #VALUE! | #VALUE! | 0
|  |  |  | 0 | 51 | 0 |  |  | 1 | 1.0842e-19 | 0 | 1.0669e-18 | 1.0669e-18 | 1.0669e-18 | 0 | 0 |  |  |  |  | #VALUE! | #VALUE! | #VALUE! |  |  | #VALUE! | #VALUE! | #VALUE! | #VALUE! | #VALUE! | #VALUE! | #VALUE! | #VALUE! |  |  |  |  | #VALUE! | #VALUE! | #VALUE! |  |  | #VALUE! | #VALUE! | #VALUE! | #VALUE! | #VALUE! | #VALUE! | #VALUE! | #VALUE! |  |  |  |  | #VALUE! | #VALUE! | #VALUE! |  |  | #VALUE! | #VALUE! | #VALUE! | #VALUE! | #VALUE! | #VALUE! | #VALUE! | #VALUE! |  |  |  |  | #VALUE! | #VALUE! | #VALUE! |  |  | #VALUE! | #VALUE! | #VALUE! | #VALUE! | #VALUE! | #VALUE! | #VALUE! | #VALUE! |  |  |  |  | #VALUE! | #VALUE! | #VALUE! |  |  | #VALUE! | #VALUE! | #VALUE! | #VALUE! | #VALUE! | #VALUE! | #VALUE! | #VALUE! |  |  | #VALUE! | #VALUE! | #VALUE! | #VALUE! | #VALUE! |  |  | #VALUE! | #VALUE! | #VALUE! | #VALUE! | #VALUE! | #VALUE! | #VALUE! | #VALUE! |  |  | #VALUE! | #VALUE! | #VALUE! | #VALUE! | #VALUE! |  |  | #VALUE! | #VALUE! | #VALUE! | #VALUE! | #VALUE! | #VALUE! | #VALUE! | #VALUE! | 0 | #REF! | #VALUE! | #VALUE! | #VALUE! | #VALUE! | #VALUE! | #VALUE! | #VALUE! | 0
|  |  |  | 0 | 51 | 0 |  |  | 1 | 1.0842e-19 | 0 | 1.0669e-18 | 1.0669e-18 | 1.0669e-18 | 0 | 0 |  |  |  |  | #VALUE! | #VALUE! | #VALUE! |  |  | #VALUE! | #VALUE! | #VALUE! | #VALUE! | #VALUE! | #VALUE! | #VALUE! | #VALUE! |  |  |  |  | #VALUE! | #VALUE! | #VALUE! |  |  | #VALUE! | #VALUE! | #VALUE! | #VALUE! | #VALUE! | #VALUE! | #VALUE! | #VALUE! |  |  |  |  | #VALUE! | #VALUE! | #VALUE! |  |  | #VALUE! | #VALUE! | #VALUE! | #VALUE! | #VALUE! | #VALUE! | #VALUE! | #VALUE! |  |  |  |  | #VALUE! | #VALUE! | #VALUE! |  |  | #VALUE! | #VALUE! | #VALUE! | #VALUE! | #VALUE! | #VALUE! | #VALUE! | #VALUE! |  |  |  |  | #VALUE! | #VALUE! | #VALUE! |  |  | #VALUE! | #VALUE! | #VALUE! | #VALUE! | #VALUE! | #VALUE! | #VALUE! | #VALUE! |  |  | #VALUE! | #VALUE! | #VALUE! | #VALUE! | #VALUE! |  |  | #VALUE! | #VALUE! | #VALUE! | #VALUE! | #VALUE! | #VALUE! | #VALUE! | #VALUE! |  |  | #VALUE! | #VALUE! | #VALUE! | #VALUE! | #VALUE! |  |  | #VALUE! | #VALUE! | #VALUE! | #VALUE! | #VALUE! | #VALUE! | #VALUE! | #VALUE! | 0 | #REF! | #VALUE! | #VALUE! | #VALUE! | #VALUE! | #VALUE! | #VALUE! | #VALUE! | 0
|  |  |  | 0 | 51 | 0 |  |  | 1 | 1.0842e-19 | 0 | 1.0669e-18 | 1.0669e-18 | 1.0669e-18 | 0 | 0 |  |  |  |  | #VALUE! | #VALUE! | #VALUE! |  |  | #VALUE! | #VALUE! | #VALUE! | #VALUE! | #VALUE! | #VALUE! | #VALUE! | #VALUE! |  |  |  |  | #VALUE! | #VALUE! | #VALUE! |  |  | #VALUE! | #VALUE! | #VALUE! | #VALUE! | #VALUE! | #VALUE! | #VALUE! | #VALUE! |  |  |  |  | #VALUE! | #VALUE! | #VALUE! |  |  | #VALUE! | #VALUE! | #VALUE! | #VALUE! | #VALUE! | #VALUE! | #VALUE! | #VALUE! |  |  |  |  | #VALUE! | #VALUE! | #VALUE! |  |  | #VALUE! | #VALUE! | #VALUE! | #VALUE! | #VALUE! | #VALUE! | #VALUE! | #VALUE! |  |  |  |  | #VALUE! | #VALUE! | #VALUE! |  |  | #VALUE! | #VALUE! | #VALUE! | #VALUE! | #VALUE! | #VALUE! | #VALUE! | #VALUE! |  |  | #VALUE! | #VALUE! | #VALUE! | #VALUE! | #VALUE! |  |  | #VALUE! | #VALUE! | #VALUE! | #VALUE! | #VALUE! | #VALUE! | #VALUE! | #VALUE! |  |  | #VALUE! | #VALUE! | #VALUE! | #VALUE! | #VALUE! |  |  | #VALUE! | #VALUE! | #VALUE! | #VALUE! | #VALUE! | #VALUE! | #VALUE! | #VALUE! | 0 | #REF! | #VALUE! | #VALUE! | #VALUE! | #VALUE! | #VALUE! | #VALUE! | #VALUE! | 0
|  |  |  | 0 | 51 | 0 |  |  | 1 | 1.0842e-19 | 0 | 1.0669e-18 | 1.0669e-18 | 1.0669e-18 | 0 | 0 |  |  |  |  | #VALUE! | #VALUE! | #VALUE! |  |  | #VALUE! | #VALUE! | #VALUE! | #VALUE! | #VALUE! | #VALUE! | #VALUE! | #VALUE! |  |  |  |  | #VALUE! | #VALUE! | #VALUE! |  |  | #VALUE! | #VALUE! | #VALUE! | #VALUE! | #VALUE! | #VALUE! | #VALUE! | #VALUE! |  |  |  |  | #VALUE! | #VALUE! | #VALUE! |  |  | #VALUE! | #VALUE! | #VALUE! | #VALUE! | #VALUE! | #VALUE! | #VALUE! | #VALUE! |  |  |  |  | #VALUE! | #VALUE! | #VALUE! |  |  | #VALUE! | #VALUE! | #VALUE! | #VALUE! | #VALUE! | #VALUE! | #VALUE! | #VALUE! |  |  |  |  | #VALUE! | #VALUE! | #VALUE! |  |  | #VALUE! | #VALUE! | #VALUE! | #VALUE! | #VALUE! | #VALUE! | #VALUE! | #VALUE! |  |  | #VALUE! | #VALUE! | #VALUE! | #VALUE! | #VALUE! |  |  | #VALUE! | #VALUE! | #VALUE! | #VALUE! | #VALUE! | #VALUE! | #VALUE! | #VALUE! |  |  | #VALUE! | #VALUE! | #VALUE! | #VALUE! | #VALUE! |  |  | #VALUE! | #VALUE! | #VALUE! | #VALUE! | #VALUE! | #VALUE! | #VALUE! | #VALUE! | 0 | #REF! | #VALUE! | #VALUE! | #VALUE! | #VALUE! | #VALUE! | #VALUE! | #VALUE! | 0
|  |  |  | 0 | 51 | 0 |  |  | 1 | 1.0842e-19 | 0 | 1.0669e-18 | 1.0669e-18 | 1.0669e-18 | 0 | 0 |  |  |  |  | #VALUE! | #VALUE! | #VALUE! |  |  | #VALUE! | #VALUE! | #VALUE! | #VALUE! | #VALUE! | #VALUE! | #VALUE! | #VALUE! |  |  |  |  | #VALUE! | #VALUE! | #VALUE! |  |  | #VALUE! | #VALUE! | #VALUE! | #VALUE! | #VALUE! | #VALUE! | #VALUE! | #VALUE! |  |  |  |  | #VALUE! | #VALUE! | #VALUE! |  |  | #VALUE! | #VALUE! | #VALUE! | #VALUE! | #VALUE! | #VALUE! | #VALUE! | #VALUE! |  |  |  |  | #VALUE! | #VALUE! | #VALUE! |  |  | #VALUE! | #VALUE! | #VALUE! | #VALUE! | #VALUE! | #VALUE! | #VALUE! | #VALUE! |  |  |  |  | #VALUE! | #VALUE! | #VALUE! |  |  | #VALUE! | #VALUE! | #VALUE! | #VALUE! | #VALUE! | #VALUE! | #VALUE! | #VALUE! |  |  | #VALUE! | #VALUE! | #VALUE! | #VALUE! | #VALUE! |  |  | #VALUE! | #VALUE! | #VALUE! | #VALUE! | #VALUE! | #VALUE! | #VALUE! | #VALUE! |  |  | #VALUE! | #VALUE! | #VALUE! | #VALUE! | #VALUE! |  |  | #VALUE! | #VALUE! | #VALUE! | #VALUE! | #VALUE! | #VALUE! | #VALUE! | #VALUE! | 0 | #REF! | #VALUE! | #VALUE! | #VALUE! | #VALUE! | #VALUE! | #VALUE! | #VALUE! | 0
|  |  |  | 0 | 51 | 0 |  |  | 1 | 1.0842e-19 | 0 | 1.0669e-18 | 1.0669e-18 | 1.0669e-18 | 0 | 0 |  |  |  |  | #VALUE! | #VALUE! | #VALUE! |  |  | #VALUE! | #VALUE! | #VALUE! | #VALUE! | #VALUE! | #VALUE! | #VALUE! | #VALUE! |  |  |  |  | #VALUE! | #VALUE! | #VALUE! |  |  | #VALUE! | #VALUE! | #VALUE! | #VALUE! | #VALUE! | #VALUE! | #VALUE! | #VALUE! |  |  |  |  | #VALUE! | #VALUE! | #VALUE! |  |  | #VALUE! | #VALUE! | #VALUE! | #VALUE! | #VALUE! | #VALUE! | #VALUE! | #VALUE! |  |  |  |  | #VALUE! | #VALUE! | #VALUE! |  |  | #VALUE! | #VALUE! | #VALUE! | #VALUE! | #VALUE! | #VALUE! | #VALUE! | #VALUE! |  |  |  |  | #VALUE! | #VALUE! | #VALUE! |  |  | #VALUE! | #VALUE! | #VALUE! | #VALUE! | #VALUE! | #VALUE! | #VALUE! | #VALUE! |  |  | #VALUE! | #VALUE! | #VALUE! | #VALUE! | #VALUE! |  |  | #VALUE! | #VALUE! | #VALUE! | #VALUE! | #VALUE! | #VALUE! | #VALUE! | #VALUE! |  |  | #VALUE! | #VALUE! | #VALUE! | #VALUE! | #VALUE! |  |  | #VALUE! | #VALUE! | #VALUE! | #VALUE! | #VALUE! | #VALUE! | #VALUE! | #VALUE! | 0 | #REF! | #VALUE! | #VALUE! | #VALUE! | #VALUE! | #VALUE! | #VALUE! | #VALUE! | 0
|  |  |  | 0 | 51 | 0 |  |  | 1 | 1.0842e-19 | 0 | 1.0669e-18 | 1.0669e-18 | 1.0669e-18 | 0 | 0 |  |  |  |  | #VALUE! | #VALUE! | #VALUE! |  |  | #VALUE! | #VALUE! | #VALUE! | #VALUE! | #VALUE! | #VALUE! | #VALUE! | #VALUE! |  |  |  |  | #VALUE! | #VALUE! | #VALUE! |  |  | #VALUE! | #VALUE! | #VALUE! | #VALUE! | #VALUE! | #VALUE! | #VALUE! | #VALUE! |  |  |  |  | #VALUE! | #VALUE! | #VALUE! |  |  | #VALUE! | #VALUE! | #VALUE! | #VALUE! | #VALUE! | #VALUE! | #VALUE! | #VALUE! |  |  |  |  | #VALUE! | #VALUE! | #VALUE! |  |  | #VALUE! | #VALUE! | #VALUE! | #VALUE! | #VALUE! | #VALUE! | #VALUE! | #VALUE! |  |  |  |  | #VALUE! | #VALUE! | #VALUE! |  |  | #VALUE! | #VALUE! | #VALUE! | #VALUE! | #VALUE! | #VALUE! | #VALUE! | #VALUE! |  |  | #VALUE! | #VALUE! | #VALUE! | #VALUE! | #VALUE! |  |  | #VALUE! | #VALUE! | #VALUE! | #VALUE! | #VALUE! | #VALUE! | #VALUE! | #VALUE! |  |  | #VALUE! | #VALUE! | #VALUE! | #VALUE! | #VALUE! |  |  | #VALUE! | #VALUE! | #VALUE! | #VALUE! | #VALUE! | #VALUE! | #VALUE! | #VALUE! | 0 | #REF! | #VALUE! | #VALUE! | #VALUE! | #VALUE! | #VALUE! | #VALUE! | #VALUE! | 0
|  |  |  | 0 | 51 | 0 |  |  | 1 | 1.0842e-19 | 0 | 1.0669e-18 | 1.0669e-18 | 1.0669e-18 | 0 | 0 |  |  |  |  | #VALUE! | #VALUE! | #VALUE! |  |  | #VALUE! | #VALUE! | #VALUE! | #VALUE! | #VALUE! | #VALUE! | #VALUE! | #VALUE! |  |  |  |  | #VALUE! | #VALUE! | #VALUE! |  |  | #VALUE! | #VALUE! | #VALUE! | #VALUE! | #VALUE! | #VALUE! | #VALUE! | #VALUE! |  |  |  |  | #VALUE! | #VALUE! | #VALUE! |  |  | #VALUE! | #VALUE! | #VALUE! | #VALUE! | #VALUE! | #VALUE! | #VALUE! | #VALUE! |  |  |  |  | #VALUE! | #VALUE! | #VALUE! |  |  | #VALUE! | #VALUE! | #VALUE! | #VALUE! | #VALUE! | #VALUE! | #VALUE! | #VALUE! |  |  |  |  | #VALUE! | #VALUE! | #VALUE! |  |  | #VALUE! | #VALUE! | #VALUE! | #VALUE! | #VALUE! | #VALUE! | #VALUE! | #VALUE! |  |  | #VALUE! | #VALUE! | #VALUE! | #VALUE! | #VALUE! |  |  | #VALUE! | #VALUE! | #VALUE! | #VALUE! | #VALUE! | #VALUE! | #VALUE! | #VALUE! |  |  | #VALUE! | #VALUE! | #VALUE! | #VALUE! | #VALUE! |  |  | #VALUE! | #VALUE! | #VALUE! | #VALUE! | #VALUE! | #VALUE! | #VALUE! | #VALUE! | 0 | #REF! | #VALUE! | #VALUE! | #VALUE! | #VALUE! | #VALUE! | #VALUE! | #VALUE! | 0
|  |  |  | 0 | 51 | 0 |  |  | 1 | 1.0842e-19 | 0 | 1.0669e-18 | 1.0669e-18 | 1.0669e-18 | 0 | 0 |  |  |  |  | #VALUE! | #VALUE! | #VALUE! |  |  | #VALUE! | #VALUE! | #VALUE! | #VALUE! | #VALUE! | #VALUE! | #VALUE! | #VALUE! |  |  |  |  | #VALUE! | #VALUE! | #VALUE! |  |  | #VALUE! | #VALUE! | #VALUE! | #VALUE! | #VALUE! | #VALUE! | #VALUE! | #VALUE! |  |  |  |  | #VALUE! | #VALUE! | #VALUE! |  |  | #VALUE! | #VALUE! | #VALUE! | #VALUE! | #VALUE! | #VALUE! | #VALUE! | #VALUE! |  |  |  |  | #VALUE! | #VALUE! | #VALUE! |  |  | #VALUE! | #VALUE! | #VALUE! | #VALUE! | #VALUE! | #VALUE! | #VALUE! | #VALUE! |  |  |  |  | #VALUE! | #VALUE! | #VALUE! |  |  | #VALUE! | #VALUE! | #VALUE! | #VALUE! | #VALUE! | #VALUE! | #VALUE! | #VALUE! |  |  | #VALUE! | #VALUE! | #VALUE! | #VALUE! | #VALUE! |  |  | #VALUE! | #VALUE! | #VALUE! | #VALUE! | #VALUE! | #VALUE! | #VALUE! | #VALUE! |  |  | #VALUE! | #VALUE! | #VALUE! | #VALUE! | #VALUE! |  |  | #VALUE! | #VALUE! | #VALUE! | #VALUE! | #VALUE! | #VALUE! | #VALUE! | #VALUE! | 0 | #REF! | #VALUE! | #VALUE! | #VALUE! | #VALUE! | #VALUE! | #VALUE! | #VALUE! | 0
|  |  |  | 0 | 51 | 0 |  |  | 1 | 1.0842e-19 | 0 | 1.0669e-18 | 1.0669e-18 | 1.0669e-18 | 0 | 0 |  |  |  |  | #VALUE! | #VALUE! | #VALUE! |  |  | #VALUE! | #VALUE! | #VALUE! | #VALUE! | #VALUE! | #VALUE! | #VALUE! | #VALUE! |  |  |  |  | #VALUE! | #VALUE! | #VALUE! |  |  | #VALUE! | #VALUE! | #VALUE! | #VALUE! | #VALUE! | #VALUE! | #VALUE! | #VALUE! |  |  |  |  | #VALUE! | #VALUE! | #VALUE! |  |  | #VALUE! | #VALUE! | #VALUE! | #VALUE! | #VALUE! | #VALUE! | #VALUE! | #VALUE! |  |  |  |  | #VALUE! | #VALUE! | #VALUE! |  |  | #VALUE! | #VALUE! | #VALUE! | #VALUE! | #VALUE! | #VALUE! | #VALUE! | #VALUE! |  |  |  |  | #VALUE! | #VALUE! | #VALUE! |  |  | #VALUE! | #VALUE! | #VALUE! | #VALUE! | #VALUE! | #VALUE! | #VALUE! | #VALUE! |  |  | #VALUE! | #VALUE! | #VALUE! | #VALUE! | #VALUE! |  |  | #VALUE! | #VALUE! | #VALUE! | #VALUE! | #VALUE! | #VALUE! | #VALUE! | #VALUE! |  |  | #VALUE! | #VALUE! | #VALUE! | #VALUE! | #VALUE! |  |  | #VALUE! | #VALUE! | #VALUE! | #VALUE! | #VALUE! | #VALUE! | #VALUE! | #VALUE! | 0 | #REF! | #VALUE! | #VALUE! | #VALUE! | #VALUE! | #VALUE! | #VALUE! | #VALUE! | 0
|  |  |  | 0 | 51 | 0 |  |  | 1 | 1.0842e-19 | 0 | 1.0669e-18 | 1.0669e-18 | 1.0669e-18 | 0 | 0 |  |  |  |  | #VALUE! | #VALUE! | #VALUE! |  |  | #VALUE! | #VALUE! | #VALUE! | #VALUE! | #VALUE! | #VALUE! | #VALUE! | #VALUE! |  |  |  |  | #VALUE! | #VALUE! | #VALUE! |  |  | #VALUE! | #VALUE! | #VALUE! | #VALUE! | #VALUE! | #VALUE! | #VALUE! | #VALUE! |  |  |  |  | #VALUE! | #VALUE! | #VALUE! |  |  | #VALUE! | #VALUE! | #VALUE! | #VALUE! | #VALUE! | #VALUE! | #VALUE! | #VALUE! |  |  |  |  | #VALUE! | #VALUE! | #VALUE! |  |  | #VALUE! | #VALUE! | #VALUE! | #VALUE! | #VALUE! | #VALUE! | #VALUE! | #VALUE! |  |  |  |  | #VALUE! | #VALUE! | #VALUE! |  |  | #VALUE! | #VALUE! | #VALUE! | #VALUE! | #VALUE! | #VALUE! | #VALUE! | #VALUE! |  |  | #VALUE! | #VALUE! | #VALUE! | #VALUE! | #VALUE! |  |  | #VALUE! | #VALUE! | #VALUE! | #VALUE! | #VALUE! | #VALUE! | #VALUE! | #VALUE! |  |  | #VALUE! | #VALUE! | #VALUE! | #VALUE! | #VALUE! |  |  | #VALUE! | #VALUE! | #VALUE! | #VALUE! | #VALUE! | #VALUE! | #VALUE! | #VALUE! | 0 | #REF! | #VALUE! | #VALUE! | #VALUE! | #VALUE! | #VALUE! | #VALUE! | #VALUE! | 0
|  |  |  | 0 | 51 | 0 |  |  | 1 | 1.0842e-19 | 0 | 1.0669e-18 | 1.0669e-18 | 1.0669e-18 | 0 | 0 |  |  |  |  | #VALUE! | #VALUE! | #VALUE! |  |  | #VALUE! | #VALUE! | #VALUE! | #VALUE! | #VALUE! | #VALUE! | #VALUE! | #VALUE! |  |  |  |  | #VALUE! | #VALUE! | #VALUE! |  |  | #VALUE! | #VALUE! | #VALUE! | #VALUE! | #VALUE! | #VALUE! | #VALUE! | #VALUE! |  |  |  |  | #VALUE! | #VALUE! | #VALUE! |  |  | #VALUE! | #VALUE! | #VALUE! | #VALUE! | #VALUE! | #VALUE! | #VALUE! | #VALUE! |  |  |  |  | #VALUE! | #VALUE! | #VALUE! |  |  | #VALUE! | #VALUE! | #VALUE! | #VALUE! | #VALUE! | #VALUE! | #VALUE! | #VALUE! |  |  |  |  | #VALUE! | #VALUE! | #VALUE! |  |  | #VALUE! | #VALUE! | #VALUE! | #VALUE! | #VALUE! | #VALUE! | #VALUE! | #VALUE! |  |  | #VALUE! | #VALUE! | #VALUE! | #VALUE! | #VALUE! |  |  | #VALUE! | #VALUE! | #VALUE! | #VALUE! | #VALUE! | #VALUE! | #VALUE! | #VALUE! |  |  | #VALUE! | #VALUE! | #VALUE! | #VALUE! | #VALUE! |  |  | #VALUE! | #VALUE! | #VALUE! | #VALUE! | #VALUE! | #VALUE! | #VALUE! | #VALUE! | 0 | #REF! | #VALUE! | #VALUE! | #VALUE! | #VALUE! | #VALUE! | #VALUE! | #VALUE! | 0
|  |  |  | 0 | 51 | 0 |  |  | 1 | 1.0842e-19 | 0 | 1.0669e-18 | 1.0669e-18 | 1.0669e-18 | 0 | 0 |  |  |  |  | #VALUE! | #VALUE! | #VALUE! |  |  | #VALUE! | #VALUE! | #VALUE! | #VALUE! | #VALUE! | #VALUE! | #VALUE! | #VALUE! |  |  |  |  | #VALUE! | #VALUE! | #VALUE! |  |  | #VALUE! | #VALUE! | #VALUE! | #VALUE! | #VALUE! | #VALUE! | #VALUE! | #VALUE! |  |  |  |  | #VALUE! | #VALUE! | #VALUE! |  |  | #VALUE! | #VALUE! | #VALUE! | #VALUE! | #VALUE! | #VALUE! | #VALUE! | #VALUE! |  |  |  |  | #VALUE! | #VALUE! | #VALUE! |  |  | #VALUE! | #VALUE! | #VALUE! | #VALUE! | #VALUE! | #VALUE! | #VALUE! | #VALUE! |  |  |  |  | #VALUE! | #VALUE! | #VALUE! |  |  | #VALUE! | #VALUE! | #VALUE! | #VALUE! | #VALUE! | #VALUE! | #VALUE! | #VALUE! |  |  | #VALUE! | #VALUE! | #VALUE! | #VALUE! | #VALUE! |  |  | #VALUE! | #VALUE! | #VALUE! | #VALUE! | #VALUE! | #VALUE! | #VALUE! | #VALUE! |  |  | #VALUE! | #VALUE! | #VALUE! | #VALUE! | #VALUE! |  |  | #VALUE! | #VALUE! | #VALUE! | #VALUE! | #VALUE! | #VALUE! | #VALUE! | #VALUE! | 0 | #REF! | #VALUE! | #VALUE! | #VALUE! | #VALUE! | #VALUE! | #VALUE! | #VALUE! | 0
|  |  |  | 0 | 51 | 0 |  |  | 1 | 1.0842e-19 | 0 | 1.0669e-18 | 1.0669e-18 | 1.0669e-18 | 0 | 0 |  |  |  |  | #VALUE! | #VALUE! | #VALUE! |  |  | #VALUE! | #VALUE! | #VALUE! | #VALUE! | #VALUE! | #VALUE! | #VALUE! | #VALUE! |  |  |  |  | #VALUE! | #VALUE! | #VALUE! |  |  | #VALUE! | #VALUE! | #VALUE! | #VALUE! | #VALUE! | #VALUE! | #VALUE! | #VALUE! |  |  |  |  | #VALUE! | #VALUE! | #VALUE! |  |  | #VALUE! | #VALUE! | #VALUE! | #VALUE! | #VALUE! | #VALUE! | #VALUE! | #VALUE! |  |  |  |  | #VALUE! | #VALUE! | #VALUE! |  |  | #VALUE! | #VALUE! | #VALUE! | #VALUE! | #VALUE! | #VALUE! | #VALUE! | #VALUE! |  |  |  |  | #VALUE! | #VALUE! | #VALUE! |  |  | #VALUE! | #VALUE! | #VALUE! | #VALUE! | #VALUE! | #VALUE! | #VALUE! | #VALUE! |  |  | #VALUE! | #VALUE! | #VALUE! | #VALUE! | #VALUE! |  |  | #VALUE! | #VALUE! | #VALUE! | #VALUE! | #VALUE! | #VALUE! | #VALUE! | #VALUE! |  |  | #VALUE! | #VALUE! | #VALUE! | #VALUE! | #VALUE! |  |  | #VALUE! | #VALUE! | #VALUE! | #VALUE! | #VALUE! | #VALUE! | #VALUE! | #VALUE! | 0 | #REF! | #VALUE! | #VALUE! | #VALUE! | #VALUE! | #VALUE! | #VALUE! | #VALUE! | 0
|  |  |  | 0 | 51 | 0 |  |  | 1 | 1.0842e-19 | 0 | 1.0669e-18 | 1.0669e-18 | 1.0669e-18 | 0 | 0 |  |  |  |  | #VALUE! | #VALUE! | #VALUE! |  |  | #VALUE! | #VALUE! | #VALUE! | #VALUE! | #VALUE! | #VALUE! | #VALUE! | #VALUE! |  |  |  |  | #VALUE! | #VALUE! | #VALUE! |  |  | #VALUE! | #VALUE! | #VALUE! | #VALUE! | #VALUE! | #VALUE! | #VALUE! | #VALUE! |  |  |  |  | #VALUE! | #VALUE! | #VALUE! |  |  | #VALUE! | #VALUE! | #VALUE! | #VALUE! | #VALUE! | #VALUE! | #VALUE! | #VALUE! |  |  |  |  | #VALUE! | #VALUE! | #VALUE! |  |  | #VALUE! | #VALUE! | #VALUE! | #VALUE! | #VALUE! | #VALUE! | #VALUE! | #VALUE! |  |  |  |  | #VALUE! | #VALUE! | #VALUE! |  |  | #VALUE! | #VALUE! | #VALUE! | #VALUE! | #VALUE! | #VALUE! | #VALUE! | #VALUE! |  |  | #VALUE! | #VALUE! | #VALUE! | #VALUE! | #VALUE! |  |  | #VALUE! | #VALUE! | #VALUE! | #VALUE! | #VALUE! | #VALUE! | #VALUE! | #VALUE! |  |  | #VALUE! | #VALUE! | #VALUE! | #VALUE! | #VALUE! |  |  | #VALUE! | #VALUE! | #VALUE! | #VALUE! | #VALUE! | #VALUE! | #VALUE! | #VALUE! | 0 | #REF! | #VALUE! | #VALUE! | #VALUE! | #VALUE! | #VALUE! | #VALUE! | #VALUE! | 0
|  |  |  | 0 | 51 | 0 |  |  | 1 | 1.0842e-19 | 0 | 1.0669e-18 | 1.0669e-18 | 1.0669e-18 | 0 | 0 |  |  |  |  | #VALUE! | #VALUE! | #VALUE! |  |  | #VALUE! | #VALUE! | #VALUE! | #VALUE! | #VALUE! | #VALUE! | #VALUE! | #VALUE! |  |  |  |  | #VALUE! | #VALUE! | #VALUE! |  |  | #VALUE! | #VALUE! | #VALUE! | #VALUE! | #VALUE! | #VALUE! | #VALUE! | #VALUE! |  |  |  |  | #VALUE! | #VALUE! | #VALUE! |  |  | #VALUE! | #VALUE! | #VALUE! | #VALUE! | #VALUE! | #VALUE! | #VALUE! | #VALUE! |  |  |  |  | #VALUE! | #VALUE! | #VALUE! |  |  | #VALUE! | #VALUE! | #VALUE! | #VALUE! | #VALUE! | #VALUE! | #VALUE! | #VALUE! |  |  |  |  | #VALUE! | #VALUE! | #VALUE! |  |  | #VALUE! | #VALUE! | #VALUE! | #VALUE! | #VALUE! | #VALUE! | #VALUE! | #VALUE! |  |  | #VALUE! | #VALUE! | #VALUE! | #VALUE! | #VALUE! |  |  | #VALUE! | #VALUE! | #VALUE! | #VALUE! | #VALUE! | #VALUE! | #VALUE! | #VALUE! |  |  | #VALUE! | #VALUE! | #VALUE! | #VALUE! | #VALUE! |  |  | #VALUE! | #VALUE! | #VALUE! | #VALUE! | #VALUE! | #VALUE! | #VALUE! | #VALUE! | 0 | #REF! | #VALUE! | #VALUE! | #VALUE! | #VALUE! | #VALUE! | #VALUE! | #VALUE! | 0
|  |  |  | 0 | 51 | 0 |  |  | 1 | 1.0842e-19 | 0 | 1.0669e-18 | 1.0669e-18 | 1.0669e-18 | 0 | 0 |  |  |  |  | #VALUE! | #VALUE! | #VALUE! |  |  | #VALUE! | #VALUE! | #VALUE! | #VALUE! | #VALUE! | #VALUE! | #VALUE! | #VALUE! |  |  |  |  | #VALUE! | #VALUE! | #VALUE! |  |  | #VALUE! | #VALUE! | #VALUE! | #VALUE! | #VALUE! | #VALUE! | #VALUE! | #VALUE! |  |  |  |  | #VALUE! | #VALUE! | #VALUE! |  |  | #VALUE! | #VALUE! | #VALUE! | #VALUE! | #VALUE! | #VALUE! | #VALUE! | #VALUE! |  |  |  |  | #VALUE! | #VALUE! | #VALUE! |  |  | #VALUE! | #VALUE! | #VALUE! | #VALUE! | #VALUE! | #VALUE! | #VALUE! | #VALUE! |  |  |  |  | #VALUE! | #VALUE! | #VALUE! |  |  | #VALUE! | #VALUE! | #VALUE! | #VALUE! | #VALUE! | #VALUE! | #VALUE! | #VALUE! |  |  | #VALUE! | #VALUE! | #VALUE! | #VALUE! | #VALUE! |  |  | #VALUE! | #VALUE! | #VALUE! | #VALUE! | #VALUE! | #VALUE! | #VALUE! | #VALUE! |  |  | #VALUE! | #VALUE! | #VALUE! | #VALUE! | #VALUE! |  |  | #VALUE! | #VALUE! | #VALUE! | #VALUE! | #VALUE! | #VALUE! | #VALUE! | #VALUE! | 0 | #REF! | #VALUE! | #VALUE! | #VALUE! | #VALUE! | #VALUE! | #VALUE! | #VALUE! | 0
|  |  |  | 0 | 51 | 0 |  |  | 1 | 1.0842e-19 | 0 | 1.0669e-18 | 1.0669e-18 | 1.0669e-18 | 0 | 0 |  |  |  |  | #VALUE! | #VALUE! | #VALUE! |  |  | #VALUE! | #VALUE! | #VALUE! | #VALUE! | #VALUE! | #VALUE! | #VALUE! | #VALUE! |  |  |  |  | #VALUE! | #VALUE! | #VALUE! |  |  | #VALUE! | #VALUE! | #VALUE! | #VALUE! | #VALUE! | #VALUE! | #VALUE! | #VALUE! |  |  |  |  | #VALUE! | #VALUE! | #VALUE! |  |  | #VALUE! | #VALUE! | #VALUE! | #VALUE! | #VALUE! | #VALUE! | #VALUE! | #VALUE! |  |  |  |  | #VALUE! | #VALUE! | #VALUE! |  |  | #VALUE! | #VALUE! | #VALUE! | #VALUE! | #VALUE! | #VALUE! | #VALUE! | #VALUE! |  |  |  |  | #VALUE! | #VALUE! | #VALUE! |  |  | #VALUE! | #VALUE! | #VALUE! | #VALUE! | #VALUE! | #VALUE! | #VALUE! | #VALUE! |  |  | #VALUE! | #VALUE! | #VALUE! | #VALUE! | #VALUE! |  |  | #VALUE! | #VALUE! | #VALUE! | #VALUE! | #VALUE! | #VALUE! | #VALUE! | #VALUE! |  |  | #VALUE! | #VALUE! | #VALUE! | #VALUE! | #VALUE! |  |  | #VALUE! | #VALUE! | #VALUE! | #VALUE! | #VALUE! | #VALUE! | #VALUE! | #VALUE! | 0 | #REF! | #VALUE! | #VALUE! | #VALUE! | #VALUE! | #VALUE! | #VALUE! | #VALUE! | 0
|  |  |  | 0 | 51 | 0 |  |  | 1 | 1.0842e-19 | 0 | 1.0669e-18 | 1.0669e-18 | 1.0669e-18 | 0 | 0 |  |  |  |  | #VALUE! | #VALUE! | #VALUE! |  |  | #VALUE! | #VALUE! | #VALUE! | #VALUE! | #VALUE! | #VALUE! | #VALUE! | #VALUE! |  |  |  |  | #VALUE! | #VALUE! | #VALUE! |  |  | #VALUE! | #VALUE! | #VALUE! | #VALUE! | #VALUE! | #VALUE! | #VALUE! | #VALUE! |  |  |  |  | #VALUE! | #VALUE! | #VALUE! |  |  | #VALUE! | #VALUE! | #VALUE! | #VALUE! | #VALUE! | #VALUE! | #VALUE! | #VALUE! |  |  |  |  | #VALUE! | #VALUE! | #VALUE! |  |  | #VALUE! | #VALUE! | #VALUE! | #VALUE! | #VALUE! | #VALUE! | #VALUE! | #VALUE! |  |  |  |  | #VALUE! | #VALUE! | #VALUE! |  |  | #VALUE! | #VALUE! | #VALUE! | #VALUE! | #VALUE! | #VALUE! | #VALUE! | #VALUE! |  |  | #VALUE! | #VALUE! | #VALUE! | #VALUE! | #VALUE! |  |  | #VALUE! | #VALUE! | #VALUE! | #VALUE! | #VALUE! | #VALUE! | #VALUE! | #VALUE! |  |  | #VALUE! | #VALUE! | #VALUE! | #VALUE! | #VALUE! |  |  | #VALUE! | #VALUE! | #VALUE! | #VALUE! | #VALUE! | #VALUE! | #VALUE! | #VALUE! | 0 | #REF! | #VALUE! | #VALUE! | #VALUE! | #VALUE! | #VALUE! | #VALUE! | #VALUE! | 0
|  |  |  | 0 | 51 | 0 |  |  | 1 | 1.0842e-19 | 0 | 1.0669e-18 | 1.0669e-18 | 1.0669e-18 | 0 | 0 |  |  |  |  | #VALUE! | #VALUE! | #VALUE! |  |  | #VALUE! | #VALUE! | #VALUE! | #VALUE! | #VALUE! | #VALUE! | #VALUE! | #VALUE! |  |  |  |  | #VALUE! | #VALUE! | #VALUE! |  |  | #VALUE! | #VALUE! | #VALUE! | #VALUE! | #VALUE! | #VALUE! | #VALUE! | #VALUE! |  |  |  |  | #VALUE! | #VALUE! | #VALUE! |  |  | #VALUE! | #VALUE! | #VALUE! | #VALUE! | #VALUE! | #VALUE! | #VALUE! | #VALUE! |  |  |  |  | #VALUE! | #VALUE! | #VALUE! |  |  | #VALUE! | #VALUE! | #VALUE! | #VALUE! | #VALUE! | #VALUE! | #VALUE! | #VALUE! |  |  |  |  | #VALUE! | #VALUE! | #VALUE! |  |  | #VALUE! | #VALUE! | #VALUE! | #VALUE! | #VALUE! | #VALUE! | #VALUE! | #VALUE! |  |  | #VALUE! | #VALUE! | #VALUE! | #VALUE! | #VALUE! |  |  | #VALUE! | #VALUE! | #VALUE! | #VALUE! | #VALUE! | #VALUE! | #VALUE! | #VALUE! |  |  | #VALUE! | #VALUE! | #VALUE! | #VALUE! | #VALUE! |  |  | #VALUE! | #VALUE! | #VALUE! | #VALUE! | #VALUE! | #VALUE! | #VALUE! | #VALUE! | 0 | #REF! | #VALUE! | #VALUE! | #VALUE! | #VALUE! | #VALUE! | #VALUE! | #VALUE! | 0
|  |  |  | 0 | 51 | 0 |  |  | 1 | 1.0842e-19 | 0 | 1.0669e-18 | 1.0669e-18 | 1.0669e-18 | 0 | 0 |  |  |  |  | #VALUE! | #VALUE! | #VALUE! |  |  | #VALUE! | #VALUE! | #VALUE! | #VALUE! | #VALUE! | #VALUE! | #VALUE! | #VALUE! |  |  |  |  | #VALUE! | #VALUE! | #VALUE! |  |  | #VALUE! | #VALUE! | #VALUE! | #VALUE! | #VALUE! | #VALUE! | #VALUE! | #VALUE! |  |  |  |  | #VALUE! | #VALUE! | #VALUE! |  |  | #VALUE! | #VALUE! | #VALUE! | #VALUE! | #VALUE! | #VALUE! | #VALUE! | #VALUE! |  |  |  |  | #VALUE! | #VALUE! | #VALUE! |  |  | #VALUE! | #VALUE! | #VALUE! | #VALUE! | #VALUE! | #VALUE! | #VALUE! | #VALUE! |  |  |  |  | #VALUE! | #VALUE! | #VALUE! |  |  | #VALUE! | #VALUE! | #VALUE! | #VALUE! | #VALUE! | #VALUE! | #VALUE! | #VALUE! |  |  | #VALUE! | #VALUE! | #VALUE! | #VALUE! | #VALUE! |  |  | #VALUE! | #VALUE! | #VALUE! | #VALUE! | #VALUE! | #VALUE! | #VALUE! | #VALUE! |  |  | #VALUE! | #VALUE! | #VALUE! | #VALUE! | #VALUE! |  |  | #VALUE! | #VALUE! | #VALUE! | #VALUE! | #VALUE! | #VALUE! | #VALUE! | #VALUE! | 0 | #REF! | #VALUE! | #VALUE! | #VALUE! | #VALUE! | #VALUE! | #VALUE! | #VALUE! | 0
|  |  |  | 0 | 51 | 0 |  |  | 1 | 1.0842e-19 | 0 | 1.0669e-18 | 1.0669e-18 | 1.0669e-18 | 0 | 0 |  |  |  |  | #VALUE! | #VALUE! | #VALUE! |  |  | #VALUE! | #VALUE! | #VALUE! | #VALUE! | #VALUE! | #VALUE! | #VALUE! | #VALUE! |  |  |  |  | #VALUE! | #VALUE! | #VALUE! |  |  | #VALUE! | #VALUE! | #VALUE! | #VALUE! | #VALUE! | #VALUE! | #VALUE! | #VALUE! |  |  |  |  | #VALUE! | #VALUE! | #VALUE! |  |  | #VALUE! | #VALUE! | #VALUE! | #VALUE! | #VALUE! | #VALUE! | #VALUE! | #VALUE! |  |  |  |  | #VALUE! | #VALUE! | #VALUE! |  |  | #VALUE! | #VALUE! | #VALUE! | #VALUE! | #VALUE! | #VALUE! | #VALUE! | #VALUE! |  |  |  |  | #VALUE! | #VALUE! | #VALUE! |  |  | #VALUE! | #VALUE! | #VALUE! | #VALUE! | #VALUE! | #VALUE! | #VALUE! | #VALUE! |  |  | #VALUE! | #VALUE! | #VALUE! | #VALUE! | #VALUE! |  |  | #VALUE! | #VALUE! | #VALUE! | #VALUE! | #VALUE! | #VALUE! | #VALUE! | #VALUE! |  |  | #VALUE! | #VALUE! | #VALUE! | #VALUE! | #VALUE! |  |  | #VALUE! | #VALUE! | #VALUE! | #VALUE! | #VALUE! | #VALUE! | #VALUE! | #VALUE! | 0 | #REF! | #VALUE! | #VALUE! | #VALUE! | #VALUE! | #VALUE! | #VALUE! | #VALUE! | 0
|  |  |  | 0 | 51 | 0 |  |  | 1 | 1.0842e-19 | 0 | 1.0669e-18 | 1.0669e-18 | 1.0669e-18 | 0 | 0 |  |  |  |  | #VALUE! | #VALUE! | #VALUE! |  |  | #VALUE! | #VALUE! | #VALUE! | #VALUE! | #VALUE! | #VALUE! | #VALUE! | #VALUE! |  |  |  |  | #VALUE! | #VALUE! | #VALUE! |  |  | #VALUE! | #VALUE! | #VALUE! | #VALUE! | #VALUE! | #VALUE! | #VALUE! | #VALUE! |  |  |  |  | #VALUE! | #VALUE! | #VALUE! |  |  | #VALUE! | #VALUE! | #VALUE! | #VALUE! | #VALUE! | #VALUE! | #VALUE! | #VALUE! |  |  |  |  | #VALUE! | #VALUE! | #VALUE! |  |  | #VALUE! | #VALUE! | #VALUE! | #VALUE! | #VALUE! | #VALUE! | #VALUE! | #VALUE! |  |  |  |  | #VALUE! | #VALUE! | #VALUE! |  |  | #VALUE! | #VALUE! | #VALUE! | #VALUE! | #VALUE! | #VALUE! | #VALUE! | #VALUE! |  |  | #VALUE! | #VALUE! | #VALUE! | #VALUE! | #VALUE! |  |  | #VALUE! | #VALUE! | #VALUE! | #VALUE! | #VALUE! | #VALUE! | #VALUE! | #VALUE! |  |  | #VALUE! | #VALUE! | #VALUE! | #VALUE! | #VALUE! |  |  | #VALUE! | #VALUE! | #VALUE! | #VALUE! | #VALUE! | #VALUE! | #VALUE! | #VALUE! | 0 | #REF! | #VALUE! | #VALUE! | #VALUE! | #VALUE! | #VALUE! | #VALUE! | #VALUE! | 0
|  |  |  | 0 | 51 | 0 |  |  | 1 | 1.0842e-19 | 0 | 1.0669e-18 | 1.0669e-18 | 1.0669e-18 | 0 | 0 |  |  |  |  | #VALUE! | #VALUE! | #VALUE! |  |  | #VALUE! | #VALUE! | #VALUE! | #VALUE! | #VALUE! | #VALUE! | #VALUE! | #VALUE! |  |  |  |  | #VALUE! | #VALUE! | #VALUE! |  |  | #VALUE! | #VALUE! | #VALUE! | #VALUE! | #VALUE! | #VALUE! | #VALUE! | #VALUE! |  |  |  |  | #VALUE! | #VALUE! | #VALUE! |  |  | #VALUE! | #VALUE! | #VALUE! | #VALUE! | #VALUE! | #VALUE! | #VALUE! | #VALUE! |  |  |  |  | #VALUE! | #VALUE! | #VALUE! |  |  | #VALUE! | #VALUE! | #VALUE! | #VALUE! | #VALUE! | #VALUE! | #VALUE! | #VALUE! |  |  |  |  | #VALUE! | #VALUE! | #VALUE! |  |  | #VALUE! | #VALUE! | #VALUE! | #VALUE! | #VALUE! | #VALUE! | #VALUE! | #VALUE! |  |  | #VALUE! | #VALUE! | #VALUE! | #VALUE! | #VALUE! |  |  | #VALUE! | #VALUE! | #VALUE! | #VALUE! | #VALUE! | #VALUE! | #VALUE! | #VALUE! |  |  | #VALUE! | #VALUE! | #VALUE! | #VALUE! | #VALUE! |  |  | #VALUE! | #VALUE! | #VALUE! | #VALUE! | #VALUE! | #VALUE! | #VALUE! | #VALUE! | 0 | #REF! | #VALUE! | #VALUE! | #VALUE! | #VALUE! | #VALUE! | #VALUE! | #VALUE! | 0
|  |  |  | 0 | 51 | 0 |  |  | 1 | 1.0842e-19 | 0 | 1.0669e-18 | 1.0669e-18 | 1.0669e-18 | 0 | 0 |  |  |  |  | #VALUE! | #VALUE! | #VALUE! |  |  | #VALUE! | #VALUE! | #VALUE! | #VALUE! | #VALUE! | #VALUE! | #VALUE! | #VALUE! |  |  |  |  | #VALUE! | #VALUE! | #VALUE! |  |  | #VALUE! | #VALUE! | #VALUE! | #VALUE! | #VALUE! | #VALUE! | #VALUE! | #VALUE! |  |  |  |  | #VALUE! | #VALUE! | #VALUE! |  |  | #VALUE! | #VALUE! | #VALUE! | #VALUE! | #VALUE! | #VALUE! | #VALUE! | #VALUE! |  |  |  |  | #VALUE! | #VALUE! | #VALUE! |  |  | #VALUE! | #VALUE! | #VALUE! | #VALUE! | #VALUE! | #VALUE! | #VALUE! | #VALUE! |  |  |  |  | #VALUE! | #VALUE! | #VALUE! |  |  | #VALUE! | #VALUE! | #VALUE! | #VALUE! | #VALUE! | #VALUE! | #VALUE! | #VALUE! |  |  | #VALUE! | #VALUE! | #VALUE! | #VALUE! | #VALUE! |  |  | #VALUE! | #VALUE! | #VALUE! | #VALUE! | #VALUE! | #VALUE! | #VALUE! | #VALUE! |  |  | #VALUE! | #VALUE! | #VALUE! | #VALUE! | #VALUE! |  |  | #VALUE! | #VALUE! | #VALUE! | #VALUE! | #VALUE! | #VALUE! | #VALUE! | #VALUE! | 0 | #REF! | #VALUE! | #VALUE! | #VALUE! | #VALUE! | #VALUE! | #VALUE! | #VALUE! | 0
|  |  |  | 0 | 51 | 0 |  |  | 1 | 1.0842e-19 | 0 | 1.0669e-18 | 1.0669e-18 | 1.0669e-18 | 0 | 0 |  |  |  |  | #VALUE! | #VALUE! | #VALUE! |  |  | #VALUE! | #VALUE! | #VALUE! | #VALUE! | #VALUE! | #VALUE! | #VALUE! | #VALUE! |  |  |  |  | #VALUE! | #VALUE! | #VALUE! |  |  | #VALUE! | #VALUE! | #VALUE! | #VALUE! | #VALUE! | #VALUE! | #VALUE! | #VALUE! |  |  |  |  | #VALUE! | #VALUE! | #VALUE! |  |  | #VALUE! | #VALUE! | #VALUE! | #VALUE! | #VALUE! | #VALUE! | #VALUE! | #VALUE! |  |  |  |  | #VALUE! | #VALUE! | #VALUE! |  |  | #VALUE! | #VALUE! | #VALUE! | #VALUE! | #VALUE! | #VALUE! | #VALUE! | #VALUE! |  |  |  |  | #VALUE! | #VALUE! | #VALUE! |  |  | #VALUE! | #VALUE! | #VALUE! | #VALUE! | #VALUE! | #VALUE! | #VALUE! | #VALUE! |  |  | #VALUE! | #VALUE! | #VALUE! | #VALUE! | #VALUE! |  |  | #VALUE! | #VALUE! | #VALUE! | #VALUE! | #VALUE! | #VALUE! | #VALUE! | #VALUE! |  |  | #VALUE! | #VALUE! | #VALUE! | #VALUE! | #VALUE! |  |  | #VALUE! | #VALUE! | #VALUE! | #VALUE! | #VALUE! | #VALUE! | #VALUE! | #VALUE! | 0 | #REF! | #VALUE! | #VALUE! | #VALUE! | #VALUE! | #VALUE! | #VALUE! | #VALUE! | 0
|  |  |  | 0 | 51 | 0 |  |  | 1 | 1.0842e-19 | 0 | 1.0669e-18 | 1.0669e-18 | 1.0669e-18 | 0 | 0 |  |  |  |  | #VALUE! | #VALUE! | #VALUE! |  |  | #VALUE! | #VALUE! | #VALUE! | #VALUE! | #VALUE! | #VALUE! | #VALUE! | #VALUE! |  |  |  |  | #VALUE! | #VALUE! | #VALUE! |  |  | #VALUE! | #VALUE! | #VALUE! | #VALUE! | #VALUE! | #VALUE! | #VALUE! | #VALUE! |  |  |  |  | #VALUE! | #VALUE! | #VALUE! |  |  | #VALUE! | #VALUE! | #VALUE! | #VALUE! | #VALUE! | #VALUE! | #VALUE! | #VALUE! |  |  |  |  | #VALUE! | #VALUE! | #VALUE! |  |  | #VALUE! | #VALUE! | #VALUE! | #VALUE! | #VALUE! | #VALUE! | #VALUE! | #VALUE! |  |  |  |  | #VALUE! | #VALUE! | #VALUE! |  |  | #VALUE! | #VALUE! | #VALUE! | #VALUE! | #VALUE! | #VALUE! | #VALUE! | #VALUE! |  |  | #VALUE! | #VALUE! | #VALUE! | #VALUE! | #VALUE! |  |  | #VALUE! | #VALUE! | #VALUE! | #VALUE! | #VALUE! | #VALUE! | #VALUE! | #VALUE! |  |  | #VALUE! | #VALUE! | #VALUE! | #VALUE! | #VALUE! |  |  | #VALUE! | #VALUE! | #VALUE! | #VALUE! | #VALUE! | #VALUE! | #VALUE! | #VALUE! | 0 | #REF! | #VALUE! | #VALUE! | #VALUE! | #VALUE! | #VALUE! | #VALUE! | #VALUE! | 0
|  |  |  | 0 | 51 | 0 |  |  | 1 | 1.0842e-19 | 0 | 1.0669e-18 | 1.0669e-18 | 1.0669e-18 | 0 | 0 |  |  |  |  | #VALUE! | #VALUE! | #VALUE! |  |  | #VALUE! | #VALUE! | #VALUE! | #VALUE! | #VALUE! | #VALUE! | #VALUE! | #VALUE! |  |  |  |  | #VALUE! | #VALUE! | #VALUE! |  |  | #VALUE! | #VALUE! | #VALUE! | #VALUE! | #VALUE! | #VALUE! | #VALUE! | #VALUE! |  |  |  |  | #VALUE! | #VALUE! | #VALUE! |  |  | #VALUE! | #VALUE! | #VALUE! | #VALUE! | #VALUE! | #VALUE! | #VALUE! | #VALUE! |  |  |  |  | #VALUE! | #VALUE! | #VALUE! |  |  | #VALUE! | #VALUE! | #VALUE! | #VALUE! | #VALUE! | #VALUE! | #VALUE! | #VALUE! |  |  |  |  | #VALUE! | #VALUE! | #VALUE! |  |  | #VALUE! | #VALUE! | #VALUE! | #VALUE! | #VALUE! | #VALUE! | #VALUE! | #VALUE! |  |  | #VALUE! | #VALUE! | #VALUE! | #VALUE! | #VALUE! |  |  | #VALUE! | #VALUE! | #VALUE! | #VALUE! | #VALUE! | #VALUE! | #VALUE! | #VALUE! |  |  | #VALUE! | #VALUE! | #VALUE! | #VALUE! | #VALUE! |  |  | #VALUE! | #VALUE! | #VALUE! | #VALUE! | #VALUE! | #VALUE! | #VALUE! | #VALUE! | 0 | #REF! | #VALUE! | #VALUE! | #VALUE! | #VALUE! | #VALUE! | #VALUE! | #VALUE! | 0
|  |  |  | 0 | 51 | 0 |  |  | 1 | 1.0842e-19 | 0 | 1.0669e-18 | 1.0669e-18 | 1.0669e-18 | 0 | 0 |  |  |  |  | #VALUE! | #VALUE! | #VALUE! |  |  | #VALUE! | #VALUE! | #VALUE! | #VALUE! | #VALUE! | #VALUE! | #VALUE! | #VALUE! |  |  |  |  | #VALUE! | #VALUE! | #VALUE! |  |  | #VALUE! | #VALUE! | #VALUE! | #VALUE! | #VALUE! | #VALUE! | #VALUE! | #VALUE! |  |  |  |  | #VALUE! | #VALUE! | #VALUE! |  |  | #VALUE! | #VALUE! | #VALUE! | #VALUE! | #VALUE! | #VALUE! | #VALUE! | #VALUE! |  |  |  |  | #VALUE! | #VALUE! | #VALUE! |  |  | #VALUE! | #VALUE! | #VALUE! | #VALUE! | #VALUE! | #VALUE! | #VALUE! | #VALUE! |  |  |  |  | #VALUE! | #VALUE! | #VALUE! |  |  | #VALUE! | #VALUE! | #VALUE! | #VALUE! | #VALUE! | #VALUE! | #VALUE! | #VALUE! |  |  | #VALUE! | #VALUE! | #VALUE! | #VALUE! | #VALUE! |  |  | #VALUE! | #VALUE! | #VALUE! | #VALUE! | #VALUE! | #VALUE! | #VALUE! | #VALUE! |  |  | #VALUE! | #VALUE! | #VALUE! | #VALUE! | #VALUE! |  |  | #VALUE! | #VALUE! | #VALUE! | #VALUE! | #VALUE! | #VALUE! | #VALUE! | #VALUE! | 0 | #REF! | #VALUE! | #VALUE! | #VALUE! | #VALUE! | #VALUE! | #VALUE! | #VALUE! | 0
|  |  |  | 0 | 51 | 0 |  |  | 1 | 1.0842e-19 | 0 | 1.0669e-18 | 1.0669e-18 | 1.0669e-18 | 0 | 0 |  |  |  |  | #VALUE! | #VALUE! | #VALUE! |  |  | #VALUE! | #VALUE! | #VALUE! | #VALUE! | #VALUE! | #VALUE! | #VALUE! | #VALUE! |  |  |  |  | #VALUE! | #VALUE! | #VALUE! |  |  | #VALUE! | #VALUE! | #VALUE! | #VALUE! | #VALUE! | #VALUE! | #VALUE! | #VALUE! |  |  |  |  | #VALUE! | #VALUE! | #VALUE! |  |  | #VALUE! | #VALUE! | #VALUE! | #VALUE! | #VALUE! | #VALUE! | #VALUE! | #VALUE! |  |  |  |  | #VALUE! | #VALUE! | #VALUE! |  |  | #VALUE! | #VALUE! | #VALUE! | #VALUE! | #VALUE! | #VALUE! | #VALUE! | #VALUE! |  |  |  |  | #VALUE! | #VALUE! | #VALUE! |  |  | #VALUE! | #VALUE! | #VALUE! | #VALUE! | #VALUE! | #VALUE! | #VALUE! | #VALUE! |  |  | #VALUE! | #VALUE! | #VALUE! | #VALUE! | #VALUE! |  |  | #VALUE! | #VALUE! | #VALUE! | #VALUE! | #VALUE! | #VALUE! | #VALUE! | #VALUE! |  |  | #VALUE! | #VALUE! | #VALUE! | #VALUE! | #VALUE! |  |  | #VALUE! | #VALUE! | #VALUE! | #VALUE! | #VALUE! | #VALUE! | #VALUE! | #VALUE! | 0 | #REF! | #VALUE! | #VALUE! | #VALUE! | #VALUE! | #VALUE! | #VALUE! | #VALUE! | 0
|  |  |  | 0 | 51 | 0 |  |  | 1 | 1.0842e-19 | 0 | 1.0669e-18 | 1.0669e-18 | 1.0669e-18 | 0 | 0 |  |  |  |  | #VALUE! | #VALUE! | #VALUE! |  |  | #VALUE! | #VALUE! | #VALUE! | #VALUE! | #VALUE! | #VALUE! | #VALUE! | #VALUE! |  |  |  |  | #VALUE! | #VALUE! | #VALUE! |  |  | #VALUE! | #VALUE! | #VALUE! | #VALUE! | #VALUE! | #VALUE! | #VALUE! | #VALUE! |  |  |  |  | #VALUE! | #VALUE! | #VALUE! |  |  | #VALUE! | #VALUE! | #VALUE! | #VALUE! | #VALUE! | #VALUE! | #VALUE! | #VALUE! |  |  |  |  | #VALUE! | #VALUE! | #VALUE! |  |  | #VALUE! | #VALUE! | #VALUE! | #VALUE! | #VALUE! | #VALUE! | #VALUE! | #VALUE! |  |  |  |  | #VALUE! | #VALUE! | #VALUE! |  |  | #VALUE! | #VALUE! | #VALUE! | #VALUE! | #VALUE! | #VALUE! | #VALUE! | #VALUE! |  |  | #VALUE! | #VALUE! | #VALUE! | #VALUE! | #VALUE! |  |  | #VALUE! | #VALUE! | #VALUE! | #VALUE! | #VALUE! | #VALUE! | #VALUE! | #VALUE! |  |  | #VALUE! | #VALUE! | #VALUE! | #VALUE! | #VALUE! |  |  | #VALUE! | #VALUE! | #VALUE! | #VALUE! | #VALUE! | #VALUE! | #VALUE! | #VALUE! | 0 | #REF! | #VALUE! | #VALUE! | #VALUE! | #VALUE! | #VALUE! | #VALUE! | #VALUE! | 0
|  |  |  | 0 | 51 | 0 |  |  | 1 | 1.0842e-19 | 0 | 1.0669e-18 | 1.0669e-18 | 1.0669e-18 | 0 | 0 |  |  |  |  | #VALUE! | #VALUE! | #VALUE! |  |  | #VALUE! | #VALUE! | #VALUE! | #VALUE! | #VALUE! | #VALUE! | #VALUE! | #VALUE! |  |  |  |  | #VALUE! | #VALUE! | #VALUE! |  |  | #VALUE! | #VALUE! | #VALUE! | #VALUE! | #VALUE! | #VALUE! | #VALUE! | #VALUE! |  |  |  |  | #VALUE! | #VALUE! | #VALUE! |  |  | #VALUE! | #VALUE! | #VALUE! | #VALUE! | #VALUE! | #VALUE! | #VALUE! | #VALUE! |  |  |  |  | #VALUE! | #VALUE! | #VALUE! |  |  | #VALUE! | #VALUE! | #VALUE! | #VALUE! | #VALUE! | #VALUE! | #VALUE! | #VALUE! |  |  |  |  | #VALUE! | #VALUE! | #VALUE! |  |  | #VALUE! | #VALUE! | #VALUE! | #VALUE! | #VALUE! | #VALUE! | #VALUE! | #VALUE! |  |  | #VALUE! | #VALUE! | #VALUE! | #VALUE! | #VALUE! |  |  | #VALUE! | #VALUE! | #VALUE! | #VALUE! | #VALUE! | #VALUE! | #VALUE! | #VALUE! |  |  | #VALUE! | #VALUE! | #VALUE! | #VALUE! | #VALUE! |  |  | #VALUE! | #VALUE! | #VALUE! | #VALUE! | #VALUE! | #VALUE! | #VALUE! | #VALUE! | 0 | #REF! | #VALUE! | #VALUE! | #VALUE! | #VALUE! | #VALUE! | #VALUE! | #VALUE! | 0
|  |  |  | 0 | 51 | 0 |  |  | 1 | 1.0842e-19 | 0 | 1.0669e-18 | 1.0669e-18 | 1.0669e-18 | 0 | 0 |  |  |  |  | #VALUE! | #VALUE! | #VALUE! |  |  | #VALUE! | #VALUE! | #VALUE! | #VALUE! | #VALUE! | #VALUE! | #VALUE! | #VALUE! |  |  |  |  | #VALUE! | #VALUE! | #VALUE! |  |  | #VALUE! | #VALUE! | #VALUE! | #VALUE! | #VALUE! | #VALUE! | #VALUE! | #VALUE! |  |  |  |  | #VALUE! | #VALUE! | #VALUE! |  |  | #VALUE! | #VALUE! | #VALUE! | #VALUE! | #VALUE! | #VALUE! | #VALUE! | #VALUE! |  |  |  |  | #VALUE! | #VALUE! | #VALUE! |  |  | #VALUE! | #VALUE! | #VALUE! | #VALUE! | #VALUE! | #VALUE! | #VALUE! | #VALUE! |  |  |  |  | #VALUE! | #VALUE! | #VALUE! |  |  | #VALUE! | #VALUE! | #VALUE! | #VALUE! | #VALUE! | #VALUE! | #VALUE! | #VALUE! |  |  | #VALUE! | #VALUE! | #VALUE! | #VALUE! | #VALUE! |  |  | #VALUE! | #VALUE! | #VALUE! | #VALUE! | #VALUE! | #VALUE! | #VALUE! | #VALUE! |  |  | #VALUE! | #VALUE! | #VALUE! | #VALUE! | #VALUE! |  |  | #VALUE! | #VALUE! | #VALUE! | #VALUE! | #VALUE! | #VALUE! | #VALUE! | #VALUE! | 0 | #REF! | #VALUE! | #VALUE! | #VALUE! | #VALUE! | #VALUE! | #VALUE! | #VALUE! | 0
|  |  |  | 0 | 51 | 0 |  |  | 1 | 1.0842e-19 | 0 | 1.0669e-18 | 1.0669e-18 | 1.0669e-18 | 0 | 0 |  |  |  |  | #VALUE! | #VALUE! | #VALUE! |  |  | #VALUE! | #VALUE! | #VALUE! | #VALUE! | #VALUE! | #VALUE! | #VALUE! | #VALUE! |  |  |  |  | #VALUE! | #VALUE! | #VALUE! |  |  | #VALUE! | #VALUE! | #VALUE! | #VALUE! | #VALUE! | #VALUE! | #VALUE! | #VALUE! |  |  |  |  | #VALUE! | #VALUE! | #VALUE! |  |  | #VALUE! | #VALUE! | #VALUE! | #VALUE! | #VALUE! | #VALUE! | #VALUE! | #VALUE! |  |  |  |  | #VALUE! | #VALUE! | #VALUE! |  |  | #VALUE! | #VALUE! | #VALUE! | #VALUE! | #VALUE! | #VALUE! | #VALUE! | #VALUE! |  |  |  |  | #VALUE! | #VALUE! | #VALUE! |  |  | #VALUE! | #VALUE! | #VALUE! | #VALUE! | #VALUE! | #VALUE! | #VALUE! | #VALUE! |  |  | #VALUE! | #VALUE! | #VALUE! | #VALUE! | #VALUE! |  |  | #VALUE! | #VALUE! | #VALUE! | #VALUE! | #VALUE! | #VALUE! | #VALUE! | #VALUE! |  |  | #VALUE! | #VALUE! | #VALUE! | #VALUE! | #VALUE! |  |  | #VALUE! | #VALUE! | #VALUE! | #VALUE! | #VALUE! | #VALUE! | #VALUE! | #VALUE! | 0 | #REF! | #VALUE! | #VALUE! | #VALUE! | #VALUE! | #VALUE! | #VALUE! | #VALUE! | 0
|  |  |  | 0 | 51 | 0 |  |  | 1 | 1.0842e-19 | 0 | 1.0669e-18 | 1.0669e-18 | 1.0669e-18 | 0 | 0 |  |  |  |  | #VALUE! | #VALUE! | #VALUE! |  |  | #VALUE! | #VALUE! | #VALUE! | #VALUE! | #VALUE! | #VALUE! | #VALUE! | #VALUE! |  |  |  |  | #VALUE! | #VALUE! | #VALUE! |  |  | #VALUE! | #VALUE! | #VALUE! | #VALUE! | #VALUE! | #VALUE! | #VALUE! | #VALUE! |  |  |  |  | #VALUE! | #VALUE! | #VALUE! |  |  | #VALUE! | #VALUE! | #VALUE! | #VALUE! | #VALUE! | #VALUE! | #VALUE! | #VALUE! |  |  |  |  | #VALUE! | #VALUE! | #VALUE! |  |  | #VALUE! | #VALUE! | #VALUE! | #VALUE! | #VALUE! | #VALUE! | #VALUE! | #VALUE! |  |  |  |  | #VALUE! | #VALUE! | #VALUE! |  |  | #VALUE! | #VALUE! | #VALUE! | #VALUE! | #VALUE! | #VALUE! | #VALUE! | #VALUE! |  |  | #VALUE! | #VALUE! | #VALUE! | #VALUE! | #VALUE! |  |  | #VALUE! | #VALUE! | #VALUE! | #VALUE! | #VALUE! | #VALUE! | #VALUE! | #VALUE! |  |  | #VALUE! | #VALUE! | #VALUE! | #VALUE! | #VALUE! |  |  | #VALUE! | #VALUE! | #VALUE! | #VALUE! | #VALUE! | #VALUE! | #VALUE! | #VALUE! | 0 | #REF! | #VALUE! | #VALUE! | #VALUE! | #VALUE! | #VALUE! | #VALUE! | #VALUE! | 0
|  |  |  | 0 | 51 | 0 |  |  | 1 | 1.0842e-19 | 0 | 1.0669e-18 | 1.0669e-18 | 1.0669e-18 | 0 | 0 |  |  |  |  | #VALUE! | #VALUE! | #VALUE! |  |  | #VALUE! | #VALUE! | #VALUE! | #VALUE! | #VALUE! | #VALUE! | #VALUE! | #VALUE! |  |  |  |  | #VALUE! | #VALUE! | #VALUE! |  |  | #VALUE! | #VALUE! | #VALUE! | #VALUE! | #VALUE! | #VALUE! | #VALUE! | #VALUE! |  |  |  |  | #VALUE! | #VALUE! | #VALUE! |  |  | #VALUE! | #VALUE! | #VALUE! | #VALUE! | #VALUE! | #VALUE! | #VALUE! | #VALUE! |  |  |  |  | #VALUE! | #VALUE! | #VALUE! |  |  | #VALUE! | #VALUE! | #VALUE! | #VALUE! | #VALUE! | #VALUE! | #VALUE! | #VALUE! |  |  |  |  | #VALUE! | #VALUE! | #VALUE! |  |  | #VALUE! | #VALUE! | #VALUE! | #VALUE! | #VALUE! | #VALUE! | #VALUE! | #VALUE! |  |  | #VALUE! | #VALUE! | #VALUE! | #VALUE! | #VALUE! |  |  | #VALUE! | #VALUE! | #VALUE! | #VALUE! | #VALUE! | #VALUE! | #VALUE! | #VALUE! |  |  | #VALUE! | #VALUE! | #VALUE! | #VALUE! | #VALUE! |  |  | #VALUE! | #VALUE! | #VALUE! | #VALUE! | #VALUE! | #VALUE! | #VALUE! | #VALUE! | 0 | #REF! | #VALUE! | #VALUE! | #VALUE! | #VALUE! | #VALUE! | #VALUE! | #VALUE! | 0
|  |  |  | 0 | 51 | 0 |  |  | 1 | 1.0842e-19 | 0 | 1.0669e-18 | 1.0669e-18 | 1.0669e-18 | 0 | 0 |  |  |  |  | #VALUE! | #VALUE! | #VALUE! |  |  | #VALUE! | #VALUE! | #VALUE! | #VALUE! | #VALUE! | #VALUE! | #VALUE! | #VALUE! |  |  |  |  | #VALUE! | #VALUE! | #VALUE! |  |  | #VALUE! | #VALUE! | #VALUE! | #VALUE! | #VALUE! | #VALUE! | #VALUE! | #VALUE! |  |  |  |  | #VALUE! | #VALUE! | #VALUE! |  |  | #VALUE! | #VALUE! | #VALUE! | #VALUE! | #VALUE! | #VALUE! | #VALUE! | #VALUE! |  |  |  |  | #VALUE! | #VALUE! | #VALUE! |  |  | #VALUE! | #VALUE! | #VALUE! | #VALUE! | #VALUE! | #VALUE! | #VALUE! | #VALUE! |  |  |  |  | #VALUE! | #VALUE! | #VALUE! |  |  | #VALUE! | #VALUE! | #VALUE! | #VALUE! | #VALUE! | #VALUE! | #VALUE! | #VALUE! |  |  | #VALUE! | #VALUE! | #VALUE! | #VALUE! | #VALUE! |  |  | #VALUE! | #VALUE! | #VALUE! | #VALUE! | #VALUE! | #VALUE! | #VALUE! | #VALUE! |  |  | #VALUE! | #VALUE! | #VALUE! | #VALUE! | #VALUE! |  |  | #VALUE! | #VALUE! | #VALUE! | #VALUE! | #VALUE! | #VALUE! | #VALUE! | #VALUE! | 0 | #REF! | #VALUE! | #VALUE! | #VALUE! | #VALUE! | #VALUE! | #VALUE! | #VALUE! | 0
|  |  |  | 0 | 51 | 0 |  |  | 1 | 1.0842e-19 | 0 | 1.0669e-18 | 1.0669e-18 | 1.0669e-18 | 0 | 0 |  |  |  |  | #VALUE! | #VALUE! | #VALUE! |  |  | #VALUE! | #VALUE! | #VALUE! | #VALUE! | #VALUE! | #VALUE! | #VALUE! | #VALUE! |  |  |  |  | #VALUE! | #VALUE! | #VALUE! |  |  | #VALUE! | #VALUE! | #VALUE! | #VALUE! | #VALUE! | #VALUE! | #VALUE! | #VALUE! |  |  |  |  | #VALUE! | #VALUE! | #VALUE! |  |  | #VALUE! | #VALUE! | #VALUE! | #VALUE! | #VALUE! | #VALUE! | #VALUE! | #VALUE! |  |  |  |  | #VALUE! | #VALUE! | #VALUE! |  |  | #VALUE! | #VALUE! | #VALUE! | #VALUE! | #VALUE! | #VALUE! | #VALUE! | #VALUE! |  |  |  |  | #VALUE! | #VALUE! | #VALUE! |  |  | #VALUE! | #VALUE! | #VALUE! | #VALUE! | #VALUE! | #VALUE! | #VALUE! | #VALUE! |  |  | #VALUE! | #VALUE! | #VALUE! | #VALUE! | #VALUE! |  |  | #VALUE! | #VALUE! | #VALUE! | #VALUE! | #VALUE! | #VALUE! | #VALUE! | #VALUE! |  |  | #VALUE! | #VALUE! | #VALUE! | #VALUE! | #VALUE! |  |  | #VALUE! | #VALUE! | #VALUE! | #VALUE! | #VALUE! | #VALUE! | #VALUE! | #VALUE! | 0 | #REF! | #VALUE! | #VALUE! | #VALUE! | #VALUE! | #VALUE! | #VALUE! | #VALUE! | 0
|  |  |  | 0 | 51 | 0 |  |  | 1 | 1.0842e-19 | 0 | 1.0669e-18 | 1.0669e-18 | 1.0669e-18 | 0 | 0 |  |  |  |  | #VALUE! | #VALUE! | #VALUE! |  |  | #VALUE! | #VALUE! | #VALUE! | #VALUE! | #VALUE! | #VALUE! | #VALUE! | #VALUE! |  |  |  |  | #VALUE! | #VALUE! | #VALUE! |  |  | #VALUE! | #VALUE! | #VALUE! | #VALUE! | #VALUE! | #VALUE! | #VALUE! | #VALUE! |  |  |  |  | #VALUE! | #VALUE! | #VALUE! |  |  | #VALUE! | #VALUE! | #VALUE! | #VALUE! | #VALUE! | #VALUE! | #VALUE! | #VALUE! |  |  |  |  | #VALUE! | #VALUE! | #VALUE! |  |  | #VALUE! | #VALUE! | #VALUE! | #VALUE! | #VALUE! | #VALUE! | #VALUE! | #VALUE! |  |  |  |  | #VALUE! | #VALUE! | #VALUE! |  |  | #VALUE! | #VALUE! | #VALUE! | #VALUE! | #VALUE! | #VALUE! | #VALUE! | #VALUE! |  |  | #VALUE! | #VALUE! | #VALUE! | #VALUE! | #VALUE! |  |  | #VALUE! | #VALUE! | #VALUE! | #VALUE! | #VALUE! | #VALUE! | #VALUE! | #VALUE! |  |  | #VALUE! | #VALUE! | #VALUE! | #VALUE! | #VALUE! |  |  | #VALUE! | #VALUE! | #VALUE! | #VALUE! | #VALUE! | #VALUE! | #VALUE! | #VALUE! | 0 | #REF! | #VALUE! | #VALUE! | #VALUE! | #VALUE! | #VALUE! | #VALUE! | #VALUE! | 0
|  |  |  | 0 | 51 | 0 |  |  | 1 | 1.0842e-19 | 0 | 1.0669e-18 | 1.0669e-18 | 1.0669e-18 | 0 | 0 |  |  |  |  | #VALUE! | #VALUE! | #VALUE! |  |  | #VALUE! | #VALUE! | #VALUE! | #VALUE! | #VALUE! | #VALUE! | #VALUE! | #VALUE! |  |  |  |  | #VALUE! | #VALUE! | #VALUE! |  |  | #VALUE! | #VALUE! | #VALUE! | #VALUE! | #VALUE! | #VALUE! | #VALUE! | #VALUE! |  |  |  |  | #VALUE! | #VALUE! | #VALUE! |  |  | #VALUE! | #VALUE! | #VALUE! | #VALUE! | #VALUE! | #VALUE! | #VALUE! | #VALUE! |  |  |  |  | #VALUE! | #VALUE! | #VALUE! |  |  | #VALUE! | #VALUE! | #VALUE! | #VALUE! | #VALUE! | #VALUE! | #VALUE! | #VALUE! |  |  |  |  | #VALUE! | #VALUE! | #VALUE! |  |  | #VALUE! | #VALUE! | #VALUE! | #VALUE! | #VALUE! | #VALUE! | #VALUE! | #VALUE! |  |  | #VALUE! | #VALUE! | #VALUE! | #VALUE! | #VALUE! |  |  | #VALUE! | #VALUE! | #VALUE! | #VALUE! | #VALUE! | #VALUE! | #VALUE! | #VALUE! |  |  | #VALUE! | #VALUE! | #VALUE! | #VALUE! | #VALUE! |  |  | #VALUE! | #VALUE! | #VALUE! | #VALUE! | #VALUE! | #VALUE! | #VALUE! | #VALUE! | 0 | #REF! | #VALUE! | #VALUE! | #VALUE! | #VALUE! | #VALUE! | #VALUE! | #VALUE! | 0
|  |  |  | 0 | 51 | 0 |  |  | 1 | 1.0842e-19 | 0 | 1.0669e-18 | 1.0669e-18 | 1.0669e-18 | 0 | 0 |  |  |  |  | #VALUE! | #VALUE! | #VALUE! |  |  | #VALUE! | #VALUE! | #VALUE! | #VALUE! | #VALUE! | #VALUE! | #VALUE! | #VALUE! |  |  |  |  | #VALUE! | #VALUE! | #VALUE! |  |  | #VALUE! | #VALUE! | #VALUE! | #VALUE! | #VALUE! | #VALUE! | #VALUE! | #VALUE! |  |  |  |  | #VALUE! | #VALUE! | #VALUE! |  |  | #VALUE! | #VALUE! | #VALUE! | #VALUE! | #VALUE! | #VALUE! | #VALUE! | #VALUE! |  |  |  |  | #VALUE! | #VALUE! | #VALUE! |  |  | #VALUE! | #VALUE! | #VALUE! | #VALUE! | #VALUE! | #VALUE! | #VALUE! | #VALUE! |  |  |  |  | #VALUE! | #VALUE! | #VALUE! |  |  | #VALUE! | #VALUE! | #VALUE! | #VALUE! | #VALUE! | #VALUE! | #VALUE! | #VALUE! |  |  | #VALUE! | #VALUE! | #VALUE! | #VALUE! | #VALUE! |  |  | #VALUE! | #VALUE! | #VALUE! | #VALUE! | #VALUE! | #VALUE! | #VALUE! | #VALUE! |  |  | #VALUE! | #VALUE! | #VALUE! | #VALUE! | #VALUE! |  |  | #VALUE! | #VALUE! | #VALUE! | #VALUE! | #VALUE! | #VALUE! | #VALUE! | #VALUE! | 0 | #REF! | #VALUE! | #VALUE! | #VALUE! | #VALUE! | #VALUE! | #VALUE! | #VALUE! | 0
|  |  |  | 0 | 51 | 0 |  |  | 1 | 1.0842e-19 | 0 | 1.0669e-18 | 1.0669e-18 | 1.0669e-18 | 0 | 0 |  |  |  |  | #VALUE! | #VALUE! | #VALUE! |  |  | #VALUE! | #VALUE! | #VALUE! | #VALUE! | #VALUE! | #VALUE! | #VALUE! | #VALUE! |  |  |  |  | #VALUE! | #VALUE! | #VALUE! |  |  | #VALUE! | #VALUE! | #VALUE! | #VALUE! | #VALUE! | #VALUE! | #VALUE! | #VALUE! |  |  |  |  | #VALUE! | #VALUE! | #VALUE! |  |  | #VALUE! | #VALUE! | #VALUE! | #VALUE! | #VALUE! | #VALUE! | #VALUE! | #VALUE! |  |  |  |  | #VALUE! | #VALUE! | #VALUE! |  |  | #VALUE! | #VALUE! | #VALUE! | #VALUE! | #VALUE! | #VALUE! | #VALUE! | #VALUE! |  |  |  |  | #VALUE! | #VALUE! | #VALUE! |  |  | #VALUE! | #VALUE! | #VALUE! | #VALUE! | #VALUE! | #VALUE! | #VALUE! | #VALUE! |  |  | #VALUE! | #VALUE! | #VALUE! | #VALUE! | #VALUE! |  |  | #VALUE! | #VALUE! | #VALUE! | #VALUE! | #VALUE! | #VALUE! | #VALUE! | #VALUE! |  |  | #VALUE! | #VALUE! | #VALUE! | #VALUE! | #VALUE! |  |  | #VALUE! | #VALUE! | #VALUE! | #VALUE! | #VALUE! | #VALUE! | #VALUE! | #VALUE! | 0 | #REF! | #VALUE! | #VALUE! | #VALUE! | #VALUE! | #VALUE! | #VALUE! | #VALUE! | 0
|  |  |  | 0 | 51 | 0 |  |  | 1 | 1.0842e-19 | 0 | 1.0669e-18 | 1.0669e-18 | 1.0669e-18 | 0 | 0 |  |  |  |  | #VALUE! | #VALUE! | #VALUE! |  |  | #VALUE! | #VALUE! | #VALUE! | #VALUE! | #VALUE! | #VALUE! | #VALUE! | #VALUE! |  |  |  |  | #VALUE! | #VALUE! | #VALUE! |  |  | #VALUE! | #VALUE! | #VALUE! | #VALUE! | #VALUE! | #VALUE! | #VALUE! | #VALUE! |  |  |  |  | #VALUE! | #VALUE! | #VALUE! |  |  | #VALUE! | #VALUE! | #VALUE! | #VALUE! | #VALUE! | #VALUE! | #VALUE! | #VALUE! |  |  |  |  | #VALUE! | #VALUE! | #VALUE! |  |  | #VALUE! | #VALUE! | #VALUE! | #VALUE! | #VALUE! | #VALUE! | #VALUE! | #VALUE! |  |  |  |  | #VALUE! | #VALUE! | #VALUE! |  |  | #VALUE! | #VALUE! | #VALUE! | #VALUE! | #VALUE! | #VALUE! | #VALUE! | #VALUE! |  |  | #VALUE! | #VALUE! | #VALUE! | #VALUE! | #VALUE! |  |  | #VALUE! | #VALUE! | #VALUE! | #VALUE! | #VALUE! | #VALUE! | #VALUE! | #VALUE! |  |  | #VALUE! | #VALUE! | #VALUE! | #VALUE! | #VALUE! |  |  | #VALUE! | #VALUE! | #VALUE! | #VALUE! | #VALUE! | #VALUE! | #VALUE! | #VALUE! | 0 | #REF! | #VALUE! | #VALUE! | #VALUE! | #VALUE! | #VALUE! | #VALUE! | #VALUE! | 0
|  |  |  | 0 | 51 | 0 |  |  | 1 | 1.0842e-19 | 0 | 1.0669e-18 | 1.0669e-18 | 1.0669e-18 | 0 | 0 |  |  |  |  | #VALUE! | #VALUE! | #VALUE! |  |  | #VALUE! | #VALUE! | #VALUE! | #VALUE! | #VALUE! | #VALUE! | #VALUE! | #VALUE! |  |  |  |  | #VALUE! | #VALUE! | #VALUE! |  |  | #VALUE! | #VALUE! | #VALUE! | #VALUE! | #VALUE! | #VALUE! | #VALUE! | #VALUE! |  |  |  |  | #VALUE! | #VALUE! | #VALUE! |  |  | #VALUE! | #VALUE! | #VALUE! | #VALUE! | #VALUE! | #VALUE! | #VALUE! | #VALUE! |  |  |  |  | #VALUE! | #VALUE! | #VALUE! |  |  | #VALUE! | #VALUE! | #VALUE! | #VALUE! | #VALUE! | #VALUE! | #VALUE! | #VALUE! |  |  |  |  | #VALUE! | #VALUE! | #VALUE! |  |  | #VALUE! | #VALUE! | #VALUE! | #VALUE! | #VALUE! | #VALUE! | #VALUE! | #VALUE! |  |  | #VALUE! | #VALUE! | #VALUE! | #VALUE! | #VALUE! |  |  | #VALUE! | #VALUE! | #VALUE! | #VALUE! | #VALUE! | #VALUE! | #VALUE! | #VALUE! |  |  | #VALUE! | #VALUE! | #VALUE! | #VALUE! | #VALUE! |  |  | #VALUE! | #VALUE! | #VALUE! | #VALUE! | #VALUE! | #VALUE! | #VALUE! | #VALUE! | 0 | #REF! | #VALUE! | #VALUE! | #VALUE! | #VALUE! | #VALUE! | #VALUE! | #VALUE! | 0
|  |  |  | 0 | 51 | 0 |  |  | 1 | 1.0842e-19 | 0 | 1.0669e-18 | 1.0669e-18 | 1.0669e-18 | 0 | 0 |  |  |  |  | #VALUE! | #VALUE! | #VALUE! |  |  | #VALUE! | #VALUE! | #VALUE! | #VALUE! | #VALUE! | #VALUE! | #VALUE! | #VALUE! |  |  |  |  | #VALUE! | #VALUE! | #VALUE! |  |  | #VALUE! | #VALUE! | #VALUE! | #VALUE! | #VALUE! | #VALUE! | #VALUE! | #VALUE! |  |  |  |  | #VALUE! | #VALUE! | #VALUE! |  |  | #VALUE! | #VALUE! | #VALUE! | #VALUE! | #VALUE! | #VALUE! | #VALUE! | #VALUE! |  |  |  |  | #VALUE! | #VALUE! | #VALUE! |  |  | #VALUE! | #VALUE! | #VALUE! | #VALUE! | #VALUE! | #VALUE! | #VALUE! | #VALUE! |  |  |  |  | #VALUE! | #VALUE! | #VALUE! |  |  | #VALUE! | #VALUE! | #VALUE! | #VALUE! | #VALUE! | #VALUE! | #VALUE! | #VALUE! |  |  | #VALUE! | #VALUE! | #VALUE! | #VALUE! | #VALUE! |  |  | #VALUE! | #VALUE! | #VALUE! | #VALUE! | #VALUE! | #VALUE! | #VALUE! | #VALUE! |  |  | #VALUE! | #VALUE! | #VALUE! | #VALUE! | #VALUE! |  |  | #VALUE! | #VALUE! | #VALUE! | #VALUE! | #VALUE! | #VALUE! | #VALUE! | #VALUE! | 0 | #REF! | #VALUE! | #VALUE! | #VALUE! | #VALUE! | #VALUE! | #VALUE! | #VALUE! | 0
|  |  |  | 0 | 51 | 0 |  |  | 1 | 1.0842e-19 | 0 | 1.0669e-18 | 1.0669e-18 | 1.0669e-18 | 0 | 0 |  |  |  |  | #VALUE! | #VALUE! | #VALUE! |  |  | #VALUE! | #VALUE! | #VALUE! | #VALUE! | #VALUE! | #VALUE! | #VALUE! | #VALUE! |  |  |  |  | #VALUE! | #VALUE! | #VALUE! |  |  | #VALUE! | #VALUE! | #VALUE! | #VALUE! | #VALUE! | #VALUE! | #VALUE! | #VALUE! |  |  |  |  | #VALUE! | #VALUE! | #VALUE! |  |  | #VALUE! | #VALUE! | #VALUE! | #VALUE! | #VALUE! | #VALUE! | #VALUE! | #VALUE! |  |  |  |  | #VALUE! | #VALUE! | #VALUE! |  |  | #VALUE! | #VALUE! | #VALUE! | #VALUE! | #VALUE! | #VALUE! | #VALUE! | #VALUE! |  |  |  |  | #VALUE! | #VALUE! | #VALUE! |  |  | #VALUE! | #VALUE! | #VALUE! | #VALUE! | #VALUE! | #VALUE! | #VALUE! | #VALUE! |  |  | #VALUE! | #VALUE! | #VALUE! | #VALUE! | #VALUE! |  |  | #VALUE! | #VALUE! | #VALUE! | #VALUE! | #VALUE! | #VALUE! | #VALUE! | #VALUE! |  |  | #VALUE! | #VALUE! | #VALUE! | #VALUE! | #VALUE! |  |  | #VALUE! | #VALUE! | #VALUE! | #VALUE! | #VALUE! | #VALUE! | #VALUE! | #VALUE! | 0 | #REF! | #VALUE! | #VALUE! | #VALUE! | #VALUE! | #VALUE! | #VALUE! | #VALUE! | 0
|  |  |  | 0 | 51 | 0 |  |  | 1 | 1.0842e-19 | 0 | 1.0669e-18 | 1.0669e-18 | 1.0669e-18 | 0 | 0 |  |  |  |  | #VALUE! | #VALUE! | #VALUE! |  |  | #VALUE! | #VALUE! | #VALUE! | #VALUE! | #VALUE! | #VALUE! | #VALUE! | #VALUE! |  |  |  |  | #VALUE! | #VALUE! | #VALUE! |  |  | #VALUE! | #VALUE! | #VALUE! | #VALUE! | #VALUE! | #VALUE! | #VALUE! | #VALUE! |  |  |  |  | #VALUE! | #VALUE! | #VALUE! |  |  | #VALUE! | #VALUE! | #VALUE! | #VALUE! | #VALUE! | #VALUE! | #VALUE! | #VALUE! |  |  |  |  | #VALUE! | #VALUE! | #VALUE! |  |  | #VALUE! | #VALUE! | #VALUE! | #VALUE! | #VALUE! | #VALUE! | #VALUE! | #VALUE! |  |  |  |  | #VALUE! | #VALUE! | #VALUE! |  |  | #VALUE! | #VALUE! | #VALUE! | #VALUE! | #VALUE! | #VALUE! | #VALUE! | #VALUE! |  |  | #VALUE! | #VALUE! | #VALUE! | #VALUE! | #VALUE! |  |  | #VALUE! | #VALUE! | #VALUE! | #VALUE! | #VALUE! | #VALUE! | #VALUE! | #VALUE! |  |  | #VALUE! | #VALUE! | #VALUE! | #VALUE! | #VALUE! |  |  | #VALUE! | #VALUE! | #VALUE! | #VALUE! | #VALUE! | #VALUE! | #VALUE! | #VALUE! | 0 | #REF! | #VALUE! | #VALUE! | #VALUE! | #VALUE! | #VALUE! | #VALUE! | #VALUE! | 0
|  |  |  | 0 | 51 | 0 |  |  | 1 | 1.0842e-19 | 0 | 1.0669e-18 | 1.0669e-18 | 1.0669e-18 | 0 | 0 |  |  |  |  | #VALUE! | #VALUE! | #VALUE! |  |  | #VALUE! | #VALUE! | #VALUE! | #VALUE! | #VALUE! | #VALUE! | #VALUE! | #VALUE! |  |  |  |  | #VALUE! | #VALUE! | #VALUE! |  |  | #VALUE! | #VALUE! | #VALUE! | #VALUE! | #VALUE! | #VALUE! | #VALUE! | #VALUE! |  |  |  |  | #VALUE! | #VALUE! | #VALUE! |  |  | #VALUE! | #VALUE! | #VALUE! | #VALUE! | #VALUE! | #VALUE! | #VALUE! | #VALUE! |  |  |  |  | #VALUE! | #VALUE! | #VALUE! |  |  | #VALUE! | #VALUE! | #VALUE! | #VALUE! | #VALUE! | #VALUE! | #VALUE! | #VALUE! |  |  |  |  | #VALUE! | #VALUE! | #VALUE! |  |  | #VALUE! | #VALUE! | #VALUE! | #VALUE! | #VALUE! | #VALUE! | #VALUE! | #VALUE! |  |  | #VALUE! | #VALUE! | #VALUE! | #VALUE! | #VALUE! |  |  | #VALUE! | #VALUE! | #VALUE! | #VALUE! | #VALUE! | #VALUE! | #VALUE! | #VALUE! |  |  | #VALUE! | #VALUE! | #VALUE! | #VALUE! | #VALUE! |  |  | #VALUE! | #VALUE! | #VALUE! | #VALUE! | #VALUE! | #VALUE! | #VALUE! | #VALUE! | 0 | #REF! | #VALUE! | #VALUE! | #VALUE! | #VALUE! | #VALUE! | #VALUE! | #VALUE! | 0
|  |  |  | 0 | 51 | 0 |  |  | 1 | 1.0842e-19 | 0 | 1.0669e-18 | 1.0669e-18 | 1.0669e-18 | 0 | 0 |  |  |  |  | #VALUE! | #VALUE! | #VALUE! |  |  | #VALUE! | #VALUE! | #VALUE! | #VALUE! | #VALUE! | #VALUE! | #VALUE! | #VALUE! |  |  |  |  | #VALUE! | #VALUE! | #VALUE! |  |  | #VALUE! | #VALUE! | #VALUE! | #VALUE! | #VALUE! | #VALUE! | #VALUE! | #VALUE! |  |  |  |  | #VALUE! | #VALUE! | #VALUE! |  |  | #VALUE! | #VALUE! | #VALUE! | #VALUE! | #VALUE! | #VALUE! | #VALUE! | #VALUE! |  |  |  |  | #VALUE! | #VALUE! | #VALUE! |  |  | #VALUE! | #VALUE! | #VALUE! | #VALUE! | #VALUE! | #VALUE! | #VALUE! | #VALUE! |  |  |  |  | #VALUE! | #VALUE! | #VALUE! |  |  | #VALUE! | #VALUE! | #VALUE! | #VALUE! | #VALUE! | #VALUE! | #VALUE! | #VALUE! |  |  | #VALUE! | #VALUE! | #VALUE! | #VALUE! | #VALUE! |  |  | #VALUE! | #VALUE! | #VALUE! | #VALUE! | #VALUE! | #VALUE! | #VALUE! | #VALUE! |  |  | #VALUE! | #VALUE! | #VALUE! | #VALUE! | #VALUE! |  |  | #VALUE! | #VALUE! | #VALUE! | #VALUE! | #VALUE! | #VALUE! | #VALUE! | #VALUE! | 0 | #REF! | #VALUE! | #VALUE! | #VALUE! | #VALUE! | #VALUE! | #VALUE! | #VALUE! | 0
|  |  |  | 0 | 51 | 0 |  |  | 1 | 1.0842e-19 | 0 | 1.0669e-18 | 1.0669e-18 | 1.0669e-18 | 0 | 0 |  |  |  |  | #VALUE! | #VALUE! | #VALUE! |  |  | #VALUE! | #VALUE! | #VALUE! | #VALUE! | #VALUE! | #VALUE! | #VALUE! | #VALUE! |  |  |  |  | #VALUE! | #VALUE! | #VALUE! |  |  | #VALUE! | #VALUE! | #VALUE! | #VALUE! | #VALUE! | #VALUE! | #VALUE! | #VALUE! |  |  |  |  | #VALUE! | #VALUE! | #VALUE! |  |  | #VALUE! | #VALUE! | #VALUE! | #VALUE! | #VALUE! | #VALUE! | #VALUE! | #VALUE! |  |  |  |  | #VALUE! | #VALUE! | #VALUE! |  |  | #VALUE! | #VALUE! | #VALUE! | #VALUE! | #VALUE! | #VALUE! | #VALUE! | #VALUE! |  |  |  |  | #VALUE! | #VALUE! | #VALUE! |  |  | #VALUE! | #VALUE! | #VALUE! | #VALUE! | #VALUE! | #VALUE! | #VALUE! | #VALUE! |  |  | #VALUE! | #VALUE! | #VALUE! | #VALUE! | #VALUE! |  |  | #VALUE! | #VALUE! | #VALUE! | #VALUE! | #VALUE! | #VALUE! | #VALUE! | #VALUE! |  |  | #VALUE! | #VALUE! | #VALUE! | #VALUE! | #VALUE! |  |  | #VALUE! | #VALUE! | #VALUE! | #VALUE! | #VALUE! | #VALUE! | #VALUE! | #VALUE! | 0 | #REF! | #VALUE! | #VALUE! | #VALUE! | #VALUE! | #VALUE! | #VALUE! | #VALUE! | 0
|  |  |  | 0 | 51 | 0 |  |  | 1 | 1.0842e-19 | 0 | 1.0669e-18 | 1.0669e-18 | 1.0669e-18 | 0 | 0 |  |  |  |  | #VALUE! | #VALUE! | #VALUE! |  |  | #VALUE! | #VALUE! | #VALUE! | #VALUE! | #VALUE! | #VALUE! | #VALUE! | #VALUE! |  |  |  |  | #VALUE! | #VALUE! | #VALUE! |  |  | #VALUE! | #VALUE! | #VALUE! | #VALUE! | #VALUE! | #VALUE! | #VALUE! | #VALUE! |  |  |  |  | #VALUE! | #VALUE! | #VALUE! |  |  | #VALUE! | #VALUE! | #VALUE! | #VALUE! | #VALUE! | #VALUE! | #VALUE! | #VALUE! |  |  |  |  | #VALUE! | #VALUE! | #VALUE! |  |  | #VALUE! | #VALUE! | #VALUE! | #VALUE! | #VALUE! | #VALUE! | #VALUE! | #VALUE! |  |  |  |  | #VALUE! | #VALUE! | #VALUE! |  |  | #VALUE! | #VALUE! | #VALUE! | #VALUE! | #VALUE! | #VALUE! | #VALUE! | #VALUE! |  |  | #VALUE! | #VALUE! | #VALUE! | #VALUE! | #VALUE! |  |  | #VALUE! | #VALUE! | #VALUE! | #VALUE! | #VALUE! | #VALUE! | #VALUE! | #VALUE! |  |  | #VALUE! | #VALUE! | #VALUE! | #VALUE! | #VALUE! |  |  | #VALUE! | #VALUE! | #VALUE! | #VALUE! | #VALUE! | #VALUE! | #VALUE! | #VALUE! | 0 | #REF! | #VALUE! | #VALUE! | #VALUE! | #VALUE! | #VALUE! | #VALUE! | #VALUE! | 0
|  |  |  | 0 | 51 | 0 |  |  | 1 | 1.0842e-19 | 0 | 1.0669e-18 | 1.0669e-18 | 1.0669e-18 | 0 | 0 |  |  |  |  | #VALUE! | #VALUE! | #VALUE! |  |  | #VALUE! | #VALUE! | #VALUE! | #VALUE! | #VALUE! | #VALUE! | #VALUE! | #VALUE! |  |  |  |  | #VALUE! | #VALUE! | #VALUE! |  |  | #VALUE! | #VALUE! | #VALUE! | #VALUE! | #VALUE! | #VALUE! | #VALUE! | #VALUE! |  |  |  |  | #VALUE! | #VALUE! | #VALUE! |  |  | #VALUE! | #VALUE! | #VALUE! | #VALUE! | #VALUE! | #VALUE! | #VALUE! | #VALUE! |  |  |  |  | #VALUE! | #VALUE! | #VALUE! |  |  | #VALUE! | #VALUE! | #VALUE! | #VALUE! | #VALUE! | #VALUE! | #VALUE! | #VALUE! |  |  |  |  | #VALUE! | #VALUE! | #VALUE! |  |  | #VALUE! | #VALUE! | #VALUE! | #VALUE! | #VALUE! | #VALUE! | #VALUE! | #VALUE! |  |  | #VALUE! | #VALUE! | #VALUE! | #VALUE! | #VALUE! |  |  | #VALUE! | #VALUE! | #VALUE! | #VALUE! | #VALUE! | #VALUE! | #VALUE! | #VALUE! |  |  | #VALUE! | #VALUE! | #VALUE! | #VALUE! | #VALUE! |  |  | #VALUE! | #VALUE! | #VALUE! | #VALUE! | #VALUE! | #VALUE! | #VALUE! | #VALUE! | 0 | #REF! | #VALUE! | #VALUE! | #VALUE! | #VALUE! | #VALUE! | #VALUE! | #VALUE! | 0
|  |  |  | 0 | 51 | 0 |  |  | 1 | 1.0842e-19 | 0 | 1.0669e-18 | 1.0669e-18 | 1.0669e-18 | 0 | 0 |  |  |  |  | #VALUE! | #VALUE! | #VALUE! |  |  | #VALUE! | #VALUE! | #VALUE! | #VALUE! | #VALUE! | #VALUE! | #VALUE! | #VALUE! |  |  |  |  | #VALUE! | #VALUE! | #VALUE! |  |  | #VALUE! | #VALUE! | #VALUE! | #VALUE! | #VALUE! | #VALUE! | #VALUE! | #VALUE! |  |  |  |  | #VALUE! | #VALUE! | #VALUE! |  |  | #VALUE! | #VALUE! | #VALUE! | #VALUE! | #VALUE! | #VALUE! | #VALUE! | #VALUE! |  |  |  |  | #VALUE! | #VALUE! | #VALUE! |  |  | #VALUE! | #VALUE! | #VALUE! | #VALUE! | #VALUE! | #VALUE! | #VALUE! | #VALUE! |  |  |  |  | #VALUE! | #VALUE! | #VALUE! |  |  | #VALUE! | #VALUE! | #VALUE! | #VALUE! | #VALUE! | #VALUE! | #VALUE! | #VALUE! |  |  | #VALUE! | #VALUE! | #VALUE! | #VALUE! | #VALUE! |  |  | #VALUE! | #VALUE! | #VALUE! | #VALUE! | #VALUE! | #VALUE! | #VALUE! | #VALUE! |  |  | #VALUE! | #VALUE! | #VALUE! | #VALUE! | #VALUE! |  |  | #VALUE! | #VALUE! | #VALUE! | #VALUE! | #VALUE! | #VALUE! | #VALUE! | #VALUE! | 0 | #REF! | #VALUE! | #VALUE! | #VALUE! | #VALUE! | #VALUE! | #VALUE! | #VALUE! | 0
|  |  |  | 0 | 51 | 0 |  |  | 1 | 1.0842e-19 | 0 | 1.0669e-18 | 1.0669e-18 | 1.0669e-18 | 0 | 0 |  |  |  |  | #VALUE! | #VALUE! | #VALUE! |  |  | #VALUE! | #VALUE! | #VALUE! | #VALUE! | #VALUE! | #VALUE! | #VALUE! | #VALUE! |  |  |  |  | #VALUE! | #VALUE! | #VALUE! |  |  | #VALUE! | #VALUE! | #VALUE! | #VALUE! | #VALUE! | #VALUE! | #VALUE! | #VALUE! |  |  |  |  | #VALUE! | #VALUE! | #VALUE! |  |  | #VALUE! | #VALUE! | #VALUE! | #VALUE! | #VALUE! | #VALUE! | #VALUE! | #VALUE! |  |  |  |  | #VALUE! | #VALUE! | #VALUE! |  |  | #VALUE! | #VALUE! | #VALUE! | #VALUE! | #VALUE! | #VALUE! | #VALUE! | #VALUE! |  |  |  |  | #VALUE! | #VALUE! | #VALUE! |  |  | #VALUE! | #VALUE! | #VALUE! | #VALUE! | #VALUE! | #VALUE! | #VALUE! | #VALUE! |  |  | #VALUE! | #VALUE! | #VALUE! | #VALUE! | #VALUE! |  |  | #VALUE! | #VALUE! | #VALUE! | #VALUE! | #VALUE! | #VALUE! | #VALUE! | #VALUE! |  |  | #VALUE! | #VALUE! | #VALUE! | #VALUE! | #VALUE! |  |  | #VALUE! | #VALUE! | #VALUE! | #VALUE! | #VALUE! | #VALUE! | #VALUE! | #VALUE! | 0 | #REF! | #VALUE! | #VALUE! | #VALUE! | #VALUE! | #VALUE! | #VALUE! | #VALUE! | 0
|  |  |  | 0 | 51 | 0 |  |  | 1 | 1.0842e-19 | 0 | 1.0669e-18 | 1.0669e-18 | 1.0669e-18 | 0 | 0 |  |  |  |  | #VALUE! | #VALUE! | #VALUE! |  |  | #VALUE! | #VALUE! | #VALUE! | #VALUE! | #VALUE! | #VALUE! | #VALUE! | #VALUE! |  |  |  |  | #VALUE! | #VALUE! | #VALUE! |  |  | #VALUE! | #VALUE! | #VALUE! | #VALUE! | #VALUE! | #VALUE! | #VALUE! | #VALUE! |  |  |  |  | #VALUE! | #VALUE! | #VALUE! |  |  | #VALUE! | #VALUE! | #VALUE! | #VALUE! | #VALUE! | #VALUE! | #VALUE! | #VALUE! |  |  |  |  | #VALUE! | #VALUE! | #VALUE! |  |  | #VALUE! | #VALUE! | #VALUE! | #VALUE! | #VALUE! | #VALUE! | #VALUE! | #VALUE! |  |  |  |  | #VALUE! | #VALUE! | #VALUE! |  |  | #VALUE! | #VALUE! | #VALUE! | #VALUE! | #VALUE! | #VALUE! | #VALUE! | #VALUE! |  |  | #VALUE! | #VALUE! | #VALUE! | #VALUE! | #VALUE! |  |  | #VALUE! | #VALUE! | #VALUE! | #VALUE! | #VALUE! | #VALUE! | #VALUE! | #VALUE! |  |  | #VALUE! | #VALUE! | #VALUE! | #VALUE! | #VALUE! |  |  | #VALUE! | #VALUE! | #VALUE! | #VALUE! | #VALUE! | #VALUE! | #VALUE! | #VALUE! | 0 | #REF! | #VALUE! | #VALUE! | #VALUE! | #VALUE! | #VALUE! | #VALUE! | #VALUE! | 0
|  |  |  | 0 | 51 | 0 |  |  | 1 | 1.0842e-19 | 0 | 1.0669e-18 | 1.0669e-18 | 1.0669e-18 | 0 | 0 |  |  |  |  | #VALUE! | #VALUE! | #VALUE! |  |  | #VALUE! | #VALUE! | #VALUE! | #VALUE! | #VALUE! | #VALUE! | #VALUE! | #VALUE! |  |  |  |  | #VALUE! | #VALUE! | #VALUE! |  |  | #VALUE! | #VALUE! | #VALUE! | #VALUE! | #VALUE! | #VALUE! | #VALUE! | #VALUE! |  |  |  |  | #VALUE! | #VALUE! | #VALUE! |  |  | #VALUE! | #VALUE! | #VALUE! | #VALUE! | #VALUE! | #VALUE! | #VALUE! | #VALUE! |  |  |  |  | #VALUE! | #VALUE! | #VALUE! |  |  | #VALUE! | #VALUE! | #VALUE! | #VALUE! | #VALUE! | #VALUE! | #VALUE! | #VALUE! |  |  |  |  | #VALUE! | #VALUE! | #VALUE! |  |  | #VALUE! | #VALUE! | #VALUE! | #VALUE! | #VALUE! | #VALUE! | #VALUE! | #VALUE! |  |  | #VALUE! | #VALUE! | #VALUE! | #VALUE! | #VALUE! |  |  | #VALUE! | #VALUE! | #VALUE! | #VALUE! | #VALUE! | #VALUE! | #VALUE! | #VALUE! |  |  | #VALUE! | #VALUE! | #VALUE! | #VALUE! | #VALUE! |  |  | #VALUE! | #VALUE! | #VALUE! | #VALUE! | #VALUE! | #VALUE! | #VALUE! | #VALUE! | 0 | #REF! | #VALUE! | #VALUE! | #VALUE! | #VALUE! | #VALUE! | #VALUE! | #VALUE! | 0
|  |  |  | 0 | 51 | 0 |  |  | 1 | 1.0842e-19 | 0 | 1.0669e-18 | 1.0669e-18 | 1.0669e-18 | 0 | 0 |  |  |  |  | #VALUE! | #VALUE! | #VALUE! |  |  | #VALUE! | #VALUE! | #VALUE! | #VALUE! | #VALUE! | #VALUE! | #VALUE! | #VALUE! |  |  |  |  | #VALUE! | #VALUE! | #VALUE! |  |  | #VALUE! | #VALUE! | #VALUE! | #VALUE! | #VALUE! | #VALUE! | #VALUE! | #VALUE! |  |  |  |  | #VALUE! | #VALUE! | #VALUE! |  |  | #VALUE! | #VALUE! | #VALUE! | #VALUE! | #VALUE! | #VALUE! | #VALUE! | #VALUE! |  |  |  |  | #VALUE! | #VALUE! | #VALUE! |  |  | #VALUE! | #VALUE! | #VALUE! | #VALUE! | #VALUE! | #VALUE! | #VALUE! | #VALUE! |  |  |  |  | #VALUE! | #VALUE! | #VALUE! |  |  | #VALUE! | #VALUE! | #VALUE! | #VALUE! | #VALUE! | #VALUE! | #VALUE! | #VALUE! |  |  | #VALUE! | #VALUE! | #VALUE! | #VALUE! | #VALUE! |  |  | #VALUE! | #VALUE! | #VALUE! | #VALUE! | #VALUE! | #VALUE! | #VALUE! | #VALUE! |  |  | #VALUE! | #VALUE! | #VALUE! | #VALUE! | #VALUE! |  |  | #VALUE! | #VALUE! | #VALUE! | #VALUE! | #VALUE! | #VALUE! | #VALUE! | #VALUE! | 0 | #REF! | #VALUE! | #VALUE! | #VALUE! | #VALUE! | #VALUE! | #VALUE! | #VALUE! | 0
|  |  |  | 0 | 51 | 0 |  |  | 1 | 1.0842e-19 | 0 | 1.0669e-18 | 1.0669e-18 | 1.0669e-18 | 0 | 0 |  |  |  |  | #VALUE! | #VALUE! | #VALUE! |  |  | #VALUE! | #VALUE! | #VALUE! | #VALUE! | #VALUE! | #VALUE! | #VALUE! | #VALUE! |  |  |  |  | #VALUE! | #VALUE! | #VALUE! |  |  | #VALUE! | #VALUE! | #VALUE! | #VALUE! | #VALUE! | #VALUE! | #VALUE! | #VALUE! |  |  |  |  | #VALUE! | #VALUE! | #VALUE! |  |  | #VALUE! | #VALUE! | #VALUE! | #VALUE! | #VALUE! | #VALUE! | #VALUE! | #VALUE! |  |  |  |  | #VALUE! | #VALUE! | #VALUE! |  |  | #VALUE! | #VALUE! | #VALUE! | #VALUE! | #VALUE! | #VALUE! | #VALUE! | #VALUE! |  |  |  |  | #VALUE! | #VALUE! | #VALUE! |  |  | #VALUE! | #VALUE! | #VALUE! | #VALUE! | #VALUE! | #VALUE! | #VALUE! | #VALUE! |  |  | #VALUE! | #VALUE! | #VALUE! | #VALUE! | #VALUE! |  |  | #VALUE! | #VALUE! | #VALUE! | #VALUE! | #VALUE! | #VALUE! | #VALUE! | #VALUE! |  |  | #VALUE! | #VALUE! | #VALUE! | #VALUE! | #VALUE! |  |  | #VALUE! | #VALUE! | #VALUE! | #VALUE! | #VALUE! | #VALUE! | #VALUE! | #VALUE! | 0 | #REF! | #VALUE! | #VALUE! | #VALUE! | #VALUE! | #VALUE! | #VALUE! | #VALUE! | 0
|  |  |  | 0 | 51 | 0 |  |  | 1 | 1.0842e-19 | 0 | 1.0669e-18 | 1.0669e-18 | 1.0669e-18 | 0 | 0 |  |  |  |  | #VALUE! | #VALUE! | #VALUE! |  |  | #VALUE! | #VALUE! | #VALUE! | #VALUE! | #VALUE! | #VALUE! | #VALUE! | #VALUE! |  |  |  |  | #VALUE! | #VALUE! | #VALUE! |  |  | #VALUE! | #VALUE! | #VALUE! | #VALUE! | #VALUE! | #VALUE! | #VALUE! | #VALUE! |  |  |  |  | #VALUE! | #VALUE! | #VALUE! |  |  | #VALUE! | #VALUE! | #VALUE! | #VALUE! | #VALUE! | #VALUE! | #VALUE! | #VALUE! |  |  |  |  | #VALUE! | #VALUE! | #VALUE! |  |  | #VALUE! | #VALUE! | #VALUE! | #VALUE! | #VALUE! | #VALUE! | #VALUE! | #VALUE! |  |  |  |  | #VALUE! | #VALUE! | #VALUE! |  |  | #VALUE! | #VALUE! | #VALUE! | #VALUE! | #VALUE! | #VALUE! | #VALUE! | #VALUE! |  |  | #VALUE! | #VALUE! | #VALUE! | #VALUE! | #VALUE! |  |  | #VALUE! | #VALUE! | #VALUE! | #VALUE! | #VALUE! | #VALUE! | #VALUE! | #VALUE! |  |  | #VALUE! | #VALUE! | #VALUE! | #VALUE! | #VALUE! |  |  | #VALUE! | #VALUE! | #VALUE! | #VALUE! | #VALUE! | #VALUE! | #VALUE! | #VALUE! | 0 | #REF! | #VALUE! | #VALUE! | #VALUE! | #VALUE! | #VALUE! | #VALUE! | #VALUE! | 0
|  |  |  | 0 | 51 | 0 |  |  | 1 | 1.0842e-19 | 0 | 1.0669e-18 | 1.0669e-18 | 1.0669e-18 | 0 | 0 |  |  |  |  | #VALUE! | #VALUE! | #VALUE! |  |  | #VALUE! | #VALUE! | #VALUE! | #VALUE! | #VALUE! | #VALUE! | #VALUE! | #VALUE! |  |  |  |  | #VALUE! | #VALUE! | #VALUE! |  |  | #VALUE! | #VALUE! | #VALUE! | #VALUE! | #VALUE! | #VALUE! | #VALUE! | #VALUE! |  |  |  |  | #VALUE! | #VALUE! | #VALUE! |  |  | #VALUE! | #VALUE! | #VALUE! | #VALUE! | #VALUE! | #VALUE! | #VALUE! | #VALUE! |  |  |  |  | #VALUE! | #VALUE! | #VALUE! |  |  | #VALUE! | #VALUE! | #VALUE! | #VALUE! | #VALUE! | #VALUE! | #VALUE! | #VALUE! |  |  |  |  | #VALUE! | #VALUE! | #VALUE! |  |  | #VALUE! | #VALUE! | #VALUE! | #VALUE! | #VALUE! | #VALUE! | #VALUE! | #VALUE! |  |  | #VALUE! | #VALUE! | #VALUE! | #VALUE! | #VALUE! |  |  | #VALUE! | #VALUE! | #VALUE! | #VALUE! | #VALUE! | #VALUE! | #VALUE! | #VALUE! |  |  | #VALUE! | #VALUE! | #VALUE! | #VALUE! | #VALUE! |  |  | #VALUE! | #VALUE! | #VALUE! | #VALUE! | #VALUE! | #VALUE! | #VALUE! | #VALUE! | 0 | #REF! | #VALUE! | #VALUE! | #VALUE! | #VALUE! | #VALUE! | #VALUE! | #VALUE! | 0
|  |  |  | 0 | 51 | 0 |  |  | 1 | 1.0842e-19 | 0 | 1.0669e-18 | 1.0669e-18 | 1.0669e-18 | 0 | 0 |  |  |  |  | #VALUE! | #VALUE! | #VALUE! |  |  | #VALUE! | #VALUE! | #VALUE! | #VALUE! | #VALUE! | #VALUE! | #VALUE! | #VALUE! |  |  |  |  | #VALUE! | #VALUE! | #VALUE! |  |  | #VALUE! | #VALUE! | #VALUE! | #VALUE! | #VALUE! | #VALUE! | #VALUE! | #VALUE! |  |  |  |  | #VALUE! | #VALUE! | #VALUE! |  |  | #VALUE! | #VALUE! | #VALUE! | #VALUE! | #VALUE! | #VALUE! | #VALUE! | #VALUE! |  |  |  |  | #VALUE! | #VALUE! | #VALUE! |  |  | #VALUE! | #VALUE! | #VALUE! | #VALUE! | #VALUE! | #VALUE! | #VALUE! | #VALUE! |  |  |  |  | #VALUE! | #VALUE! | #VALUE! |  |  | #VALUE! | #VALUE! | #VALUE! | #VALUE! | #VALUE! | #VALUE! | #VALUE! | #VALUE! |  |  | #VALUE! | #VALUE! | #VALUE! | #VALUE! | #VALUE! |  |  | #VALUE! | #VALUE! | #VALUE! | #VALUE! | #VALUE! | #VALUE! | #VALUE! | #VALUE! |  |  | #VALUE! | #VALUE! | #VALUE! | #VALUE! | #VALUE! |  |  | #VALUE! | #VALUE! | #VALUE! | #VALUE! | #VALUE! | #VALUE! | #VALUE! | #VALUE! | 0 | #REF! | #VALUE! | #VALUE! | #VALUE! | #VALUE! | #VALUE! | #VALUE! | #VALUE! | 0
|  |  |  | 0 | 51 | 0 |  |  | 1 | 1.0842e-19 | 0 | 1.0669e-18 | 1.0669e-18 | 1.0669e-18 | 0 | 0 |  |  |  |  | #VALUE! | #VALUE! | #VALUE! |  |  | #VALUE! | #VALUE! | #VALUE! | #VALUE! | #VALUE! | #VALUE! | #VALUE! | #VALUE! |  |  |  |  | #VALUE! | #VALUE! | #VALUE! |  |  | #VALUE! | #VALUE! | #VALUE! | #VALUE! | #VALUE! | #VALUE! | #VALUE! | #VALUE! |  |  |  |  | #VALUE! | #VALUE! | #VALUE! |  |  | #VALUE! | #VALUE! | #VALUE! | #VALUE! | #VALUE! | #VALUE! | #VALUE! | #VALUE! |  |  |  |  | #VALUE! | #VALUE! | #VALUE! |  |  | #VALUE! | #VALUE! | #VALUE! | #VALUE! | #VALUE! | #VALUE! | #VALUE! | #VALUE! |  |  |  |  | #VALUE! | #VALUE! | #VALUE! |  |  | #VALUE! | #VALUE! | #VALUE! | #VALUE! | #VALUE! | #VALUE! | #VALUE! | #VALUE! |  |  | #VALUE! | #VALUE! | #VALUE! | #VALUE! | #VALUE! |  |  | #VALUE! | #VALUE! | #VALUE! | #VALUE! | #VALUE! | #VALUE! | #VALUE! | #VALUE! |  |  | #VALUE! | #VALUE! | #VALUE! | #VALUE! | #VALUE! |  |  | #VALUE! | #VALUE! | #VALUE! | #VALUE! | #VALUE! | #VALUE! | #VALUE! | #VALUE! | 0 | #REF! | #VALUE! | #VALUE! | #VALUE! | #VALUE! | #VALUE! | #VALUE! | #VALUE! | 0
|  |  |  | 0 | 51 | 0 |  |  | 1 | 1.0842e-19 | 0 | 1.0669e-18 | 1.0669e-18 | 1.0669e-18 | 0 | 0 |  |  |  |  | #VALUE! | #VALUE! | #VALUE! |  |  | #VALUE! | #VALUE! | #VALUE! | #VALUE! | #VALUE! | #VALUE! | #VALUE! | #VALUE! |  |  |  |  | #VALUE! | #VALUE! | #VALUE! |  |  | #VALUE! | #VALUE! | #VALUE! | #VALUE! | #VALUE! | #VALUE! | #VALUE! | #VALUE! |  |  |  |  | #VALUE! | #VALUE! | #VALUE! |  |  | #VALUE! | #VALUE! | #VALUE! | #VALUE! | #VALUE! | #VALUE! | #VALUE! | #VALUE! |  |  |  |  | #VALUE! | #VALUE! | #VALUE! |  |  | #VALUE! | #VALUE! | #VALUE! | #VALUE! | #VALUE! | #VALUE! | #VALUE! | #VALUE! |  |  |  |  | #VALUE! | #VALUE! | #VALUE! |  |  | #VALUE! | #VALUE! | #VALUE! | #VALUE! | #VALUE! | #VALUE! | #VALUE! | #VALUE! |  |  | #VALUE! | #VALUE! | #VALUE! | #VALUE! | #VALUE! |  |  | #VALUE! | #VALUE! | #VALUE! | #VALUE! | #VALUE! | #VALUE! | #VALUE! | #VALUE! |  |  | #VALUE! | #VALUE! | #VALUE! | #VALUE! | #VALUE! |  |  | #VALUE! | #VALUE! | #VALUE! | #VALUE! | #VALUE! | #VALUE! | #VALUE! | #VALUE! | 0 | #REF! | #VALUE! | #VALUE! | #VALUE! | #VALUE! | #VALUE! | #VALUE! | #VALUE! | 0
|  |  |  | 0 | 51 | 0 |  |  | 1 | 1.0842e-19 | 0 | 1.0669e-18 | 1.0669e-18 | 1.0669e-18 | 0 | 0 |  |  |  |  | #VALUE! | #VALUE! | #VALUE! |  |  | #VALUE! | #VALUE! | #VALUE! | #VALUE! | #VALUE! | #VALUE! | #VALUE! | #VALUE! |  |  |  |  | #VALUE! | #VALUE! | #VALUE! |  |  | #VALUE! | #VALUE! | #VALUE! | #VALUE! | #VALUE! | #VALUE! | #VALUE! | #VALUE! |  |  |  |  | #VALUE! | #VALUE! | #VALUE! |  |  | #VALUE! | #VALUE! | #VALUE! | #VALUE! | #VALUE! | #VALUE! | #VALUE! | #VALUE! |  |  |  |  | #VALUE! | #VALUE! | #VALUE! |  |  | #VALUE! | #VALUE! | #VALUE! | #VALUE! | #VALUE! | #VALUE! | #VALUE! | #VALUE! |  |  |  |  | #VALUE! | #VALUE! | #VALUE! |  |  | #VALUE! | #VALUE! | #VALUE! | #VALUE! | #VALUE! | #VALUE! | #VALUE! | #VALUE! |  |  | #VALUE! | #VALUE! | #VALUE! | #VALUE! | #VALUE! |  |  | #VALUE! | #VALUE! | #VALUE! | #VALUE! | #VALUE! | #VALUE! | #VALUE! | #VALUE! |  |  | #VALUE! | #VALUE! | #VALUE! | #VALUE! | #VALUE! |  |  | #VALUE! | #VALUE! | #VALUE! | #VALUE! | #VALUE! | #VALUE! | #VALUE! | #VALUE! | 0 | #REF! | #VALUE! | #VALUE! | #VALUE! | #VALUE! | #VALUE! | #VALUE! | #VALUE! | 0
|  |  |  | 0 | 51 | 0 |  |  | 1 | 1.0842e-19 | 0 | 1.0669e-18 | 1.0669e-18 | 1.0669e-18 | 0 | 0 |  |  |  |  | #VALUE! | #VALUE! | #VALUE! |  |  | #VALUE! | #VALUE! | #VALUE! | #VALUE! | #VALUE! | #VALUE! | #VALUE! | #VALUE! |  |  |  |  | #VALUE! | #VALUE! | #VALUE! |  |  | #VALUE! | #VALUE! | #VALUE! | #VALUE! | #VALUE! | #VALUE! | #VALUE! | #VALUE! |  |  |  |  | #VALUE! | #VALUE! | #VALUE! |  |  | #VALUE! | #VALUE! | #VALUE! | #VALUE! | #VALUE! | #VALUE! | #VALUE! | #VALUE! |  |  |  |  | #VALUE! | #VALUE! | #VALUE! |  |  | #VALUE! | #VALUE! | #VALUE! | #VALUE! | #VALUE! | #VALUE! | #VALUE! | #VALUE! |  |  |  |  | #VALUE! | #VALUE! | #VALUE! |  |  | #VALUE! | #VALUE! | #VALUE! | #VALUE! | #VALUE! | #VALUE! | #VALUE! | #VALUE! |  |  | #VALUE! | #VALUE! | #VALUE! | #VALUE! | #VALUE! |  |  | #VALUE! | #VALUE! | #VALUE! | #VALUE! | #VALUE! | #VALUE! | #VALUE! | #VALUE! |  |  | #VALUE! | #VALUE! | #VALUE! | #VALUE! | #VALUE! |  |  | #VALUE! | #VALUE! | #VALUE! | #VALUE! | #VALUE! | #VALUE! | #VALUE! | #VALUE! | 0 | #REF! | #VALUE! | #VALUE! | #VALUE! | #VALUE! | #VALUE! | #VALUE! | #VALUE! | 0
|  |  |  | 0 | 51 | 0 |  |  | 1 | 1.0842e-19 | 0 | 1.0669e-18 | 1.0669e-18 | 1.0669e-18 | 0 | 0 |  |  |  |  | #VALUE! | #VALUE! | #VALUE! |  |  | #VALUE! | #VALUE! | #VALUE! | #VALUE! | #VALUE! | #VALUE! | #VALUE! | #VALUE! |  |  |  |  | #VALUE! | #VALUE! | #VALUE! |  |  | #VALUE! | #VALUE! | #VALUE! | #VALUE! | #VALUE! | #VALUE! | #VALUE! | #VALUE! |  |  |  |  | #VALUE! | #VALUE! | #VALUE! |  |  | #VALUE! | #VALUE! | #VALUE! | #VALUE! | #VALUE! | #VALUE! | #VALUE! | #VALUE! |  |  |  |  | #VALUE! | #VALUE! | #VALUE! |  |  | #VALUE! | #VALUE! | #VALUE! | #VALUE! | #VALUE! | #VALUE! | #VALUE! | #VALUE! |  |  |  |  | #VALUE! | #VALUE! | #VALUE! |  |  | #VALUE! | #VALUE! | #VALUE! | #VALUE! | #VALUE! | #VALUE! | #VALUE! | #VALUE! |  |  | #VALUE! | #VALUE! | #VALUE! | #VALUE! | #VALUE! |  |  | #VALUE! | #VALUE! | #VALUE! | #VALUE! | #VALUE! | #VALUE! | #VALUE! | #VALUE! |  |  | #VALUE! | #VALUE! | #VALUE! | #VALUE! | #VALUE! |  |  | #VALUE! | #VALUE! | #VALUE! | #VALUE! | #VALUE! | #VALUE! | #VALUE! | #VALUE! | 0 | #REF! | #VALUE! | #VALUE! | #VALUE! | #VALUE! | #VALUE! | #VALUE! | #VALUE! | 0
|  |  |  | 0 | 51 | 0 |  |  | 1 | 1.0842e-19 | 0 | 1.0669e-18 | 1.0669e-18 | 1.0669e-18 | 0 | 0 |  |  |  |  | #VALUE! | #VALUE! | #VALUE! |  |  | #VALUE! | #VALUE! | #VALUE! | #VALUE! | #VALUE! | #VALUE! | #VALUE! | #VALUE! |  |  |  |  | #VALUE! | #VALUE! | #VALUE! |  |  | #VALUE! | #VALUE! | #VALUE! | #VALUE! | #VALUE! | #VALUE! | #VALUE! | #VALUE! |  |  |  |  | #VALUE! | #VALUE! | #VALUE! |  |  | #VALUE! | #VALUE! | #VALUE! | #VALUE! | #VALUE! | #VALUE! | #VALUE! | #VALUE! |  |  |  |  | #VALUE! | #VALUE! | #VALUE! |  |  | #VALUE! | #VALUE! | #VALUE! | #VALUE! | #VALUE! | #VALUE! | #VALUE! | #VALUE! |  |  |  |  | #VALUE! | #VALUE! | #VALUE! |  |  | #VALUE! | #VALUE! | #VALUE! | #VALUE! | #VALUE! | #VALUE! | #VALUE! | #VALUE! |  |  | #VALUE! | #VALUE! | #VALUE! | #VALUE! | #VALUE! |  |  | #VALUE! | #VALUE! | #VALUE! | #VALUE! | #VALUE! | #VALUE! | #VALUE! | #VALUE! |  |  | #VALUE! | #VALUE! | #VALUE! | #VALUE! | #VALUE! |  |  | #VALUE! | #VALUE! | #VALUE! | #VALUE! | #VALUE! | #VALUE! | #VALUE! | #VALUE! | 0 | #REF! | #VALUE! | #VALUE! | #VALUE! | #VALUE! | #VALUE! | #VALUE! | #VALUE! | 0
|  |  |  | 0 | 51 | 0 |  |  | 1 | 1.0842e-19 | 0 | 1.0669e-18 | 1.0669e-18 | 1.0669e-18 | 0 | 0 |  |  |  |  | #VALUE! | #VALUE! | #VALUE! |  |  | #VALUE! | #VALUE! | #VALUE! | #VALUE! | #VALUE! | #VALUE! | #VALUE! | #VALUE! |  |  |  |  | #VALUE! | #VALUE! | #VALUE! |  |  | #VALUE! | #VALUE! | #VALUE! | #VALUE! | #VALUE! | #VALUE! | #VALUE! | #VALUE! |  |  |  |  | #VALUE! | #VALUE! | #VALUE! |  |  | #VALUE! | #VALUE! | #VALUE! | #VALUE! | #VALUE! | #VALUE! | #VALUE! | #VALUE! |  |  |  |  | #VALUE! | #VALUE! | #VALUE! |  |  | #VALUE! | #VALUE! | #VALUE! | #VALUE! | #VALUE! | #VALUE! | #VALUE! | #VALUE! |  |  |  |  | #VALUE! | #VALUE! | #VALUE! |  |  | #VALUE! | #VALUE! | #VALUE! | #VALUE! | #VALUE! | #VALUE! | #VALUE! | #VALUE! |  |  | #VALUE! | #VALUE! | #VALUE! | #VALUE! | #VALUE! |  |  | #VALUE! | #VALUE! | #VALUE! | #VALUE! | #VALUE! | #VALUE! | #VALUE! | #VALUE! |  |  | #VALUE! | #VALUE! | #VALUE! | #VALUE! | #VALUE! |  |  | #VALUE! | #VALUE! | #VALUE! | #VALUE! | #VALUE! | #VALUE! | #VALUE! | #VALUE! | 0 | #REF! | #VALUE! | #VALUE! | #VALUE! | #VALUE! | #VALUE! | #VALUE! | #VALUE! | 0
|  |  |  | 0 | 51 | 0 |  |  | 1 | 1.0842e-19 | 0 | 1.0669e-18 | 1.0669e-18 | 1.0669e-18 | 0 | 0 |  |  |  |  | #VALUE! | #VALUE! | #VALUE! |  |  | #VALUE! | #VALUE! | #VALUE! | #VALUE! | #VALUE! | #VALUE! | #VALUE! | #VALUE! |  |  |  |  | #VALUE! | #VALUE! | #VALUE! |  |  | #VALUE! | #VALUE! | #VALUE! | #VALUE! | #VALUE! | #VALUE! | #VALUE! | #VALUE! |  |  |  |  | #VALUE! | #VALUE! | #VALUE! |  |  | #VALUE! | #VALUE! | #VALUE! | #VALUE! | #VALUE! | #VALUE! | #VALUE! | #VALUE! |  |  |  |  | #VALUE! | #VALUE! | #VALUE! |  |  | #VALUE! | #VALUE! | #VALUE! | #VALUE! | #VALUE! | #VALUE! | #VALUE! | #VALUE! |  |  |  |  | #VALUE! | #VALUE! | #VALUE! |  |  | #VALUE! | #VALUE! | #VALUE! | #VALUE! | #VALUE! | #VALUE! | #VALUE! | #VALUE! |  |  | #VALUE! | #VALUE! | #VALUE! | #VALUE! | #VALUE! |  |  | #VALUE! | #VALUE! | #VALUE! | #VALUE! | #VALUE! | #VALUE! | #VALUE! | #VALUE! |  |  | #VALUE! | #VALUE! | #VALUE! | #VALUE! | #VALUE! |  |  | #VALUE! | #VALUE! | #VALUE! | #VALUE! | #VALUE! | #VALUE! | #VALUE! | #VALUE! | 0 | #REF! | #VALUE! | #VALUE! | #VALUE! | #VALUE! | #VALUE! | #VALUE! | #VALUE! | 0
|  |  |  | 0 | 51 | 0 |  |  | 1 | 1.0842e-19 | 0 | 1.0669e-18 | 1.0669e-18 | 1.0669e-18 | 0 | 0 |  |  |  |  | #VALUE! | #VALUE! | #VALUE! |  |  | #VALUE! | #VALUE! | #VALUE! | #VALUE! | #VALUE! | #VALUE! | #VALUE! | #VALUE! |  |  |  |  | #VALUE! | #VALUE! | #VALUE! |  |  | #VALUE! | #VALUE! | #VALUE! | #VALUE! | #VALUE! | #VALUE! | #VALUE! | #VALUE! |  |  |  |  | #VALUE! | #VALUE! | #VALUE! |  |  | #VALUE! | #VALUE! | #VALUE! | #VALUE! | #VALUE! | #VALUE! | #VALUE! | #VALUE! |  |  |  |  | #VALUE! | #VALUE! | #VALUE! |  |  | #VALUE! | #VALUE! | #VALUE! | #VALUE! | #VALUE! | #VALUE! | #VALUE! | #VALUE! |  |  |  |  | #VALUE! | #VALUE! | #VALUE! |  |  | #VALUE! | #VALUE! | #VALUE! | #VALUE! | #VALUE! | #VALUE! | #VALUE! | #VALUE! |  |  | #VALUE! | #VALUE! | #VALUE! | #VALUE! | #VALUE! |  |  | #VALUE! | #VALUE! | #VALUE! | #VALUE! | #VALUE! | #VALUE! | #VALUE! | #VALUE! |  |  | #VALUE! | #VALUE! | #VALUE! | #VALUE! | #VALUE! |  |  | #VALUE! | #VALUE! | #VALUE! | #VALUE! | #VALUE! | #VALUE! | #VALUE! | #VALUE! | 0 | #REF! | #VALUE! | #VALUE! | #VALUE! | #VALUE! | #VALUE! | #VALUE! | #VALUE! | 0
|  |  |  | 0 | 51 | 0 |  |  | 1 | 1.0842e-19 | 0 | 1.0669e-18 | 1.0669e-18 | 1.0669e-18 | 0 | 0 |  |  |  |  | #VALUE! | #VALUE! | #VALUE! |  |  | #VALUE! | #VALUE! | #VALUE! | #VALUE! | #VALUE! | #VALUE! | #VALUE! | #VALUE! |  |  |  |  | #VALUE! | #VALUE! | #VALUE! |  |  | #VALUE! | #VALUE! | #VALUE! | #VALUE! | #VALUE! | #VALUE! | #VALUE! | #VALUE! |  |  |  |  | #VALUE! | #VALUE! | #VALUE! |  |  | #VALUE! | #VALUE! | #VALUE! | #VALUE! | #VALUE! | #VALUE! | #VALUE! | #VALUE! |  |  |  |  | #VALUE! | #VALUE! | #VALUE! |  |  | #VALUE! | #VALUE! | #VALUE! | #VALUE! | #VALUE! | #VALUE! | #VALUE! | #VALUE! |  |  |  |  | #VALUE! | #VALUE! | #VALUE! |  |  | #VALUE! | #VALUE! | #VALUE! | #VALUE! | #VALUE! | #VALUE! | #VALUE! | #VALUE! |  |  | #VALUE! | #VALUE! | #VALUE! | #VALUE! | #VALUE! |  |  | #VALUE! | #VALUE! | #VALUE! | #VALUE! | #VALUE! | #VALUE! | #VALUE! | #VALUE! |  |  | #VALUE! | #VALUE! | #VALUE! | #VALUE! | #VALUE! |  |  | #VALUE! | #VALUE! | #VALUE! | #VALUE! | #VALUE! | #VALUE! | #VALUE! | #VALUE! | 0 | #REF! | #VALUE! | #VALUE! | #VALUE! | #VALUE! | #VALUE! | #VALUE! | #VALUE! | 0
|  |  |  | 0 | 51 | 0 |  |  | 1 | 1.0842e-19 | 0 | 1.0669e-18 | 1.0669e-18 | 1.0669e-18 | 0 | 0 |  |  |  |  | #VALUE! | #VALUE! | #VALUE! |  |  | #VALUE! | #VALUE! | #VALUE! | #VALUE! | #VALUE! | #VALUE! | #VALUE! | #VALUE! |  |  |  |  | #VALUE! | #VALUE! | #VALUE! |  |  | #VALUE! | #VALUE! | #VALUE! | #VALUE! | #VALUE! | #VALUE! | #VALUE! | #VALUE! |  |  |  |  | #VALUE! | #VALUE! | #VALUE! |  |  | #VALUE! | #VALUE! | #VALUE! | #VALUE! | #VALUE! | #VALUE! | #VALUE! | #VALUE! |  |  |  |  | #VALUE! | #VALUE! | #VALUE! |  |  | #VALUE! | #VALUE! | #VALUE! | #VALUE! | #VALUE! | #VALUE! | #VALUE! | #VALUE! |  |  |  |  | #VALUE! | #VALUE! | #VALUE! |  |  | #VALUE! | #VALUE! | #VALUE! | #VALUE! | #VALUE! | #VALUE! | #VALUE! | #VALUE! |  |  | #VALUE! | #VALUE! | #VALUE! | #VALUE! | #VALUE! |  |  | #VALUE! | #VALUE! | #VALUE! | #VALUE! | #VALUE! | #VALUE! | #VALUE! | #VALUE! |  |  | #VALUE! | #VALUE! | #VALUE! | #VALUE! | #VALUE! |  |  | #VALUE! | #VALUE! | #VALUE! | #VALUE! | #VALUE! | #VALUE! | #VALUE! | #VALUE! | 0 | #REF! | #VALUE! | #VALUE! | #VALUE! | #VALUE! | #VALUE! | #VALUE! | #VALUE! | 0
|  |  |  | 0 | 51 | 0 |  |  | 1 | 1.0842e-19 | 0 | 1.0669e-18 | 1.0669e-18 | 1.0669e-18 | 0 | 0 |  |  |  |  | #VALUE! | #VALUE! | #VALUE! |  |  | #VALUE! | #VALUE! | #VALUE! | #VALUE! | #VALUE! | #VALUE! | #VALUE! | #VALUE! |  |  |  |  | #VALUE! | #VALUE! | #VALUE! |  |  | #VALUE! | #VALUE! | #VALUE! | #VALUE! | #VALUE! | #VALUE! | #VALUE! | #VALUE! |  |  |  |  | #VALUE! | #VALUE! | #VALUE! |  |  | #VALUE! | #VALUE! | #VALUE! | #VALUE! | #VALUE! | #VALUE! | #VALUE! | #VALUE! |  |  |  |  | #VALUE! | #VALUE! | #VALUE! |  |  | #VALUE! | #VALUE! | #VALUE! | #VALUE! | #VALUE! | #VALUE! | #VALUE! | #VALUE! |  |  |  |  | #VALUE! | #VALUE! | #VALUE! |  |  | #VALUE! | #VALUE! | #VALUE! | #VALUE! | #VALUE! | #VALUE! | #VALUE! | #VALUE! |  |  | #VALUE! | #VALUE! | #VALUE! | #VALUE! | #VALUE! |  |  | #VALUE! | #VALUE! | #VALUE! | #VALUE! | #VALUE! | #VALUE! | #VALUE! | #VALUE! |  |  | #VALUE! | #VALUE! | #VALUE! | #VALUE! | #VALUE! |  |  | #VALUE! | #VALUE! | #VALUE! | #VALUE! | #VALUE! | #VALUE! | #VALUE! | #VALUE! | 0 | #REF! | #VALUE! | #VALUE! | #VALUE! | #VALUE! | #VALUE! | #VALUE! | #VALUE! | 0
|  |  |  | 0 | 51 | 0 |  |  | 1 | 1.0842e-19 | 0 | 1.0669e-18 | 1.0669e-18 | 1.0669e-18 | 0 | 0 |  |  |  |  | #VALUE! | #VALUE! | #VALUE! |  |  | #VALUE! | #VALUE! | #VALUE! | #VALUE! | #VALUE! | #VALUE! | #VALUE! | #VALUE! |  |  |  |  | #VALUE! | #VALUE! | #VALUE! |  |  | #VALUE! | #VALUE! | #VALUE! | #VALUE! | #VALUE! | #VALUE! | #VALUE! | #VALUE! |  |  |  |  | #VALUE! | #VALUE! | #VALUE! |  |  | #VALUE! | #VALUE! | #VALUE! | #VALUE! | #VALUE! | #VALUE! | #VALUE! | #VALUE! |  |  |  |  | #VALUE! | #VALUE! | #VALUE! |  |  | #VALUE! | #VALUE! | #VALUE! | #VALUE! | #VALUE! | #VALUE! | #VALUE! | #VALUE! |  |  |  |  | #VALUE! | #VALUE! | #VALUE! |  |  | #VALUE! | #VALUE! | #VALUE! | #VALUE! | #VALUE! | #VALUE! | #VALUE! | #VALUE! |  |  | #VALUE! | #VALUE! | #VALUE! | #VALUE! | #VALUE! |  |  | #VALUE! | #VALUE! | #VALUE! | #VALUE! | #VALUE! | #VALUE! | #VALUE! | #VALUE! |  |  | #VALUE! | #VALUE! | #VALUE! | #VALUE! | #VALUE! |  |  | #VALUE! | #VALUE! | #VALUE! | #VALUE! | #VALUE! | #VALUE! | #VALUE! | #VALUE! | 0 | #REF! | #VALUE! | #VALUE! | #VALUE! | #VALUE! | #VALUE! | #VALUE! | #VALUE! | 0
|  |  |  | 0 | 51 | 0 |  |  | 1 | 1.0842e-19 | 0 | 1.0669e-18 | 1.0669e-18 | 1.0669e-18 | 0 | 0 |  |  |  |  | #VALUE! | #VALUE! | #VALUE! |  |  | #VALUE! | #VALUE! | #VALUE! | #VALUE! | #VALUE! | #VALUE! | #VALUE! | #VALUE! |  |  |  |  | #VALUE! | #VALUE! | #VALUE! |  |  | #VALUE! | #VALUE! | #VALUE! | #VALUE! | #VALUE! | #VALUE! | #VALUE! | #VALUE! |  |  |  |  | #VALUE! | #VALUE! | #VALUE! |  |  | #VALUE! | #VALUE! | #VALUE! | #VALUE! | #VALUE! | #VALUE! | #VALUE! | #VALUE! |  |  |  |  | #VALUE! | #VALUE! | #VALUE! |  |  | #VALUE! | #VALUE! | #VALUE! | #VALUE! | #VALUE! | #VALUE! | #VALUE! | #VALUE! |  |  |  |  | #VALUE! | #VALUE! | #VALUE! |  |  | #VALUE! | #VALUE! | #VALUE! | #VALUE! | #VALUE! | #VALUE! | #VALUE! | #VALUE! |  |  | #VALUE! | #VALUE! | #VALUE! | #VALUE! | #VALUE! |  |  | #VALUE! | #VALUE! | #VALUE! | #VALUE! | #VALUE! | #VALUE! | #VALUE! | #VALUE! |  |  | #VALUE! | #VALUE! | #VALUE! | #VALUE! | #VALUE! |  |  | #VALUE! | #VALUE! | #VALUE! | #VALUE! | #VALUE! | #VALUE! | #VALUE! | #VALUE! | 0 | #REF! | #VALUE! | #VALUE! | #VALUE! | #VALUE! | #VALUE! | #VALUE! | #VALUE! | 0
|  |  |  | 0 | 51 | 0 |  |  | 1 | 1.0842e-19 | 0 | 1.0669e-18 | 1.0669e-18 | 1.0669e-18 | 0 | 0 |  |  |  |  | #VALUE! | #VALUE! | #VALUE! |  |  | #VALUE! | #VALUE! | #VALUE! | #VALUE! | #VALUE! | #VALUE! | #VALUE! | #VALUE! |  |  |  |  | #VALUE! | #VALUE! | #VALUE! |  |  | #VALUE! | #VALUE! | #VALUE! | #VALUE! | #VALUE! | #VALUE! | #VALUE! | #VALUE! |  |  |  |  | #VALUE! | #VALUE! | #VALUE! |  |  | #VALUE! | #VALUE! | #VALUE! | #VALUE! | #VALUE! | #VALUE! | #VALUE! | #VALUE! |  |  |  |  | #VALUE! | #VALUE! | #VALUE! |  |  | #VALUE! | #VALUE! | #VALUE! | #VALUE! | #VALUE! | #VALUE! | #VALUE! | #VALUE! |  |  |  |  | #VALUE! | #VALUE! | #VALUE! |  |  | #VALUE! | #VALUE! | #VALUE! | #VALUE! | #VALUE! | #VALUE! | #VALUE! | #VALUE! |  |  | #VALUE! | #VALUE! | #VALUE! | #VALUE! | #VALUE! |  |  | #VALUE! | #VALUE! | #VALUE! | #VALUE! | #VALUE! | #VALUE! | #VALUE! | #VALUE! |  |  | #VALUE! | #VALUE! | #VALUE! | #VALUE! | #VALUE! |  |  | #VALUE! | #VALUE! | #VALUE! | #VALUE! | #VALUE! | #VALUE! | #VALUE! | #VALUE! | 0 | #REF! | #VALUE! | #VALUE! | #VALUE! | #VALUE! | #VALUE! | #VALUE! | #VALUE! | 0
|  |  |  | 0 | 51 | 0 |  |  | 1 | 1.0842e-19 | 0 | 1.0669e-18 | 1.0669e-18 | 1.0669e-18 | 0 | 0 |  |  |  |  | #VALUE! | #VALUE! | #VALUE! |  |  | #VALUE! | #VALUE! | #VALUE! | #VALUE! | #VALUE! | #VALUE! | #VALUE! | #VALUE! |  |  |  |  | #VALUE! | #VALUE! | #VALUE! |  |  | #VALUE! | #VALUE! | #VALUE! | #VALUE! | #VALUE! | #VALUE! | #VALUE! | #VALUE! |  |  |  |  | #VALUE! | #VALUE! | #VALUE! |  |  | #VALUE! | #VALUE! | #VALUE! | #VALUE! | #VALUE! | #VALUE! | #VALUE! | #VALUE! |  |  |  |  | #VALUE! | #VALUE! | #VALUE! |  |  | #VALUE! | #VALUE! | #VALUE! | #VALUE! | #VALUE! | #VALUE! | #VALUE! | #VALUE! |  |  |  |  | #VALUE! | #VALUE! | #VALUE! |  |  | #VALUE! | #VALUE! | #VALUE! | #VALUE! | #VALUE! | #VALUE! | #VALUE! | #VALUE! |  |  | #VALUE! | #VALUE! | #VALUE! | #VALUE! | #VALUE! |  |  | #VALUE! | #VALUE! | #VALUE! | #VALUE! | #VALUE! | #VALUE! | #VALUE! | #VALUE! |  |  | #VALUE! | #VALUE! | #VALUE! | #VALUE! | #VALUE! |  |  | #VALUE! | #VALUE! | #VALUE! | #VALUE! | #VALUE! | #VALUE! | #VALUE! | #VALUE! | 0 | #REF! | #VALUE! | #VALUE! | #VALUE! | #VALUE! | #VALUE! | #VALUE! | #VALUE! | 0
|  |  |  | 0 | 51 | 0 |  |  | 1 | 1.0842e-19 | 0 | 1.0669e-18 | 1.0669e-18 | 1.0669e-18 | 0 | 0 |  |  |  |  | #VALUE! | #VALUE! | #VALUE! |  |  | #VALUE! | #VALUE! | #VALUE! | #VALUE! | #VALUE! | #VALUE! | #VALUE! | #VALUE! |  |  |  |  | #VALUE! | #VALUE! | #VALUE! |  |  | #VALUE! | #VALUE! | #VALUE! | #VALUE! | #VALUE! | #VALUE! | #VALUE! | #VALUE! |  |  |  |  | #VALUE! | #VALUE! | #VALUE! |  |  | #VALUE! | #VALUE! | #VALUE! | #VALUE! | #VALUE! | #VALUE! | #VALUE! | #VALUE! |  |  |  |  | #VALUE! | #VALUE! | #VALUE! |  |  | #VALUE! | #VALUE! | #VALUE! | #VALUE! | #VALUE! | #VALUE! | #VALUE! | #VALUE! |  |  |  |  | #VALUE! | #VALUE! | #VALUE! |  |  | #VALUE! | #VALUE! | #VALUE! | #VALUE! | #VALUE! | #VALUE! | #VALUE! | #VALUE! |  |  | #VALUE! | #VALUE! | #VALUE! | #VALUE! | #VALUE! |  |  | #VALUE! | #VALUE! | #VALUE! | #VALUE! | #VALUE! | #VALUE! | #VALUE! | #VALUE! |  |  | #VALUE! | #VALUE! | #VALUE! | #VALUE! | #VALUE! |  |  | #VALUE! | #VALUE! | #VALUE! | #VALUE! | #VALUE! | #VALUE! | #VALUE! | #VALUE! | 0 | #REF! | #VALUE! | #VALUE! | #VALUE! | #VALUE! | #VALUE! | #VALUE! | #VALUE! | 0
|  |  |  | 0 | 51 | 0 |  |  | 1 | 1.0842e-19 | 0 | 1.0669e-18 | 1.0669e-18 | 1.0669e-18 | 0 | 0 |  |  |  |  | #VALUE! | #VALUE! | #VALUE! |  |  | #VALUE! | #VALUE! | #VALUE! | #VALUE! | #VALUE! | #VALUE! | #VALUE! | #VALUE! |  |  |  |  | #VALUE! | #VALUE! | #VALUE! |  |  | #VALUE! | #VALUE! | #VALUE! | #VALUE! | #VALUE! | #VALUE! | #VALUE! | #VALUE! |  |  |  |  | #VALUE! | #VALUE! | #VALUE! |  |  | #VALUE! | #VALUE! | #VALUE! | #VALUE! | #VALUE! | #VALUE! | #VALUE! | #VALUE! |  |  |  |  | #VALUE! | #VALUE! | #VALUE! |  |  | #VALUE! | #VALUE! | #VALUE! | #VALUE! | #VALUE! | #VALUE! | #VALUE! | #VALUE! |  |  |  |  | #VALUE! | #VALUE! | #VALUE! |  |  | #VALUE! | #VALUE! | #VALUE! | #VALUE! | #VALUE! | #VALUE! | #VALUE! | #VALUE! |  |  | #VALUE! | #VALUE! | #VALUE! | #VALUE! | #VALUE! |  |  | #VALUE! | #VALUE! | #VALUE! | #VALUE! | #VALUE! | #VALUE! | #VALUE! | #VALUE! |  |  | #VALUE! | #VALUE! | #VALUE! | #VALUE! | #VALUE! |  |  | #VALUE! | #VALUE! | #VALUE! | #VALUE! | #VALUE! | #VALUE! | #VALUE! | #VALUE! | 0 | #REF! | #VALUE! | #VALUE! | #VALUE! | #VALUE! | #VALUE! | #VALUE! | #VALUE! | 0
|  |  |  | 0 | 51 | 0 |  |  | 1 | 1.0842e-19 | 0 | 1.0669e-18 | 1.0669e-18 | 1.0669e-18 | 0 | 0 |  |  |  |  | #VALUE! | #VALUE! | #VALUE! |  |  | #VALUE! | #VALUE! | #VALUE! | #VALUE! | #VALUE! | #VALUE! | #VALUE! | #VALUE! |  |  |  |  | #VALUE! | #VALUE! | #VALUE! |  |  | #VALUE! | #VALUE! | #VALUE! | #VALUE! | #VALUE! | #VALUE! | #VALUE! | #VALUE! |  |  |  |  | #VALUE! | #VALUE! | #VALUE! |  |  | #VALUE! | #VALUE! | #VALUE! | #VALUE! | #VALUE! | #VALUE! | #VALUE! | #VALUE! |  |  |  |  | #VALUE! | #VALUE! | #VALUE! |  |  | #VALUE! | #VALUE! | #VALUE! | #VALUE! | #VALUE! | #VALUE! | #VALUE! | #VALUE! |  |  |  |  | #VALUE! | #VALUE! | #VALUE! |  |  | #VALUE! | #VALUE! | #VALUE! | #VALUE! | #VALUE! | #VALUE! | #VALUE! | #VALUE! |  |  | #VALUE! | #VALUE! | #VALUE! | #VALUE! | #VALUE! |  |  | #VALUE! | #VALUE! | #VALUE! | #VALUE! | #VALUE! | #VALUE! | #VALUE! | #VALUE! |  |  | #VALUE! | #VALUE! | #VALUE! | #VALUE! | #VALUE! |  |  | #VALUE! | #VALUE! | #VALUE! | #VALUE! | #VALUE! | #VALUE! | #VALUE! | #VALUE! | 0 | #REF! | #VALUE! | #VALUE! | #VALUE! | #VALUE! | #VALUE! | #VALUE! | #VALUE! | 0
|  |  |  | 0 | 51 | 0 |  |  | 1 | 1.0842e-19 | 0 | 1.0669e-18 | 1.0669e-18 | 1.0669e-18 | 0 | 0 |  |  |  |  | #VALUE! | #VALUE! | #VALUE! |  |  | #VALUE! | #VALUE! | #VALUE! | #VALUE! | #VALUE! | #VALUE! | #VALUE! | #VALUE! |  |  |  |  | #VALUE! | #VALUE! | #VALUE! |  |  | #VALUE! | #VALUE! | #VALUE! | #VALUE! | #VALUE! | #VALUE! | #VALUE! | #VALUE! |  |  |  |  | #VALUE! | #VALUE! | #VALUE! |  |  | #VALUE! | #VALUE! | #VALUE! | #VALUE! | #VALUE! | #VALUE! | #VALUE! | #VALUE! |  |  |  |  | #VALUE! | #VALUE! | #VALUE! |  |  | #VALUE! | #VALUE! | #VALUE! | #VALUE! | #VALUE! | #VALUE! | #VALUE! | #VALUE! |  |  |  |  | #VALUE! | #VALUE! | #VALUE! |  |  | #VALUE! | #VALUE! | #VALUE! | #VALUE! | #VALUE! | #VALUE! | #VALUE! | #VALUE! |  |  | #VALUE! | #VALUE! | #VALUE! | #VALUE! | #VALUE! |  |  | #VALUE! | #VALUE! | #VALUE! | #VALUE! | #VALUE! | #VALUE! | #VALUE! | #VALUE! |  |  | #VALUE! | #VALUE! | #VALUE! | #VALUE! | #VALUE! |  |  | #VALUE! | #VALUE! | #VALUE! | #VALUE! | #VALUE! | #VALUE! | #VALUE! | #VALUE! | 0 | #REF! | #VALUE! | #VALUE! | #VALUE! | #VALUE! | #VALUE! | #VALUE! | #VALUE! | 0
|  |  |  | 0 | 51 | 0 |  |  | 1 | 1.0842e-19 | 0 | 1.0669e-18 | 1.0669e-18 | 1.0669e-18 | 0 | 0 |  |  |  |  | #VALUE! | #VALUE! | #VALUE! |  |  | #VALUE! | #VALUE! | #VALUE! | #VALUE! | #VALUE! | #VALUE! | #VALUE! | #VALUE! |  |  |  |  | #VALUE! | #VALUE! | #VALUE! |  |  | #VALUE! | #VALUE! | #VALUE! | #VALUE! | #VALUE! | #VALUE! | #VALUE! | #VALUE! |  |  |  |  | #VALUE! | #VALUE! | #VALUE! |  |  | #VALUE! | #VALUE! | #VALUE! | #VALUE! | #VALUE! | #VALUE! | #VALUE! | #VALUE! |  |  |  |  | #VALUE! | #VALUE! | #VALUE! |  |  | #VALUE! | #VALUE! | #VALUE! | #VALUE! | #VALUE! | #VALUE! | #VALUE! | #VALUE! |  |  |  |  | #VALUE! | #VALUE! | #VALUE! |  |  | #VALUE! | #VALUE! | #VALUE! | #VALUE! | #VALUE! | #VALUE! | #VALUE! | #VALUE! |  |  | #VALUE! | #VALUE! | #VALUE! | #VALUE! | #VALUE! |  |  | #VALUE! | #VALUE! | #VALUE! | #VALUE! | #VALUE! | #VALUE! | #VALUE! | #VALUE! |  |  | #VALUE! | #VALUE! | #VALUE! | #VALUE! | #VALUE! |  |  | #VALUE! | #VALUE! | #VALUE! | #VALUE! | #VALUE! | #VALUE! | #VALUE! | #VALUE! | 0 | #REF! | #VALUE! | #VALUE! | #VALUE! | #VALUE! | #VALUE! | #VALUE! | #VALUE! | 0
|  |  |  | 0 | 51 | 0 |  |  | 1 | 1.0842e-19 | 0 | 1.0669e-18 | 1.0669e-18 | 1.0669e-18 | 0 | 0 |  |  |  |  | #VALUE! | #VALUE! | #VALUE! |  |  | #VALUE! | #VALUE! | #VALUE! | #VALUE! | #VALUE! | #VALUE! | #VALUE! | #VALUE! |  |  |  |  | #VALUE! | #VALUE! | #VALUE! |  |  | #VALUE! | #VALUE! | #VALUE! | #VALUE! | #VALUE! | #VALUE! | #VALUE! | #VALUE! |  |  |  |  | #VALUE! | #VALUE! | #VALUE! |  |  | #VALUE! | #VALUE! | #VALUE! | #VALUE! | #VALUE! | #VALUE! | #VALUE! | #VALUE! |  |  |  |  | #VALUE! | #VALUE! | #VALUE! |  |  | #VALUE! | #VALUE! | #VALUE! | #VALUE! | #VALUE! | #VALUE! | #VALUE! | #VALUE! |  |  |  |  | #VALUE! | #VALUE! | #VALUE! |  |  | #VALUE! | #VALUE! | #VALUE! | #VALUE! | #VALUE! | #VALUE! | #VALUE! | #VALUE! |  |  | #VALUE! | #VALUE! | #VALUE! | #VALUE! | #VALUE! |  |  | #VALUE! | #VALUE! | #VALUE! | #VALUE! | #VALUE! | #VALUE! | #VALUE! | #VALUE! |  |  | #VALUE! | #VALUE! | #VALUE! | #VALUE! | #VALUE! |  |  | #VALUE! | #VALUE! | #VALUE! | #VALUE! | #VALUE! | #VALUE! | #VALUE! | #VALUE! | 0 | #REF! | #VALUE! | #VALUE! | #VALUE! | #VALUE! | #VALUE! | #VALUE! | #VALUE! | 0
|  |  |  | 0 | 51 | 0 |  |  | 1 | 1.0842e-19 | 0 | 1.0669e-18 | 1.0669e-18 | 1.0669e-18 | 0 | 0 |  |  |  |  | #VALUE! | #VALUE! | #VALUE! |  |  | #VALUE! | #VALUE! | #VALUE! | #VALUE! | #VALUE! | #VALUE! | #VALUE! | #VALUE! |  |  |  |  | #VALUE! | #VALUE! | #VALUE! |  |  | #VALUE! | #VALUE! | #VALUE! | #VALUE! | #VALUE! | #VALUE! | #VALUE! | #VALUE! |  |  |  |  | #VALUE! | #VALUE! | #VALUE! |  |  | #VALUE! | #VALUE! | #VALUE! | #VALUE! | #VALUE! | #VALUE! | #VALUE! | #VALUE! |  |  |  |  | #VALUE! | #VALUE! | #VALUE! |  |  | #VALUE! | #VALUE! | #VALUE! | #VALUE! | #VALUE! | #VALUE! | #VALUE! | #VALUE! |  |  |  |  | #VALUE! | #VALUE! | #VALUE! |  |  | #VALUE! | #VALUE! | #VALUE! | #VALUE! | #VALUE! | #VALUE! | #VALUE! | #VALUE! |  |  | #VALUE! | #VALUE! | #VALUE! | #VALUE! | #VALUE! |  |  | #VALUE! | #VALUE! | #VALUE! | #VALUE! | #VALUE! | #VALUE! | #VALUE! | #VALUE! |  |  | #VALUE! | #VALUE! | #VALUE! | #VALUE! | #VALUE! |  |  | #VALUE! | #VALUE! | #VALUE! | #VALUE! | #VALUE! | #VALUE! | #VALUE! | #VALUE! | 0 | #REF! | #VALUE! | #VALUE! | #VALUE! | #VALUE! | #VALUE! | #VALUE! | #VALUE! | 0
|  |  |  | 0 | 51 | 0 |  |  | 1 | 1.0842e-19 | 0 | 1.0669e-18 | 1.0669e-18 | 1.0669e-18 | 0 | 0 |  |  |  |  | #VALUE! | #VALUE! | #VALUE! |  |  | #VALUE! | #VALUE! | #VALUE! | #VALUE! | #VALUE! | #VALUE! | #VALUE! | #VALUE! |  |  |  |  | #VALUE! | #VALUE! | #VALUE! |  |  | #VALUE! | #VALUE! | #VALUE! | #VALUE! | #VALUE! | #VALUE! | #VALUE! | #VALUE! |  |  |  |  | #VALUE! | #VALUE! | #VALUE! |  |  | #VALUE! | #VALUE! | #VALUE! | #VALUE! | #VALUE! | #VALUE! | #VALUE! | #VALUE! |  |  |  |  | #VALUE! | #VALUE! | #VALUE! |  |  | #VALUE! | #VALUE! | #VALUE! | #VALUE! | #VALUE! | #VALUE! | #VALUE! | #VALUE! |  |  |  |  | #VALUE! | #VALUE! | #VALUE! |  |  | #VALUE! | #VALUE! | #VALUE! | #VALUE! | #VALUE! | #VALUE! | #VALUE! | #VALUE! |  |  | #VALUE! | #VALUE! | #VALUE! | #VALUE! | #VALUE! |  |  | #VALUE! | #VALUE! | #VALUE! | #VALUE! | #VALUE! | #VALUE! | #VALUE! | #VALUE! |  |  | #VALUE! | #VALUE! | #VALUE! | #VALUE! | #VALUE! |  |  | #VALUE! | #VALUE! | #VALUE! | #VALUE! | #VALUE! | #VALUE! | #VALUE! | #VALUE! | 0 | #REF! | #VALUE! | #VALUE! | #VALUE! | #VALUE! | #VALUE! | #VALUE! | #VALUE! | 0
|  |  |  | 0 | 51 | 0 |  |  | 1 | 1.0842e-19 | 0 | 1.0669e-18 | 1.0669e-18 | 1.0669e-18 | 0 | 0 |  |  |  |  | #VALUE! | #VALUE! | #VALUE! |  |  | #VALUE! | #VALUE! | #VALUE! | #VALUE! | #VALUE! | #VALUE! | #VALUE! | #VALUE! |  |  |  |  | #VALUE! | #VALUE! | #VALUE! |  |  | #VALUE! | #VALUE! | #VALUE! | #VALUE! | #VALUE! | #VALUE! | #VALUE! | #VALUE! |  |  |  |  | #VALUE! | #VALUE! | #VALUE! |  |  | #VALUE! | #VALUE! | #VALUE! | #VALUE! | #VALUE! | #VALUE! | #VALUE! | #VALUE! |  |  |  |  | #VALUE! | #VALUE! | #VALUE! |  |  | #VALUE! | #VALUE! | #VALUE! | #VALUE! | #VALUE! | #VALUE! | #VALUE! | #VALUE! |  |  |  |  | #VALUE! | #VALUE! | #VALUE! |  |  | #VALUE! | #VALUE! | #VALUE! | #VALUE! | #VALUE! | #VALUE! | #VALUE! | #VALUE! |  |  | #VALUE! | #VALUE! | #VALUE! | #VALUE! | #VALUE! |  |  | #VALUE! | #VALUE! | #VALUE! | #VALUE! | #VALUE! | #VALUE! | #VALUE! | #VALUE! |  |  | #VALUE! | #VALUE! | #VALUE! | #VALUE! | #VALUE! |  |  | #VALUE! | #VALUE! | #VALUE! | #VALUE! | #VALUE! | #VALUE! | #VALUE! | #VALUE! | 0 | #REF! | #VALUE! | #VALUE! | #VALUE! | #VALUE! | #VALUE! | #VALUE! | #VALUE! | 0
|  |  |  | 0 | 51 | 0 |  |  | 1 | 1.0842e-19 | 0 | 1.0669e-18 | 1.0669e-18 | 1.0669e-18 | 0 | 0 |  |  |  |  | #VALUE! | #VALUE! | #VALUE! |  |  | #VALUE! | #VALUE! | #VALUE! | #VALUE! | #VALUE! | #VALUE! | #VALUE! | #VALUE! |  |  |  |  | #VALUE! | #VALUE! | #VALUE! |  |  | #VALUE! | #VALUE! | #VALUE! | #VALUE! | #VALUE! | #VALUE! | #VALUE! | #VALUE! |  |  |  |  | #VALUE! | #VALUE! | #VALUE! |  |  | #VALUE! | #VALUE! | #VALUE! | #VALUE! | #VALUE! | #VALUE! | #VALUE! | #VALUE! |  |  |  |  | #VALUE! | #VALUE! | #VALUE! |  |  | #VALUE! | #VALUE! | #VALUE! | #VALUE! | #VALUE! | #VALUE! | #VALUE! | #VALUE! |  |  |  |  | #VALUE! | #VALUE! | #VALUE! |  |  | #VALUE! | #VALUE! | #VALUE! | #VALUE! | #VALUE! | #VALUE! | #VALUE! | #VALUE! |  |  | #VALUE! | #VALUE! | #VALUE! | #VALUE! | #VALUE! |  |  | #VALUE! | #VALUE! | #VALUE! | #VALUE! | #VALUE! | #VALUE! | #VALUE! | #VALUE! |  |  | #VALUE! | #VALUE! | #VALUE! | #VALUE! | #VALUE! |  |  | #VALUE! | #VALUE! | #VALUE! | #VALUE! | #VALUE! | #VALUE! | #VALUE! | #VALUE! | 0 | #REF! | #VALUE! | #VALUE! | #VALUE! | #VALUE! | #VALUE! | #VALUE! | #VALUE! | 0
|  |  |  | 0 | 51 | 0 |  |  | 1 | 1.0842e-19 | 0 | 1.0669e-18 | 1.0669e-18 | 1.0669e-18 | 0 | 0 |  |  |  |  | #VALUE! | #VALUE! | #VALUE! |  |  | #VALUE! | #VALUE! | #VALUE! | #VALUE! | #VALUE! | #VALUE! | #VALUE! | #VALUE! |  |  |  |  | #VALUE! | #VALUE! | #VALUE! |  |  | #VALUE! | #VALUE! | #VALUE! | #VALUE! | #VALUE! | #VALUE! | #VALUE! | #VALUE! |  |  |  |  | #VALUE! | #VALUE! | #VALUE! |  |  | #VALUE! | #VALUE! | #VALUE! | #VALUE! | #VALUE! | #VALUE! | #VALUE! | #VALUE! |  |  |  |  | #VALUE! | #VALUE! | #VALUE! |  |  | #VALUE! | #VALUE! | #VALUE! | #VALUE! | #VALUE! | #VALUE! | #VALUE! | #VALUE! |  |  |  |  | #VALUE! | #VALUE! | #VALUE! |  |  | #VALUE! | #VALUE! | #VALUE! | #VALUE! | #VALUE! | #VALUE! | #VALUE! | #VALUE! |  |  | #VALUE! | #VALUE! | #VALUE! | #VALUE! | #VALUE! |  |  | #VALUE! | #VALUE! | #VALUE! | #VALUE! | #VALUE! | #VALUE! | #VALUE! | #VALUE! |  |  | #VALUE! | #VALUE! | #VALUE! | #VALUE! | #VALUE! |  |  | #VALUE! | #VALUE! | #VALUE! | #VALUE! | #VALUE! | #VALUE! | #VALUE! | #VALUE! | 0 | #REF! | #VALUE! | #VALUE! | #VALUE! | #VALUE! | #VALUE! | #VALUE! | #VALUE! | 0
|  |  |  | 0 | 51 | 0 |  |  | 1 | 1.0842e-19 | 0 | 1.0669e-18 | 1.0669e-18 | 1.0669e-18 | 0 | 0 |  |  |  |  | #VALUE! | #VALUE! | #VALUE! |  |  | #VALUE! | #VALUE! | #VALUE! | #VALUE! | #VALUE! | #VALUE! | #VALUE! | #VALUE! |  |  |  |  | #VALUE! | #VALUE! | #VALUE! |  |  | #VALUE! | #VALUE! | #VALUE! | #VALUE! | #VALUE! | #VALUE! | #VALUE! | #VALUE! |  |  |  |  | #VALUE! | #VALUE! | #VALUE! |  |  | #VALUE! | #VALUE! | #VALUE! | #VALUE! | #VALUE! | #VALUE! | #VALUE! | #VALUE! |  |  |  |  | #VALUE! | #VALUE! | #VALUE! |  |  | #VALUE! | #VALUE! | #VALUE! | #VALUE! | #VALUE! | #VALUE! | #VALUE! | #VALUE! |  |  |  |  | #VALUE! | #VALUE! | #VALUE! |  |  | #VALUE! | #VALUE! | #VALUE! | #VALUE! | #VALUE! | #VALUE! | #VALUE! | #VALUE! |  |  | #VALUE! | #VALUE! | #VALUE! | #VALUE! | #VALUE! |  |  | #VALUE! | #VALUE! | #VALUE! | #VALUE! | #VALUE! | #VALUE! | #VALUE! | #VALUE! |  |  | #VALUE! | #VALUE! | #VALUE! | #VALUE! | #VALUE! |  |  | #VALUE! | #VALUE! | #VALUE! | #VALUE! | #VALUE! | #VALUE! | #VALUE! | #VALUE! | 0 | #REF! | #VALUE! | #VALUE! | #VALUE! | #VALUE! | #VALUE! | #VALUE! | #VALUE! | 0
|  |  |  | 0 | 51 | 0 |  |  | 1 | 1.0842e-19 | 0 | 1.0669e-18 | 1.0669e-18 | 1.0669e-18 | 0 | 0 |  |  |  |  | #VALUE! | #VALUE! | #VALUE! |  |  | #VALUE! | #VALUE! | #VALUE! | #VALUE! | #VALUE! | #VALUE! | #VALUE! | #VALUE! |  |  |  |  | #VALUE! | #VALUE! | #VALUE! |  |  | #VALUE! | #VALUE! | #VALUE! | #VALUE! | #VALUE! | #VALUE! | #VALUE! | #VALUE! |  |  |  |  | #VALUE! | #VALUE! | #VALUE! |  |  | #VALUE! | #VALUE! | #VALUE! | #VALUE! | #VALUE! | #VALUE! | #VALUE! | #VALUE! |  |  |  |  | #VALUE! | #VALUE! | #VALUE! |  |  | #VALUE! | #VALUE! | #VALUE! | #VALUE! | #VALUE! | #VALUE! | #VALUE! | #VALUE! |  |  |  |  | #VALUE! | #VALUE! | #VALUE! |  |  | #VALUE! | #VALUE! | #VALUE! | #VALUE! | #VALUE! | #VALUE! | #VALUE! | #VALUE! |  |  | #VALUE! | #VALUE! | #VALUE! | #VALUE! | #VALUE! |  |  | #VALUE! | #VALUE! | #VALUE! | #VALUE! | #VALUE! | #VALUE! | #VALUE! | #VALUE! |  |  | #VALUE! | #VALUE! | #VALUE! | #VALUE! | #VALUE! |  |  | #VALUE! | #VALUE! | #VALUE! | #VALUE! | #VALUE! | #VALUE! | #VALUE! | #VALUE! | 0 | #REF! | #VALUE! | #VALUE! | #VALUE! | #VALUE! | #VALUE! | #VALUE! | #VALUE! | 0
|  |  |  | 0 | 51 | 0 |  |  | 1 | 1.0842e-19 | 0 | 1.0669e-18 | 1.0669e-18 | 1.0669e-18 | 0 | 0 |  |  |  |  | #VALUE! | #VALUE! | #VALUE! |  |  | #VALUE! | #VALUE! | #VALUE! | #VALUE! | #VALUE! | #VALUE! | #VALUE! | #VALUE! |  |  |  |  | #VALUE! | #VALUE! | #VALUE! |  |  | #VALUE! | #VALUE! | #VALUE! | #VALUE! | #VALUE! | #VALUE! | #VALUE! | #VALUE! |  |  |  |  | #VALUE! | #VALUE! | #VALUE! |  |  | #VALUE! | #VALUE! | #VALUE! | #VALUE! | #VALUE! | #VALUE! | #VALUE! | #VALUE! |  |  |  |  | #VALUE! | #VALUE! | #VALUE! |  |  | #VALUE! | #VALUE! | #VALUE! | #VALUE! | #VALUE! | #VALUE! | #VALUE! | #VALUE! |  |  |  |  | #VALUE! | #VALUE! | #VALUE! |  |  | #VALUE! | #VALUE! | #VALUE! | #VALUE! | #VALUE! | #VALUE! | #VALUE! | #VALUE! |  |  | #VALUE! | #VALUE! | #VALUE! | #VALUE! | #VALUE! |  |  | #VALUE! | #VALUE! | #VALUE! | #VALUE! | #VALUE! | #VALUE! | #VALUE! | #VALUE! |  |  | #VALUE! | #VALUE! | #VALUE! | #VALUE! | #VALUE! |  |  | #VALUE! | #VALUE! | #VALUE! | #VALUE! | #VALUE! | #VALUE! | #VALUE! | #VALUE! | 0 | #REF! | #VALUE! | #VALUE! | #VALUE! | #VALUE! | #VALUE! | #VALUE! | #VALUE! | 0
|  |  |  | 0 | 51 | 0 |  |  | 1 | 1.0842e-19 | 0 | 1.0669e-18 | 1.0669e-18 | 1.0669e-18 | 0 | 0 |  |  |  |  | #VALUE! | #VALUE! | #VALUE! |  |  | #VALUE! | #VALUE! | #VALUE! | #VALUE! | #VALUE! | #VALUE! | #VALUE! | #VALUE! |  |  |  |  | #VALUE! | #VALUE! | #VALUE! |  |  | #VALUE! | #VALUE! | #VALUE! | #VALUE! | #VALUE! | #VALUE! | #VALUE! | #VALUE! |  |  |  |  | #VALUE! | #VALUE! | #VALUE! |  |  | #VALUE! | #VALUE! | #VALUE! | #VALUE! | #VALUE! | #VALUE! | #VALUE! | #VALUE! |  |  |  |  | #VALUE! | #VALUE! | #VALUE! |  |  | #VALUE! | #VALUE! | #VALUE! | #VALUE! | #VALUE! | #VALUE! | #VALUE! | #VALUE! |  |  |  |  | #VALUE! | #VALUE! | #VALUE! |  |  | #VALUE! | #VALUE! | #VALUE! | #VALUE! | #VALUE! | #VALUE! | #VALUE! | #VALUE! |  |  | #VALUE! | #VALUE! | #VALUE! | #VALUE! | #VALUE! |  |  | #VALUE! | #VALUE! | #VALUE! | #VALUE! | #VALUE! | #VALUE! | #VALUE! | #VALUE! |  |  | #VALUE! | #VALUE! | #VALUE! | #VALUE! | #VALUE! |  |  | #VALUE! | #VALUE! | #VALUE! | #VALUE! | #VALUE! | #VALUE! | #VALUE! | #VALUE! | 0 | #REF! | #VALUE! | #VALUE! | #VALUE! | #VALUE! | #VALUE! | #VALUE! | #VALUE! | 0
|  |  |  | 0 | 51 | 0 |  |  | 1 | 1.0842e-19 | 0 | 1.0669e-18 | 1.0669e-18 | 1.0669e-18 | 0 | 0 |  |  |  |  | #VALUE! | #VALUE! | #VALUE! |  |  | #VALUE! | #VALUE! | #VALUE! | #VALUE! | #VALUE! | #VALUE! | #VALUE! | #VALUE! |  |  |  |  | #VALUE! | #VALUE! | #VALUE! |  |  | #VALUE! | #VALUE! | #VALUE! | #VALUE! | #VALUE! | #VALUE! | #VALUE! | #VALUE! |  |  |  |  | #VALUE! | #VALUE! | #VALUE! |  |  | #VALUE! | #VALUE! | #VALUE! | #VALUE! | #VALUE! | #VALUE! | #VALUE! | #VALUE! |  |  |  |  | #VALUE! | #VALUE! | #VALUE! |  |  | #VALUE! | #VALUE! | #VALUE! | #VALUE! | #VALUE! | #VALUE! | #VALUE! | #VALUE! |  |  |  |  | #VALUE! | #VALUE! | #VALUE! |  |  | #VALUE! | #VALUE! | #VALUE! | #VALUE! | #VALUE! | #VALUE! | #VALUE! | #VALUE! |  |  | #VALUE! | #VALUE! | #VALUE! | #VALUE! | #VALUE! |  |  | #VALUE! | #VALUE! | #VALUE! | #VALUE! | #VALUE! | #VALUE! | #VALUE! | #VALUE! |  |  | #VALUE! | #VALUE! | #VALUE! | #VALUE! | #VALUE! |  |  | #VALUE! | #VALUE! | #VALUE! | #VALUE! | #VALUE! | #VALUE! | #VALUE! | #VALUE! | 0 | #REF! | #VALUE! | #VALUE! | #VALUE! | #VALUE! | #VALUE! | #VALUE! | #VALUE! | 0
|  |  |  | 0 | 51 | 0 |  |  | 1 | 1.0842e-19 | 0 | 1.0669e-18 | 1.0669e-18 | 1.0669e-18 | 0 | 0 |  |  |  |  | #VALUE! | #VALUE! | #VALUE! |  |  | #VALUE! | #VALUE! | #VALUE! | #VALUE! | #VALUE! | #VALUE! | #VALUE! | #VALUE! |  |  |  |  | #VALUE! | #VALUE! | #VALUE! |  |  | #VALUE! | #VALUE! | #VALUE! | #VALUE! | #VALUE! | #VALUE! | #VALUE! | #VALUE! |  |  |  |  | #VALUE! | #VALUE! | #VALUE! |  |  | #VALUE! | #VALUE! | #VALUE! | #VALUE! | #VALUE! | #VALUE! | #VALUE! | #VALUE! |  |  |  |  | #VALUE! | #VALUE! | #VALUE! |  |  | #VALUE! | #VALUE! | #VALUE! | #VALUE! | #VALUE! | #VALUE! | #VALUE! | #VALUE! |  |  |  |  | #VALUE! | #VALUE! | #VALUE! |  |  | #VALUE! | #VALUE! | #VALUE! | #VALUE! | #VALUE! | #VALUE! | #VALUE! | #VALUE! |  |  | #VALUE! | #VALUE! | #VALUE! | #VALUE! | #VALUE! |  |  | #VALUE! | #VALUE! | #VALUE! | #VALUE! | #VALUE! | #VALUE! | #VALUE! | #VALUE! |  |  | #VALUE! | #VALUE! | #VALUE! | #VALUE! | #VALUE! |  |  | #VALUE! | #VALUE! | #VALUE! | #VALUE! | #VALUE! | #VALUE! | #VALUE! | #VALUE! | 0 | #REF! | #VALUE! | #VALUE! | #VALUE! | #VALUE! | #VALUE! | #VALUE! | #VALUE! | 0
|  |  |  | 0 | 51 | 0 |  |  | 1 | 1.0842e-19 | 0 | 1.0669e-18 | 1.0669e-18 | 1.0669e-18 | 0 | 0 |  |  |  |  | #VALUE! | #VALUE! | #VALUE! |  |  | #VALUE! | #VALUE! | #VALUE! | #VALUE! | #VALUE! | #VALUE! | #VALUE! | #VALUE! |  |  |  |  | #VALUE! | #VALUE! | #VALUE! |  |  | #VALUE! | #VALUE! | #VALUE! | #VALUE! | #VALUE! | #VALUE! | #VALUE! | #VALUE! |  |  |  |  | #VALUE! | #VALUE! | #VALUE! |  |  | #VALUE! | #VALUE! | #VALUE! | #VALUE! | #VALUE! | #VALUE! | #VALUE! | #VALUE! |  |  |  |  | #VALUE! | #VALUE! | #VALUE! |  |  | #VALUE! | #VALUE! | #VALUE! | #VALUE! | #VALUE! | #VALUE! | #VALUE! | #VALUE! |  |  |  |  | #VALUE! | #VALUE! | #VALUE! |  |  | #VALUE! | #VALUE! | #VALUE! | #VALUE! | #VALUE! | #VALUE! | #VALUE! | #VALUE! |  |  | #VALUE! | #VALUE! | #VALUE! | #VALUE! | #VALUE! |  |  | #VALUE! | #VALUE! | #VALUE! | #VALUE! | #VALUE! | #VALUE! | #VALUE! | #VALUE! |  |  | #VALUE! | #VALUE! | #VALUE! | #VALUE! | #VALUE! |  |  | #VALUE! | #VALUE! | #VALUE! | #VALUE! | #VALUE! | #VALUE! | #VALUE! | #VALUE! | 0 | #REF! | #VALUE! | #VALUE! | #VALUE! | #VALUE! | #VALUE! | #VALUE! | #VALUE! | 0
|  |  |  | 0 | 51 | 0 |  |  | 1 | 1.0842e-19 | 0 | 1.0669e-18 | 1.0669e-18 | 1.0669e-18 | 0 | 0 |  |  |  |  | #VALUE! | #VALUE! | #VALUE! |  |  | #VALUE! | #VALUE! | #VALUE! | #VALUE! | #VALUE! | #VALUE! | #VALUE! | #VALUE! |  |  |  |  | #VALUE! | #VALUE! | #VALUE! |  |  | #VALUE! | #VALUE! | #VALUE! | #VALUE! | #VALUE! | #VALUE! | #VALUE! | #VALUE! |  |  |  |  | #VALUE! | #VALUE! | #VALUE! |  |  | #VALUE! | #VALUE! | #VALUE! | #VALUE! | #VALUE! | #VALUE! | #VALUE! | #VALUE! |  |  |  |  | #VALUE! | #VALUE! | #VALUE! |  |  | #VALUE! | #VALUE! | #VALUE! | #VALUE! | #VALUE! | #VALUE! | #VALUE! | #VALUE! |  |  |  |  | #VALUE! | #VALUE! | #VALUE! |  |  | #VALUE! | #VALUE! | #VALUE! | #VALUE! | #VALUE! | #VALUE! | #VALUE! | #VALUE! |  |  | #VALUE! | #VALUE! | #VALUE! | #VALUE! | #VALUE! |  |  | #VALUE! | #VALUE! | #VALUE! | #VALUE! | #VALUE! | #VALUE! | #VALUE! | #VALUE! |  |  | #VALUE! | #VALUE! | #VALUE! | #VALUE! | #VALUE! |  |  | #VALUE! | #VALUE! | #VALUE! | #VALUE! | #VALUE! | #VALUE! | #VALUE! | #VALUE! | 0 | #REF! | #VALUE! | #VALUE! | #VALUE! | #VALUE! | #VALUE! | #VALUE! | #VALUE! | 0
|  |  |  | 0 | 51 | 0 |  |  | 1 | 1.0842e-19 | 0 | 1.0669e-18 | 1.0669e-18 | 1.0669e-18 | 0 | 0 |  |  |  |  | #VALUE! | #VALUE! | #VALUE! |  |  | #VALUE! | #VALUE! | #VALUE! | #VALUE! | #VALUE! | #VALUE! | #VALUE! | #VALUE! |  |  |  |  | #VALUE! | #VALUE! | #VALUE! |  |  | #VALUE! | #VALUE! | #VALUE! | #VALUE! | #VALUE! | #VALUE! | #VALUE! | #VALUE! |  |  |  |  | #VALUE! | #VALUE! | #VALUE! |  |  | #VALUE! | #VALUE! | #VALUE! | #VALUE! | #VALUE! | #VALUE! | #VALUE! | #VALUE! |  |  |  |  | #VALUE! | #VALUE! | #VALUE! |  |  | #VALUE! | #VALUE! | #VALUE! | #VALUE! | #VALUE! | #VALUE! | #VALUE! | #VALUE! |  |  |  |  | #VALUE! | #VALUE! | #VALUE! |  |  | #VALUE! | #VALUE! | #VALUE! | #VALUE! | #VALUE! | #VALUE! | #VALUE! | #VALUE! |  |  | #VALUE! | #VALUE! | #VALUE! | #VALUE! | #VALUE! |  |  | #VALUE! | #VALUE! | #VALUE! | #VALUE! | #VALUE! | #VALUE! | #VALUE! | #VALUE! |  |  | #VALUE! | #VALUE! | #VALUE! | #VALUE! | #VALUE! |  |  | #VALUE! | #VALUE! | #VALUE! | #VALUE! | #VALUE! | #VALUE! | #VALUE! | #VALUE! | 0 | #REF! | #VALUE! | #VALUE! | #VALUE! | #VALUE! | #VALUE! | #VALUE! | #VALUE! | 0
|  |  |  | 0 | 51 | 0 |  |  | 1 | 1.0842e-19 | 0 | 1.0669e-18 | 1.0669e-18 | 1.0669e-18 | 0 | 0 |  |  |  |  | #VALUE! | #VALUE! | #VALUE! |  |  | #VALUE! | #VALUE! | #VALUE! | #VALUE! | #VALUE! | #VALUE! | #VALUE! | #VALUE! |  |  |  |  | #VALUE! | #VALUE! | #VALUE! |  |  | #VALUE! | #VALUE! | #VALUE! | #VALUE! | #VALUE! | #VALUE! | #VALUE! | #VALUE! |  |  |  |  | #VALUE! | #VALUE! | #VALUE! |  |  | #VALUE! | #VALUE! | #VALUE! | #VALUE! | #VALUE! | #VALUE! | #VALUE! | #VALUE! |  |  |  |  | #VALUE! | #VALUE! | #VALUE! |  |  | #VALUE! | #VALUE! | #VALUE! | #VALUE! | #VALUE! | #VALUE! | #VALUE! | #VALUE! |  |  |  |  | #VALUE! | #VALUE! | #VALUE! |  |  | #VALUE! | #VALUE! | #VALUE! | #VALUE! | #VALUE! | #VALUE! | #VALUE! | #VALUE! |  |  | #VALUE! | #VALUE! | #VALUE! | #VALUE! | #VALUE! |  |  | #VALUE! | #VALUE! | #VALUE! | #VALUE! | #VALUE! | #VALUE! | #VALUE! | #VALUE! |  |  | #VALUE! | #VALUE! | #VALUE! | #VALUE! | #VALUE! |  |  | #VALUE! | #VALUE! | #VALUE! | #VALUE! | #VALUE! | #VALUE! | #VALUE! | #VALUE! | 0 | #REF! | #VALUE! | #VALUE! | #VALUE! | #VALUE! | #VALUE! | #VALUE! | #VALUE! | 0
|  |  |  | 0 | 51 | 0 |  |  | 1 | 1.0842e-19 | 0 | 1.0669e-18 | 1.0669e-18 | 1.0669e-18 | 0 | 0 |  |  |  |  | #VALUE! | #VALUE! | #VALUE! |  |  | #VALUE! | #VALUE! | #VALUE! | #VALUE! | #VALUE! | #VALUE! | #VALUE! | #VALUE! |  |  |  |  | #VALUE! | #VALUE! | #VALUE! |  |  | #VALUE! | #VALUE! | #VALUE! | #VALUE! | #VALUE! | #VALUE! | #VALUE! | #VALUE! |  |  |  |  | #VALUE! | #VALUE! | #VALUE! |  |  | #VALUE! | #VALUE! | #VALUE! | #VALUE! | #VALUE! | #VALUE! | #VALUE! | #VALUE! |  |  |  |  | #VALUE! | #VALUE! | #VALUE! |  |  | #VALUE! | #VALUE! | #VALUE! | #VALUE! | #VALUE! | #VALUE! | #VALUE! | #VALUE! |  |  |  |  | #VALUE! | #VALUE! | #VALUE! |  |  | #VALUE! | #VALUE! | #VALUE! | #VALUE! | #VALUE! | #VALUE! | #VALUE! | #VALUE! |  |  | #VALUE! | #VALUE! | #VALUE! | #VALUE! | #VALUE! |  |  | #VALUE! | #VALUE! | #VALUE! | #VALUE! | #VALUE! | #VALUE! | #VALUE! | #VALUE! |  |  | #VALUE! | #VALUE! | #VALUE! | #VALUE! | #VALUE! |  |  | #VALUE! | #VALUE! | #VALUE! | #VALUE! | #VALUE! | #VALUE! | #VALUE! | #VALUE! | 0 | #REF! | #VALUE! | #VALUE! | #VALUE! | #VALUE! | #VALUE! | #VALUE! | #VALUE! | 0
|  |  |  | 0 | 51 | 0 |  |  | 1 | 1.0842e-19 | 0 | 1.0669e-18 | 1.0669e-18 | 1.0669e-18 | 0 | 0 |  |  |  |  | #VALUE! | #VALUE! | #VALUE! |  |  | #VALUE! | #VALUE! | #VALUE! | #VALUE! | #VALUE! | #VALUE! | #VALUE! | #VALUE! |  |  |  |  | #VALUE! | #VALUE! | #VALUE! |  |  | #VALUE! | #VALUE! | #VALUE! | #VALUE! | #VALUE! | #VALUE! | #VALUE! | #VALUE! |  |  |  |  | #VALUE! | #VALUE! | #VALUE! |  |  | #VALUE! | #VALUE! | #VALUE! | #VALUE! | #VALUE! | #VALUE! | #VALUE! | #VALUE! |  |  |  |  | #VALUE! | #VALUE! | #VALUE! |  |  | #VALUE! | #VALUE! | #VALUE! | #VALUE! | #VALUE! | #VALUE! | #VALUE! | #VALUE! |  |  |  |  | #VALUE! | #VALUE! | #VALUE! |  |  | #VALUE! | #VALUE! | #VALUE! | #VALUE! | #VALUE! | #VALUE! | #VALUE! | #VALUE! |  |  | #VALUE! | #VALUE! | #VALUE! | #VALUE! | #VALUE! |  |  | #VALUE! | #VALUE! | #VALUE! | #VALUE! | #VALUE! | #VALUE! | #VALUE! | #VALUE! |  |  | #VALUE! | #VALUE! | #VALUE! | #VALUE! | #VALUE! |  |  | #VALUE! | #VALUE! | #VALUE! | #VALUE! | #VALUE! | #VALUE! | #VALUE! | #VALUE! | 0 | #REF! | #VALUE! | #VALUE! | #VALUE! | #VALUE! | #VALUE! | #VALUE! | #VALUE! | 0
|  |  |  | 0 | 51 | 0 |  |  | 1 | 1.0842e-19 | 0 | 1.0669e-18 | 1.0669e-18 | 1.0669e-18 | 0 | 0 |  |  |  |  | #VALUE! | #VALUE! | #VALUE! |  |  | #VALUE! | #VALUE! | #VALUE! | #VALUE! | #VALUE! | #VALUE! | #VALUE! | #VALUE! |  |  |  |  | #VALUE! | #VALUE! | #VALUE! |  |  | #VALUE! | #VALUE! | #VALUE! | #VALUE! | #VALUE! | #VALUE! | #VALUE! | #VALUE! |  |  |  |  | #VALUE! | #VALUE! | #VALUE! |  |  | #VALUE! | #VALUE! | #VALUE! | #VALUE! | #VALUE! | #VALUE! | #VALUE! | #VALUE! |  |  |  |  | #VALUE! | #VALUE! | #VALUE! |  |  | #VALUE! | #VALUE! | #VALUE! | #VALUE! | #VALUE! | #VALUE! | #VALUE! | #VALUE! |  |  |  |  | #VALUE! | #VALUE! | #VALUE! |  |  | #VALUE! | #VALUE! | #VALUE! | #VALUE! | #VALUE! | #VALUE! | #VALUE! | #VALUE! |  |  | #VALUE! | #VALUE! | #VALUE! | #VALUE! | #VALUE! |  |  | #VALUE! | #VALUE! | #VALUE! | #VALUE! | #VALUE! | #VALUE! | #VALUE! | #VALUE! |  |  | #VALUE! | #VALUE! | #VALUE! | #VALUE! | #VALUE! |  |  | #VALUE! | #VALUE! | #VALUE! | #VALUE! | #VALUE! | #VALUE! | #VALUE! | #VALUE! | 0 | #REF! | #VALUE! | #VALUE! | #VALUE! | #VALUE! | #VALUE! | #VALUE! | #VALUE! | 0
|  |  |  | 0 | 51 | 0 |  |  | 1 | 1.0842e-19 | 0 | 1.0669e-18 | 1.0669e-18 | 1.0669e-18 | 0 | 0 |  |  |  |  | #VALUE! | #VALUE! | #VALUE! |  |  | #VALUE! | #VALUE! | #VALUE! | #VALUE! | #VALUE! | #VALUE! | #VALUE! | #VALUE! |  |  |  |  | #VALUE! | #VALUE! | #VALUE! |  |  | #VALUE! | #VALUE! | #VALUE! | #VALUE! | #VALUE! | #VALUE! | #VALUE! | #VALUE! |  |  |  |  | #VALUE! | #VALUE! | #VALUE! |  |  | #VALUE! | #VALUE! | #VALUE! | #VALUE! | #VALUE! | #VALUE! | #VALUE! | #VALUE! |  |  |  |  | #VALUE! | #VALUE! | #VALUE! |  |  | #VALUE! | #VALUE! | #VALUE! | #VALUE! | #VALUE! | #VALUE! | #VALUE! | #VALUE! |  |  |  |  | #VALUE! | #VALUE! | #VALUE! |  |  | #VALUE! | #VALUE! | #VALUE! | #VALUE! | #VALUE! | #VALUE! | #VALUE! | #VALUE! |  |  | #VALUE! | #VALUE! | #VALUE! | #VALUE! | #VALUE! |  |  | #VALUE! | #VALUE! | #VALUE! | #VALUE! | #VALUE! | #VALUE! | #VALUE! | #VALUE! |  |  | #VALUE! | #VALUE! | #VALUE! | #VALUE! | #VALUE! |  |  | #VALUE! | #VALUE! | #VALUE! | #VALUE! | #VALUE! | #VALUE! | #VALUE! | #VALUE! | 0 | #REF! | #VALUE! | #VALUE! | #VALUE! | #VALUE! | #VALUE! | #VALUE! | #VALUE! | 0
|  |  |  | 0 | 51 | 0 |  |  | 1 | 1.0842e-19 | 0 | 1.0669e-18 | 1.0669e-18 | 1.0669e-18 | 0 | 0 |  |  |  |  | #VALUE! | #VALUE! | #VALUE! |  |  | #VALUE! | #VALUE! | #VALUE! | #VALUE! | #VALUE! | #VALUE! | #VALUE! | #VALUE! |  |  |  |  | #VALUE! | #VALUE! | #VALUE! |  |  | #VALUE! | #VALUE! | #VALUE! | #VALUE! | #VALUE! | #VALUE! | #VALUE! | #VALUE! |  |  |  |  | #VALUE! | #VALUE! | #VALUE! |  |  | #VALUE! | #VALUE! | #VALUE! | #VALUE! | #VALUE! | #VALUE! | #VALUE! | #VALUE! |  |  |  |  | #VALUE! | #VALUE! | #VALUE! |  |  | #VALUE! | #VALUE! | #VALUE! | #VALUE! | #VALUE! | #VALUE! | #VALUE! | #VALUE! |  |  |  |  | #VALUE! | #VALUE! | #VALUE! |  |  | #VALUE! | #VALUE! | #VALUE! | #VALUE! | #VALUE! | #VALUE! | #VALUE! | #VALUE! |  |  | #VALUE! | #VALUE! | #VALUE! | #VALUE! | #VALUE! |  |  | #VALUE! | #VALUE! | #VALUE! | #VALUE! | #VALUE! | #VALUE! | #VALUE! | #VALUE! |  |  | #VALUE! | #VALUE! | #VALUE! | #VALUE! | #VALUE! |  |  | #VALUE! | #VALUE! | #VALUE! | #VALUE! | #VALUE! | #VALUE! | #VALUE! | #VALUE! | 0 | #REF! | #VALUE! | #VALUE! | #VALUE! | #VALUE! | #VALUE! | #VALUE! | #VALUE! | 0
|  |  |  | 0 | 51 | 0 |  |  | 1 | 1.0842e-19 | 0 | 1.0669e-18 | 1.0669e-18 | 1.0669e-18 | 0 | 0 |  |  |  |  | #VALUE! | #VALUE! | #VALUE! |  |  | #VALUE! | #VALUE! | #VALUE! | #VALUE! | #VALUE! | #VALUE! | #VALUE! | #VALUE! |  |  |  |  | #VALUE! | #VALUE! | #VALUE! |  |  | #VALUE! | #VALUE! | #VALUE! | #VALUE! | #VALUE! | #VALUE! | #VALUE! | #VALUE! |  |  |  |  | #VALUE! | #VALUE! | #VALUE! |  |  | #VALUE! | #VALUE! | #VALUE! | #VALUE! | #VALUE! | #VALUE! | #VALUE! | #VALUE! |  |  |  |  | #VALUE! | #VALUE! | #VALUE! |  |  | #VALUE! | #VALUE! | #VALUE! | #VALUE! | #VALUE! | #VALUE! | #VALUE! | #VALUE! |  |  |  |  | #VALUE! | #VALUE! | #VALUE! |  |  | #VALUE! | #VALUE! | #VALUE! | #VALUE! | #VALUE! | #VALUE! | #VALUE! | #VALUE! |  |  | #VALUE! | #VALUE! | #VALUE! | #VALUE! | #VALUE! |  |  | #VALUE! | #VALUE! | #VALUE! | #VALUE! | #VALUE! | #VALUE! | #VALUE! | #VALUE! |  |  | #VALUE! | #VALUE! | #VALUE! | #VALUE! | #VALUE! |  |  | #VALUE! | #VALUE! | #VALUE! | #VALUE! | #VALUE! | #VALUE! | #VALUE! | #VALUE! | 0 | #REF! | #VALUE! | #VALUE! | #VALUE! | #VALUE! | #VALUE! | #VALUE! | #VALUE! | 0
|  |  |  | 0 | 51 | 0 |  |  | 1 | 1.0842e-19 | 0 | 1.0669e-18 | 1.0669e-18 | 1.0669e-18 | 0 | 0 |  |  |  |  | #VALUE! | #VALUE! | #VALUE! |  |  | #VALUE! | #VALUE! | #VALUE! | #VALUE! | #VALUE! | #VALUE! | #VALUE! | #VALUE! |  |  |  |  | #VALUE! | #VALUE! | #VALUE! |  |  | #VALUE! | #VALUE! | #VALUE! | #VALUE! | #VALUE! | #VALUE! | #VALUE! | #VALUE! |  |  |  |  | #VALUE! | #VALUE! | #VALUE! |  |  | #VALUE! | #VALUE! | #VALUE! | #VALUE! | #VALUE! | #VALUE! | #VALUE! | #VALUE! |  |  |  |  | #VALUE! | #VALUE! | #VALUE! |  |  | #VALUE! | #VALUE! | #VALUE! | #VALUE! | #VALUE! | #VALUE! | #VALUE! | #VALUE! |  |  |  |  | #VALUE! | #VALUE! | #VALUE! |  |  | #VALUE! | #VALUE! | #VALUE! | #VALUE! | #VALUE! | #VALUE! | #VALUE! | #VALUE! |  |  | #VALUE! | #VALUE! | #VALUE! | #VALUE! | #VALUE! |  |  | #VALUE! | #VALUE! | #VALUE! | #VALUE! | #VALUE! | #VALUE! | #VALUE! | #VALUE! |  |  | #VALUE! | #VALUE! | #VALUE! | #VALUE! | #VALUE! |  |  | #VALUE! | #VALUE! | #VALUE! | #VALUE! | #VALUE! | #VALUE! | #VALUE! | #VALUE! | 0 | #REF! | #VALUE! | #VALUE! | #VALUE! | #VALUE! | #VALUE! | #VALUE! | #VALUE! | 0
|  |  |  | 0 | 51 | 0 |  |  | 1 | 1.0842e-19 | 0 | 1.0669e-18 | 1.0669e-18 | 1.0669e-18 | 0 | 0 |  |  |  |  | #VALUE! | #VALUE! | #VALUE! |  |  | #VALUE! | #VALUE! | #VALUE! | #VALUE! | #VALUE! | #VALUE! | #VALUE! | #VALUE! |  |  |  |  | #VALUE! | #VALUE! | #VALUE! |  |  | #VALUE! | #VALUE! | #VALUE! | #VALUE! | #VALUE! | #VALUE! | #VALUE! | #VALUE! |  |  |  |  | #VALUE! | #VALUE! | #VALUE! |  |  | #VALUE! | #VALUE! | #VALUE! | #VALUE! | #VALUE! | #VALUE! | #VALUE! | #VALUE! |  |  |  |  | #VALUE! | #VALUE! | #VALUE! |  |  | #VALUE! | #VALUE! | #VALUE! | #VALUE! | #VALUE! | #VALUE! | #VALUE! | #VALUE! |  |  |  |  | #VALUE! | #VALUE! | #VALUE! |  |  | #VALUE! | #VALUE! | #VALUE! | #VALUE! | #VALUE! | #VALUE! | #VALUE! | #VALUE! |  |  | #VALUE! | #VALUE! | #VALUE! | #VALUE! | #VALUE! |  |  | #VALUE! | #VALUE! | #VALUE! | #VALUE! | #VALUE! | #VALUE! | #VALUE! | #VALUE! |  |  | #VALUE! | #VALUE! | #VALUE! | #VALUE! | #VALUE! |  |  | #VALUE! | #VALUE! | #VALUE! | #VALUE! | #VALUE! | #VALUE! | #VALUE! | #VALUE! | 0 | #REF! | #VALUE! | #VALUE! | #VALUE! | #VALUE! | #VALUE! | #VALUE! | #VALUE! | 0
|  |  |  | 0 | 51 | 0 |  |  | 1 | 1.0842e-19 | 0 | 1.0669e-18 | 1.0669e-18 | 1.0669e-18 | 0 | 0 |  |  |  |  | #VALUE! | #VALUE! | #VALUE! |  |  | #VALUE! | #VALUE! | #VALUE! | #VALUE! | #VALUE! | #VALUE! | #VALUE! | #VALUE! |  |  |  |  | #VALUE! | #VALUE! | #VALUE! |  |  | #VALUE! | #VALUE! | #VALUE! | #VALUE! | #VALUE! | #VALUE! | #VALUE! | #VALUE! |  |  |  |  | #VALUE! | #VALUE! | #VALUE! |  |  | #VALUE! | #VALUE! | #VALUE! | #VALUE! | #VALUE! | #VALUE! | #VALUE! | #VALUE! |  |  |  |  | #VALUE! | #VALUE! | #VALUE! |  |  | #VALUE! | #VALUE! | #VALUE! | #VALUE! | #VALUE! | #VALUE! | #VALUE! | #VALUE! |  |  |  |  | #VALUE! | #VALUE! | #VALUE! |  |  | #VALUE! | #VALUE! | #VALUE! | #VALUE! | #VALUE! | #VALUE! | #VALUE! | #VALUE! |  |  | #VALUE! | #VALUE! | #VALUE! | #VALUE! | #VALUE! |  |  | #VALUE! | #VALUE! | #VALUE! | #VALUE! | #VALUE! | #VALUE! | #VALUE! | #VALUE! |  |  | #VALUE! | #VALUE! | #VALUE! | #VALUE! | #VALUE! |  |  | #VALUE! | #VALUE! | #VALUE! | #VALUE! | #VALUE! | #VALUE! | #VALUE! | #VALUE! | 0 | #REF! | #VALUE! | #VALUE! | #VALUE! | #VALUE! | #VALUE! | #VALUE! | #VALUE! | 0
|  |  |  | 0 | 51 | 0 |  |  | 1 | 1.0842e-19 | 0 | 1.0669e-18 | 1.0669e-18 | 1.0669e-18 | 0 | 0 |  |  |  |  | #VALUE! | #VALUE! | #VALUE! |  |  | #VALUE! | #VALUE! | #VALUE! | #VALUE! | #VALUE! | #VALUE! | #VALUE! | #VALUE! |  |  |  |  | #VALUE! | #VALUE! | #VALUE! |  |  | #VALUE! | #VALUE! | #VALUE! | #VALUE! | #VALUE! | #VALUE! | #VALUE! | #VALUE! |  |  |  |  | #VALUE! | #VALUE! | #VALUE! |  |  | #VALUE! | #VALUE! | #VALUE! | #VALUE! | #VALUE! | #VALUE! | #VALUE! | #VALUE! |  |  |  |  | #VALUE! | #VALUE! | #VALUE! |  |  | #VALUE! | #VALUE! | #VALUE! | #VALUE! | #VALUE! | #VALUE! | #VALUE! | #VALUE! |  |  |  |  | #VALUE! | #VALUE! | #VALUE! |  |  | #VALUE! | #VALUE! | #VALUE! | #VALUE! | #VALUE! | #VALUE! | #VALUE! | #VALUE! |  |  | #VALUE! | #VALUE! | #VALUE! | #VALUE! | #VALUE! |  |  | #VALUE! | #VALUE! | #VALUE! | #VALUE! | #VALUE! | #VALUE! | #VALUE! | #VALUE! |  |  | #VALUE! | #VALUE! | #VALUE! | #VALUE! | #VALUE! |  |  | #VALUE! | #VALUE! | #VALUE! | #VALUE! | #VALUE! | #VALUE! | #VALUE! | #VALUE! | 0 | #REF! | #VALUE! | #VALUE! | #VALUE! | #VALUE! | #VALUE! | #VALUE! | #VALUE! | 0
|  |  |  | 0 | 51 | 0 |  |  | 1 | 1.0842e-19 | 0 | 1.0669e-18 | 1.0669e-18 | 1.0669e-18 | 0 | 0 |  |  |  |  | #VALUE! | #VALUE! | #VALUE! |  |  | #VALUE! | #VALUE! | #VALUE! | #VALUE! | #VALUE! | #VALUE! | #VALUE! | #VALUE! |  |  |  |  | #VALUE! | #VALUE! | #VALUE! |  |  | #VALUE! | #VALUE! | #VALUE! | #VALUE! | #VALUE! | #VALUE! | #VALUE! | #VALUE! |  |  |  |  | #VALUE! | #VALUE! | #VALUE! |  |  | #VALUE! | #VALUE! | #VALUE! | #VALUE! | #VALUE! | #VALUE! | #VALUE! | #VALUE! |  |  |  |  | #VALUE! | #VALUE! | #VALUE! |  |  | #VALUE! | #VALUE! | #VALUE! | #VALUE! | #VALUE! | #VALUE! | #VALUE! | #VALUE! |  |  |  |  | #VALUE! | #VALUE! | #VALUE! |  |  | #VALUE! | #VALUE! | #VALUE! | #VALUE! | #VALUE! | #VALUE! | #VALUE! | #VALUE! |  |  | #VALUE! | #VALUE! | #VALUE! | #VALUE! | #VALUE! |  |  | #VALUE! | #VALUE! | #VALUE! | #VALUE! | #VALUE! | #VALUE! | #VALUE! | #VALUE! |  |  | #VALUE! | #VALUE! | #VALUE! | #VALUE! | #VALUE! |  |  | #VALUE! | #VALUE! | #VALUE! | #VALUE! | #VALUE! | #VALUE! | #VALUE! | #VALUE! | 0 | #REF! | #VALUE! | #VALUE! | #VALUE! | #VALUE! | #VALUE! | #VALUE! | #VALUE! | 0
|  |  |  | 0 | 51 | 0 |  |  | 1 | 1.0842e-19 | 0 | 1.0669e-18 | 1.0669e-18 | 1.0669e-18 | 0 | 0 |  |  |  |  | #VALUE! | #VALUE! | #VALUE! |  |  | #VALUE! | #VALUE! | #VALUE! | #VALUE! | #VALUE! | #VALUE! | #VALUE! | #VALUE! |  |  |  |  | #VALUE! | #VALUE! | #VALUE! |  |  | #VALUE! | #VALUE! | #VALUE! | #VALUE! | #VALUE! | #VALUE! | #VALUE! | #VALUE! |  |  |  |  | #VALUE! | #VALUE! | #VALUE! |  |  | #VALUE! | #VALUE! | #VALUE! | #VALUE! | #VALUE! | #VALUE! | #VALUE! | #VALUE! |  |  |  |  | #VALUE! | #VALUE! | #VALUE! |  |  | #VALUE! | #VALUE! | #VALUE! | #VALUE! | #VALUE! | #VALUE! | #VALUE! | #VALUE! |  |  |  |  | #VALUE! | #VALUE! | #VALUE! |  |  | #VALUE! | #VALUE! | #VALUE! | #VALUE! | #VALUE! | #VALUE! | #VALUE! | #VALUE! |  |  | #VALUE! | #VALUE! | #VALUE! | #VALUE! | #VALUE! |  |  | #VALUE! | #VALUE! | #VALUE! | #VALUE! | #VALUE! | #VALUE! | #VALUE! | #VALUE! |  |  | #VALUE! | #VALUE! | #VALUE! | #VALUE! | #VALUE! |  |  | #VALUE! | #VALUE! | #VALUE! | #VALUE! | #VALUE! | #VALUE! | #VALUE! | #VALUE! | 0 | #REF! | #VALUE! | #VALUE! | #VALUE! | #VALUE! | #VALUE! | #VALUE! | #VALUE! | 0
|  |  |  | 0 | 51 | 0 |  |  | 1 | 1.0842e-19 | 0 | 1.0669e-18 | 1.0669e-18 | 1.0669e-18 | 0 | 0 |  |  |  |  | #VALUE! | #VALUE! | #VALUE! |  |  | #VALUE! | #VALUE! | #VALUE! | #VALUE! | #VALUE! | #VALUE! | #VALUE! | #VALUE! |  |  |  |  | #VALUE! | #VALUE! | #VALUE! |  |  | #VALUE! | #VALUE! | #VALUE! | #VALUE! | #VALUE! | #VALUE! | #VALUE! | #VALUE! |  |  |  |  | #VALUE! | #VALUE! | #VALUE! |  |  | #VALUE! | #VALUE! | #VALUE! | #VALUE! | #VALUE! | #VALUE! | #VALUE! | #VALUE! |  |  |  |  | #VALUE! | #VALUE! | #VALUE! |  |  | #VALUE! | #VALUE! | #VALUE! | #VALUE! | #VALUE! | #VALUE! | #VALUE! | #VALUE! |  |  |  |  | #VALUE! | #VALUE! | #VALUE! |  |  | #VALUE! | #VALUE! | #VALUE! | #VALUE! | #VALUE! | #VALUE! | #VALUE! | #VALUE! |  |  | #VALUE! | #VALUE! | #VALUE! | #VALUE! | #VALUE! |  |  | #VALUE! | #VALUE! | #VALUE! | #VALUE! | #VALUE! | #VALUE! | #VALUE! | #VALUE! |  |  | #VALUE! | #VALUE! | #VALUE! | #VALUE! | #VALUE! |  |  | #VALUE! | #VALUE! | #VALUE! | #VALUE! | #VALUE! | #VALUE! | #VALUE! | #VALUE! | 0 | #REF! | #VALUE! | #VALUE! | #VALUE! | #VALUE! | #VALUE! | #VALUE! | #VALUE! | 0
|  |  |  | 0 | 51 | 0 |  |  | 1 | 1.0842e-19 | 0 | 1.0669e-18 | 1.0669e-18 | 1.0669e-18 | 0 | 0 |  |  |  |  | #VALUE! | #VALUE! | #VALUE! |  |  | #VALUE! | #VALUE! | #VALUE! | #VALUE! | #VALUE! | #VALUE! | #VALUE! | #VALUE! |  |  |  |  | #VALUE! | #VALUE! | #VALUE! |  |  | #VALUE! | #VALUE! | #VALUE! | #VALUE! | #VALUE! | #VALUE! | #VALUE! | #VALUE! |  |  |  |  | #VALUE! | #VALUE! | #VALUE! |  |  | #VALUE! | #VALUE! | #VALUE! | #VALUE! | #VALUE! | #VALUE! | #VALUE! | #VALUE! |  |  |  |  | #VALUE! | #VALUE! | #VALUE! |  |  | #VALUE! | #VALUE! | #VALUE! | #VALUE! | #VALUE! | #VALUE! | #VALUE! | #VALUE! |  |  |  |  | #VALUE! | #VALUE! | #VALUE! |  |  | #VALUE! | #VALUE! | #VALUE! | #VALUE! | #VALUE! | #VALUE! | #VALUE! | #VALUE! |  |  | #VALUE! | #VALUE! | #VALUE! | #VALUE! | #VALUE! |  |  | #VALUE! | #VALUE! | #VALUE! | #VALUE! | #VALUE! | #VALUE! | #VALUE! | #VALUE! |  |  | #VALUE! | #VALUE! | #VALUE! | #VALUE! | #VALUE! |  |  | #VALUE! | #VALUE! | #VALUE! | #VALUE! | #VALUE! | #VALUE! | #VALUE! | #VALUE! | 0 | #REF! | #VALUE! | #VALUE! | #VALUE! | #VALUE! | #VALUE! | #VALUE! | #VALUE! | 0
|  |  |  | 0 | 51 | 0 |  |  | 1 | 1.0842e-19 | 0 | 1.0669e-18 | 1.0669e-18 | 1.0669e-18 | 0 | 0 |  |  |  |  | #VALUE! | #VALUE! | #VALUE! |  |  | #VALUE! | #VALUE! | #VALUE! | #VALUE! | #VALUE! | #VALUE! | #VALUE! | #VALUE! |  |  |  |  | #VALUE! | #VALUE! | #VALUE! |  |  | #VALUE! | #VALUE! | #VALUE! | #VALUE! | #VALUE! | #VALUE! | #VALUE! | #VALUE! |  |  |  |  | #VALUE! | #VALUE! | #VALUE! |  |  | #VALUE! | #VALUE! | #VALUE! | #VALUE! | #VALUE! | #VALUE! | #VALUE! | #VALUE! |  |  |  |  | #VALUE! | #VALUE! | #VALUE! |  |  | #VALUE! | #VALUE! | #VALUE! | #VALUE! | #VALUE! | #VALUE! | #VALUE! | #VALUE! |  |  |  |  | #VALUE! | #VALUE! | #VALUE! |  |  | #VALUE! | #VALUE! | #VALUE! | #VALUE! | #VALUE! | #VALUE! | #VALUE! | #VALUE! |  |  | #VALUE! | #VALUE! | #VALUE! | #VALUE! | #VALUE! |  |  | #VALUE! | #VALUE! | #VALUE! | #VALUE! | #VALUE! | #VALUE! | #VALUE! | #VALUE! |  |  | #VALUE! | #VALUE! | #VALUE! | #VALUE! | #VALUE! |  |  | #VALUE! | #VALUE! | #VALUE! | #VALUE! | #VALUE! | #VALUE! | #VALUE! | #VALUE! | 0 | #REF! | #VALUE! | #VALUE! | #VALUE! | #VALUE! | #VALUE! | #VALUE! | #VALUE! | 0
|  |  |  | 0 | 51 | 0 |  |  | 1 | 1.0842e-19 | 0 | 1.0669e-18 | 1.0669e-18 | 1.0669e-18 | 0 | 0 |  |  |  |  | #VALUE! | #VALUE! | #VALUE! |  |  | #VALUE! | #VALUE! | #VALUE! | #VALUE! | #VALUE! | #VALUE! | #VALUE! | #VALUE! |  |  |  |  | #VALUE! | #VALUE! | #VALUE! |  |  | #VALUE! | #VALUE! | #VALUE! | #VALUE! | #VALUE! | #VALUE! | #VALUE! | #VALUE! |  |  |  |  | #VALUE! | #VALUE! | #VALUE! |  |  | #VALUE! | #VALUE! | #VALUE! | #VALUE! | #VALUE! | #VALUE! | #VALUE! | #VALUE! |  |  |  |  | #VALUE! | #VALUE! | #VALUE! |  |  | #VALUE! | #VALUE! | #VALUE! | #VALUE! | #VALUE! | #VALUE! | #VALUE! | #VALUE! |  |  |  |  | #VALUE! | #VALUE! | #VALUE! |  |  | #VALUE! | #VALUE! | #VALUE! | #VALUE! | #VALUE! | #VALUE! | #VALUE! | #VALUE! |  |  | #VALUE! | #VALUE! | #VALUE! | #VALUE! | #VALUE! |  |  | #VALUE! | #VALUE! | #VALUE! | #VALUE! | #VALUE! | #VALUE! | #VALUE! | #VALUE! |  |  | #VALUE! | #VALUE! | #VALUE! | #VALUE! | #VALUE! |  |  | #VALUE! | #VALUE! | #VALUE! | #VALUE! | #VALUE! | #VALUE! | #VALUE! | #VALUE! | 0 | #REF! | #VALUE! | #VALUE! | #VALUE! | #VALUE! | #VALUE! | #VALUE! | #VALUE! | 0
|  |  |  | 0 | 51 | 0 |  |  | 1 | 1.0842e-19 | 0 | 1.0669e-18 | 1.0669e-18 | 1.0669e-18 | 0 | 0 |  |  |  |  | #VALUE! | #VALUE! | #VALUE! |  |  | #VALUE! | #VALUE! | #VALUE! | #VALUE! | #VALUE! | #VALUE! | #VALUE! | #VALUE! |  |  |  |  | #VALUE! | #VALUE! | #VALUE! |  |  | #VALUE! | #VALUE! | #VALUE! | #VALUE! | #VALUE! | #VALUE! | #VALUE! | #VALUE! |  |  |  |  | #VALUE! | #VALUE! | #VALUE! |  |  | #VALUE! | #VALUE! | #VALUE! | #VALUE! | #VALUE! | #VALUE! | #VALUE! | #VALUE! |  |  |  |  | #VALUE! | #VALUE! | #VALUE! |  |  | #VALUE! | #VALUE! | #VALUE! | #VALUE! | #VALUE! | #VALUE! | #VALUE! | #VALUE! |  |  |  |  | #VALUE! | #VALUE! | #VALUE! |  |  | #VALUE! | #VALUE! | #VALUE! | #VALUE! | #VALUE! | #VALUE! | #VALUE! | #VALUE! |  |  | #VALUE! | #VALUE! | #VALUE! | #VALUE! | #VALUE! |  |  | #VALUE! | #VALUE! | #VALUE! | #VALUE! | #VALUE! | #VALUE! | #VALUE! | #VALUE! |  |  | #VALUE! | #VALUE! | #VALUE! | #VALUE! | #VALUE! |  |  | #VALUE! | #VALUE! | #VALUE! | #VALUE! | #VALUE! | #VALUE! | #VALUE! | #VALUE! | 0 | #REF! | #VALUE! | #VALUE! | #VALUE! | #VALUE! | #VALUE! | #VALUE! | #VALUE! | 0
|  |  |  | 0 | 51 | 0 |  |  | 1 | 1.0842e-19 | 0 | 1.0669e-18 | 1.0669e-18 | 1.0669e-18 | 0 | 0 |  |  |  |  | #VALUE! | #VALUE! | #VALUE! |  |  | #VALUE! | #VALUE! | #VALUE! | #VALUE! | #VALUE! | #VALUE! | #VALUE! | #VALUE! |  |  |  |  | #VALUE! | #VALUE! | #VALUE! |  |  | #VALUE! | #VALUE! | #VALUE! | #VALUE! | #VALUE! | #VALUE! | #VALUE! | #VALUE! |  |  |  |  | #VALUE! | #VALUE! | #VALUE! |  |  | #VALUE! | #VALUE! | #VALUE! | #VALUE! | #VALUE! | #VALUE! | #VALUE! | #VALUE! |  |  |  |  | #VALUE! | #VALUE! | #VALUE! |  |  | #VALUE! | #VALUE! | #VALUE! | #VALUE! | #VALUE! | #VALUE! | #VALUE! | #VALUE! |  |  |  |  | #VALUE! | #VALUE! | #VALUE! |  |  | #VALUE! | #VALUE! | #VALUE! | #VALUE! | #VALUE! | #VALUE! | #VALUE! | #VALUE! |  |  | #VALUE! | #VALUE! | #VALUE! | #VALUE! | #VALUE! |  |  | #VALUE! | #VALUE! | #VALUE! | #VALUE! | #VALUE! | #VALUE! | #VALUE! | #VALUE! |  |  | #VALUE! | #VALUE! | #VALUE! | #VALUE! | #VALUE! |  |  | #VALUE! | #VALUE! | #VALUE! | #VALUE! | #VALUE! | #VALUE! | #VALUE! | #VALUE! | 0 | #REF! | #VALUE! | #VALUE! | #VALUE! | #VALUE! | #VALUE! | #VALUE! | #VALUE! | 0
|  |  |  | 0 | 51 | 0 |  |  | 1 | 1.0842e-19 | 0 | 1.0669e-18 | 1.0669e-18 | 1.0669e-18 | 0 | 0 |  |  |  |  | #VALUE! | #VALUE! | #VALUE! |  |  | #VALUE! | #VALUE! | #VALUE! | #VALUE! | #VALUE! | #VALUE! | #VALUE! | #VALUE! |  |  |  |  | #VALUE! | #VALUE! | #VALUE! |  |  | #VALUE! | #VALUE! | #VALUE! | #VALUE! | #VALUE! | #VALUE! | #VALUE! | #VALUE! |  |  |  |  | #VALUE! | #VALUE! | #VALUE! |  |  | #VALUE! | #VALUE! | #VALUE! | #VALUE! | #VALUE! | #VALUE! | #VALUE! | #VALUE! |  |  |  |  | #VALUE! | #VALUE! | #VALUE! |  |  | #VALUE! | #VALUE! | #VALUE! | #VALUE! | #VALUE! | #VALUE! | #VALUE! | #VALUE! |  |  |  |  | #VALUE! | #VALUE! | #VALUE! |  |  | #VALUE! | #VALUE! | #VALUE! | #VALUE! | #VALUE! | #VALUE! | #VALUE! | #VALUE! |  |  | #VALUE! | #VALUE! | #VALUE! | #VALUE! | #VALUE! |  |  | #VALUE! | #VALUE! | #VALUE! | #VALUE! | #VALUE! | #VALUE! | #VALUE! | #VALUE! |  |  | #VALUE! | #VALUE! | #VALUE! | #VALUE! | #VALUE! |  |  | #VALUE! | #VALUE! | #VALUE! | #VALUE! | #VALUE! | #VALUE! | #VALUE! | #VALUE! | 0 | #REF! | #VALUE! | #VALUE! | #VALUE! | #VALUE! | #VALUE! | #VALUE! | #VALUE! | 0
|  |  |  | 0 | 51 | 0 |  |  | 1 | 1.0842e-19 | 0 | 1.0669e-18 | 1.0669e-18 | 1.0669e-18 | 0 | 0 |  |  |  |  | #VALUE! | #VALUE! | #VALUE! |  |  | #VALUE! | #VALUE! | #VALUE! | #VALUE! | #VALUE! | #VALUE! | #VALUE! | #VALUE! |  |  |  |  | #VALUE! | #VALUE! | #VALUE! |  |  | #VALUE! | #VALUE! | #VALUE! | #VALUE! | #VALUE! | #VALUE! | #VALUE! | #VALUE! |  |  |  |  | #VALUE! | #VALUE! | #VALUE! |  |  | #VALUE! | #VALUE! | #VALUE! | #VALUE! | #VALUE! | #VALUE! | #VALUE! | #VALUE! |  |  |  |  | #VALUE! | #VALUE! | #VALUE! |  |  | #VALUE! | #VALUE! | #VALUE! | #VALUE! | #VALUE! | #VALUE! | #VALUE! | #VALUE! |  |  |  |  | #VALUE! | #VALUE! | #VALUE! |  |  | #VALUE! | #VALUE! | #VALUE! | #VALUE! | #VALUE! | #VALUE! | #VALUE! | #VALUE! |  |  | #VALUE! | #VALUE! | #VALUE! | #VALUE! | #VALUE! |  |  | #VALUE! | #VALUE! | #VALUE! | #VALUE! | #VALUE! | #VALUE! | #VALUE! | #VALUE! |  |  | #VALUE! | #VALUE! | #VALUE! | #VALUE! | #VALUE! |  |  | #VALUE! | #VALUE! | #VALUE! | #VALUE! | #VALUE! | #VALUE! | #VALUE! | #VALUE! | 0 | #REF! | #VALUE! | #VALUE! | #VALUE! | #VALUE! | #VALUE! | #VALUE! | #VALUE! | 0
|  |  |  | 0 | 51 | 0 |  |  | 1 | 1.0842e-19 | 0 | 1.0669e-18 | 1.0669e-18 | 1.0669e-18 | 0 | 0 |  |  |  |  | #VALUE! | #VALUE! | #VALUE! |  |  | #VALUE! | #VALUE! | #VALUE! | #VALUE! | #VALUE! | #VALUE! | #VALUE! | #VALUE! |  |  |  |  | #VALUE! | #VALUE! | #VALUE! |  |  | #VALUE! | #VALUE! | #VALUE! | #VALUE! | #VALUE! | #VALUE! | #VALUE! | #VALUE! |  |  |  |  | #VALUE! | #VALUE! | #VALUE! |  |  | #VALUE! | #VALUE! | #VALUE! | #VALUE! | #VALUE! | #VALUE! | #VALUE! | #VALUE! |  |  |  |  | #VALUE! | #VALUE! | #VALUE! |  |  | #VALUE! | #VALUE! | #VALUE! | #VALUE! | #VALUE! | #VALUE! | #VALUE! | #VALUE! |  |  |  |  | #VALUE! | #VALUE! | #VALUE! |  |  | #VALUE! | #VALUE! | #VALUE! | #VALUE! | #VALUE! | #VALUE! | #VALUE! | #VALUE! |  |  | #VALUE! | #VALUE! | #VALUE! | #VALUE! | #VALUE! |  |  | #VALUE! | #VALUE! | #VALUE! | #VALUE! | #VALUE! | #VALUE! | #VALUE! | #VALUE! |  |  | #VALUE! | #VALUE! | #VALUE! | #VALUE! | #VALUE! |  |  | #VALUE! | #VALUE! | #VALUE! | #VALUE! | #VALUE! | #VALUE! | #VALUE! | #VALUE! | 0 | #REF! | #VALUE! | #VALUE! | #VALUE! | #VALUE! | #VALUE! | #VALUE! | #VALUE! | 0
|  |  |  | 0 | 51 | 0 |  |  | 1 | 1.0842e-19 | 0 | 1.0669e-18 | 1.0669e-18 | 1.0669e-18 | 0 | 0 |  |  |  |  | #VALUE! | #VALUE! | #VALUE! |  |  | #VALUE! | #VALUE! | #VALUE! | #VALUE! | #VALUE! | #VALUE! | #VALUE! | #VALUE! |  |  |  |  | #VALUE! | #VALUE! | #VALUE! |  |  | #VALUE! | #VALUE! | #VALUE! | #VALUE! | #VALUE! | #VALUE! | #VALUE! | #VALUE! |  |  |  |  | #VALUE! | #VALUE! | #VALUE! |  |  | #VALUE! | #VALUE! | #VALUE! | #VALUE! | #VALUE! | #VALUE! | #VALUE! | #VALUE! |  |  |  |  | #VALUE! | #VALUE! | #VALUE! |  |  | #VALUE! | #VALUE! | #VALUE! | #VALUE! | #VALUE! | #VALUE! | #VALUE! | #VALUE! |  |  |  |  | #VALUE! | #VALUE! | #VALUE! |  |  | #VALUE! | #VALUE! | #VALUE! | #VALUE! | #VALUE! | #VALUE! | #VALUE! | #VALUE! |  |  | #VALUE! | #VALUE! | #VALUE! | #VALUE! | #VALUE! |  |  | #VALUE! | #VALUE! | #VALUE! | #VALUE! | #VALUE! | #VALUE! | #VALUE! | #VALUE! |  |  | #VALUE! | #VALUE! | #VALUE! | #VALUE! | #VALUE! |  |  | #VALUE! | #VALUE! | #VALUE! | #VALUE! | #VALUE! | #VALUE! | #VALUE! | #VALUE! | 0 | #REF! | #VALUE! | #VALUE! | #VALUE! | #VALUE! | #VALUE! | #VALUE! | #VALUE! | 0
|  |  |  | 0 | 51 | 0 |  |  | 1 | 1.0842e-19 | 0 | 1.0669e-18 | 1.0669e-18 | 1.0669e-18 | 0 | 0 |  |  |  |  | #VALUE! | #VALUE! | #VALUE! |  |  | #VALUE! | #VALUE! | #VALUE! | #VALUE! | #VALUE! | #VALUE! | #VALUE! | #VALUE! |  |  |  |  | #VALUE! | #VALUE! | #VALUE! |  |  | #VALUE! | #VALUE! | #VALUE! | #VALUE! | #VALUE! | #VALUE! | #VALUE! | #VALUE! |  |  |  |  | #VALUE! | #VALUE! | #VALUE! |  |  | #VALUE! | #VALUE! | #VALUE! | #VALUE! | #VALUE! | #VALUE! | #VALUE! | #VALUE! |  |  |  |  | #VALUE! | #VALUE! | #VALUE! |  |  | #VALUE! | #VALUE! | #VALUE! | #VALUE! | #VALUE! | #VALUE! | #VALUE! | #VALUE! |  |  |  |  | #VALUE! | #VALUE! | #VALUE! |  |  | #VALUE! | #VALUE! | #VALUE! | #VALUE! | #VALUE! | #VALUE! | #VALUE! | #VALUE! |  |  | #VALUE! | #VALUE! | #VALUE! | #VALUE! | #VALUE! |  |  | #VALUE! | #VALUE! | #VALUE! | #VALUE! | #VALUE! | #VALUE! | #VALUE! | #VALUE! |  |  | #VALUE! | #VALUE! | #VALUE! | #VALUE! | #VALUE! |  |  | #VALUE! | #VALUE! | #VALUE! | #VALUE! | #VALUE! | #VALUE! | #VALUE! | #VALUE! | 0 | #REF! | #VALUE! | #VALUE! | #VALUE! | #VALUE! | #VALUE! | #VALUE! | #VALUE! | 0
|  |  |  | 0 | 51 | 0 |  |  | 1 | 1.0842e-19 | 0 | 1.0669e-18 | 1.0669e-18 | 1.0669e-18 | 0 | 0 |  |  |  |  | #VALUE! | #VALUE! | #VALUE! |  |  | #VALUE! | #VALUE! | #VALUE! | #VALUE! | #VALUE! | #VALUE! | #VALUE! | #VALUE! |  |  |  |  | #VALUE! | #VALUE! | #VALUE! |  |  | #VALUE! | #VALUE! | #VALUE! | #VALUE! | #VALUE! | #VALUE! | #VALUE! | #VALUE! |  |  |  |  | #VALUE! | #VALUE! | #VALUE! |  |  | #VALUE! | #VALUE! | #VALUE! | #VALUE! | #VALUE! | #VALUE! | #VALUE! | #VALUE! |  |  |  |  | #VALUE! | #VALUE! | #VALUE! |  |  | #VALUE! | #VALUE! | #VALUE! | #VALUE! | #VALUE! | #VALUE! | #VALUE! | #VALUE! |  |  |  |  | #VALUE! | #VALUE! | #VALUE! |  |  | #VALUE! | #VALUE! | #VALUE! | #VALUE! | #VALUE! | #VALUE! | #VALUE! | #VALUE! |  |  | #VALUE! | #VALUE! | #VALUE! | #VALUE! | #VALUE! |  |  | #VALUE! | #VALUE! | #VALUE! | #VALUE! | #VALUE! | #VALUE! | #VALUE! | #VALUE! |  |  | #VALUE! | #VALUE! | #VALUE! | #VALUE! | #VALUE! |  |  | #VALUE! | #VALUE! | #VALUE! | #VALUE! | #VALUE! | #VALUE! | #VALUE! | #VALUE! | 0 | #REF! | #VALUE! | #VALUE! | #VALUE! | #VALUE! | #VALUE! | #VALUE! | #VALUE! | 0
|  |  |  | 0 | 51 | 0 |  |  | 1 | 1.0842e-19 | 0 | 1.0669e-18 | 1.0669e-18 | 1.0669e-18 | 0 | 0 |  |  |  |  | #VALUE! | #VALUE! | #VALUE! |  |  | #VALUE! | #VALUE! | #VALUE! | #VALUE! | #VALUE! | #VALUE! | #VALUE! | #VALUE! |  |  |  |  | #VALUE! | #VALUE! | #VALUE! |  |  | #VALUE! | #VALUE! | #VALUE! | #VALUE! | #VALUE! | #VALUE! | #VALUE! | #VALUE! |  |  |  |  | #VALUE! | #VALUE! | #VALUE! |  |  | #VALUE! | #VALUE! | #VALUE! | #VALUE! | #VALUE! | #VALUE! | #VALUE! | #VALUE! |  |  |  |  | #VALUE! | #VALUE! | #VALUE! |  |  | #VALUE! | #VALUE! | #VALUE! | #VALUE! | #VALUE! | #VALUE! | #VALUE! | #VALUE! |  |  |  |  | #VALUE! | #VALUE! | #VALUE! |  |  | #VALUE! | #VALUE! | #VALUE! | #VALUE! | #VALUE! | #VALUE! | #VALUE! | #VALUE! |  |  | #VALUE! | #VALUE! | #VALUE! | #VALUE! | #VALUE! |  |  | #VALUE! | #VALUE! | #VALUE! | #VALUE! | #VALUE! | #VALUE! | #VALUE! | #VALUE! |  |  | #VALUE! | #VALUE! | #VALUE! | #VALUE! | #VALUE! |  |  | #VALUE! | #VALUE! | #VALUE! | #VALUE! | #VALUE! | #VALUE! | #VALUE! | #VALUE! | 0 | #REF! | #VALUE! | #VALUE! | #VALUE! | #VALUE! | #VALUE! | #VALUE! | #VALUE! | 0
|  |  |  | 0 | 51 | 0 |  |  | 1 | 1.0842e-19 | 0 | 1.0669e-18 | 1.0669e-18 | 1.0669e-18 | 0 | 0 |  |  |  |  | #VALUE! | #VALUE! | #VALUE! |  |  | #VALUE! | #VALUE! | #VALUE! | #VALUE! | #VALUE! | #VALUE! | #VALUE! | #VALUE! |  |  |  |  | #VALUE! | #VALUE! | #VALUE! |  |  | #VALUE! | #VALUE! | #VALUE! | #VALUE! | #VALUE! | #VALUE! | #VALUE! | #VALUE! |  |  |  |  | #VALUE! | #VALUE! | #VALUE! |  |  | #VALUE! | #VALUE! | #VALUE! | #VALUE! | #VALUE! | #VALUE! | #VALUE! | #VALUE! |  |  |  |  | #VALUE! | #VALUE! | #VALUE! |  |  | #VALUE! | #VALUE! | #VALUE! | #VALUE! | #VALUE! | #VALUE! | #VALUE! | #VALUE! |  |  |  |  | #VALUE! | #VALUE! | #VALUE! |  |  | #VALUE! | #VALUE! | #VALUE! | #VALUE! | #VALUE! | #VALUE! | #VALUE! | #VALUE! |  |  | #VALUE! | #VALUE! | #VALUE! | #VALUE! | #VALUE! |  |  | #VALUE! | #VALUE! | #VALUE! | #VALUE! | #VALUE! | #VALUE! | #VALUE! | #VALUE! |  |  | #VALUE! | #VALUE! | #VALUE! | #VALUE! | #VALUE! |  |  | #VALUE! | #VALUE! | #VALUE! | #VALUE! | #VALUE! | #VALUE! | #VALUE! | #VALUE! | 0 | #REF! | #VALUE! | #VALUE! | #VALUE! | #VALUE! | #VALUE! | #VALUE! | #VALUE! | 0
|  |  |  | 0 | 51 | 0 |  |  | 1 | 1.0842e-19 | 0 | 1.0669e-18 | 1.0669e-18 | 1.0669e-18 | 0 | 0 |  |  |  |  | #VALUE! | #VALUE! | #VALUE! |  |  | #VALUE! | #VALUE! | #VALUE! | #VALUE! | #VALUE! | #VALUE! | #VALUE! | #VALUE! |  |  |  |  | #VALUE! | #VALUE! | #VALUE! |  |  | #VALUE! | #VALUE! | #VALUE! | #VALUE! | #VALUE! | #VALUE! | #VALUE! | #VALUE! |  |  |  |  | #VALUE! | #VALUE! | #VALUE! |  |  | #VALUE! | #VALUE! | #VALUE! | #VALUE! | #VALUE! | #VALUE! | #VALUE! | #VALUE! |  |  |  |  | #VALUE! | #VALUE! | #VALUE! |  |  | #VALUE! | #VALUE! | #VALUE! | #VALUE! | #VALUE! | #VALUE! | #VALUE! | #VALUE! |  |  |  |  | #VALUE! | #VALUE! | #VALUE! |  |  | #VALUE! | #VALUE! | #VALUE! | #VALUE! | #VALUE! | #VALUE! | #VALUE! | #VALUE! |  |  | #VALUE! | #VALUE! | #VALUE! | #VALUE! | #VALUE! |  |  | #VALUE! | #VALUE! | #VALUE! | #VALUE! | #VALUE! | #VALUE! | #VALUE! | #VALUE! |  |  | #VALUE! | #VALUE! | #VALUE! | #VALUE! | #VALUE! |  |  | #VALUE! | #VALUE! | #VALUE! | #VALUE! | #VALUE! | #VALUE! | #VALUE! | #VALUE! | 0 | #REF! | #VALUE! | #VALUE! | #VALUE! | #VALUE! | #VALUE! | #VALUE! | #VALUE! | 0
|  |  |  | 0 | 51 | 0 |  |  | 1 | 1.0842e-19 | 0 | 1.0669e-18 | 1.0669e-18 | 1.0669e-18 | 0 | 0 |  |  |  |  | #VALUE! | #VALUE! | #VALUE! |  |  | #VALUE! | #VALUE! | #VALUE! | #VALUE! | #VALUE! | #VALUE! | #VALUE! | #VALUE! |  |  |  |  | #VALUE! | #VALUE! | #VALUE! |  |  | #VALUE! | #VALUE! | #VALUE! | #VALUE! | #VALUE! | #VALUE! | #VALUE! | #VALUE! |  |  |  |  | #VALUE! | #VALUE! | #VALUE! |  |  | #VALUE! | #VALUE! | #VALUE! | #VALUE! | #VALUE! | #VALUE! | #VALUE! | #VALUE! |  |  |  |  | #VALUE! | #VALUE! | #VALUE! |  |  | #VALUE! | #VALUE! | #VALUE! | #VALUE! | #VALUE! | #VALUE! | #VALUE! | #VALUE! |  |  |  |  | #VALUE! | #VALUE! | #VALUE! |  |  | #VALUE! | #VALUE! | #VALUE! | #VALUE! | #VALUE! | #VALUE! | #VALUE! | #VALUE! |  |  | #VALUE! | #VALUE! | #VALUE! | #VALUE! | #VALUE! |  |  | #VALUE! | #VALUE! | #VALUE! | #VALUE! | #VALUE! | #VALUE! | #VALUE! | #VALUE! |  |  | #VALUE! | #VALUE! | #VALUE! | #VALUE! | #VALUE! |  |  | #VALUE! | #VALUE! | #VALUE! | #VALUE! | #VALUE! | #VALUE! | #VALUE! | #VALUE! | 0 | #REF! | #VALUE! | #VALUE! | #VALUE! | #VALUE! | #VALUE! | #VALUE! | #VALUE! | 0
|  |  |  | 0 | 51 | 0 |  |  | 1 | 1.0842e-19 | 0 | 1.0669e-18 | 1.0669e-18 | 1.0669e-18 | 0 | 0 |  |  |  |  | #VALUE! | #VALUE! | #VALUE! |  |  | #VALUE! | #VALUE! | #VALUE! | #VALUE! | #VALUE! | #VALUE! | #VALUE! | #VALUE! |  |  |  |  | #VALUE! | #VALUE! | #VALUE! |  |  | #VALUE! | #VALUE! | #VALUE! | #VALUE! | #VALUE! | #VALUE! | #VALUE! | #VALUE! |  |  |  |  | #VALUE! | #VALUE! | #VALUE! |  |  | #VALUE! | #VALUE! | #VALUE! | #VALUE! | #VALUE! | #VALUE! | #VALUE! | #VALUE! |  |  |  |  | #VALUE! | #VALUE! | #VALUE! |  |  | #VALUE! | #VALUE! | #VALUE! | #VALUE! | #VALUE! | #VALUE! | #VALUE! | #VALUE! |  |  |  |  | #VALUE! | #VALUE! | #VALUE! |  |  | #VALUE! | #VALUE! | #VALUE! | #VALUE! | #VALUE! | #VALUE! | #VALUE! | #VALUE! |  |  | #VALUE! | #VALUE! | #VALUE! | #VALUE! | #VALUE! |  |  | #VALUE! | #VALUE! | #VALUE! | #VALUE! | #VALUE! | #VALUE! | #VALUE! | #VALUE! |  |  | #VALUE! | #VALUE! | #VALUE! | #VALUE! | #VALUE! |  |  | #VALUE! | #VALUE! | #VALUE! | #VALUE! | #VALUE! | #VALUE! | #VALUE! | #VALUE! | 0 | #REF! | #VALUE! | #VALUE! | #VALUE! | #VALUE! | #VALUE! | #VALUE! | #VALUE! | 0
|  |  |  | 0 | 51 | 0 |  |  | 1 | 1.0842e-19 | 0 | 1.0669e-18 | 1.0669e-18 | 1.0669e-18 | 0 | 0 |  |  |  |  | #VALUE! | #VALUE! | #VALUE! |  |  | #VALUE! | #VALUE! | #VALUE! | #VALUE! | #VALUE! | #VALUE! | #VALUE! | #VALUE! |  |  |  |  | #VALUE! | #VALUE! | #VALUE! |  |  | #VALUE! | #VALUE! | #VALUE! | #VALUE! | #VALUE! | #VALUE! | #VALUE! | #VALUE! |  |  |  |  | #VALUE! | #VALUE! | #VALUE! |  |  | #VALUE! | #VALUE! | #VALUE! | #VALUE! | #VALUE! | #VALUE! | #VALUE! | #VALUE! |  |  |  |  | #VALUE! | #VALUE! | #VALUE! |  |  | #VALUE! | #VALUE! | #VALUE! | #VALUE! | #VALUE! | #VALUE! | #VALUE! | #VALUE! |  |  |  |  | #VALUE! | #VALUE! | #VALUE! |  |  | #VALUE! | #VALUE! | #VALUE! | #VALUE! | #VALUE! | #VALUE! | #VALUE! | #VALUE! |  |  | #VALUE! | #VALUE! | #VALUE! | #VALUE! | #VALUE! |  |  | #VALUE! | #VALUE! | #VALUE! | #VALUE! | #VALUE! | #VALUE! | #VALUE! | #VALUE! |  |  | #VALUE! | #VALUE! | #VALUE! | #VALUE! | #VALUE! |  |  | #VALUE! | #VALUE! | #VALUE! | #VALUE! | #VALUE! | #VALUE! | #VALUE! | #VALUE! | 0 | #REF! | #VALUE! | #VALUE! | #VALUE! | #VALUE! | #VALUE! | #VALUE! | #VALUE! | 0
|  |  |  | 0 | 51 | 0 |  |  | 1 | 1.0842e-19 | 0 | 1.0669e-18 | 1.0669e-18 | 1.0669e-18 | 0 | 0 |  |  |  |  | #VALUE! | #VALUE! | #VALUE! |  |  | #VALUE! | #VALUE! | #VALUE! | #VALUE! | #VALUE! | #VALUE! | #VALUE! | #VALUE! |  |  |  |  | #VALUE! | #VALUE! | #VALUE! |  |  | #VALUE! | #VALUE! | #VALUE! | #VALUE! | #VALUE! | #VALUE! | #VALUE! | #VALUE! |  |  |  |  | #VALUE! | #VALUE! | #VALUE! |  |  | #VALUE! | #VALUE! | #VALUE! | #VALUE! | #VALUE! | #VALUE! | #VALUE! | #VALUE! |  |  |  |  | #VALUE! | #VALUE! | #VALUE! |  |  | #VALUE! | #VALUE! | #VALUE! | #VALUE! | #VALUE! | #VALUE! | #VALUE! | #VALUE! |  |  |  |  | #VALUE! | #VALUE! | #VALUE! |  |  | #VALUE! | #VALUE! | #VALUE! | #VALUE! | #VALUE! | #VALUE! | #VALUE! | #VALUE! |  |  | #VALUE! | #VALUE! | #VALUE! | #VALUE! | #VALUE! |  |  | #VALUE! | #VALUE! | #VALUE! | #VALUE! | #VALUE! | #VALUE! | #VALUE! | #VALUE! |  |  | #VALUE! | #VALUE! | #VALUE! | #VALUE! | #VALUE! |  |  | #VALUE! | #VALUE! | #VALUE! | #VALUE! | #VALUE! | #VALUE! | #VALUE! | #VALUE! | 0 | #REF! | #VALUE! | #VALUE! | #VALUE! | #VALUE! | #VALUE! | #VALUE! | #VALUE! | 0
|  |  |  | 0 | 51 | 0 |  |  | 1 | 1.0842e-19 | 0 | 1.0669e-18 | 1.0669e-18 | 1.0669e-18 | 0 | 0 |  |  |  |  | #VALUE! | #VALUE! | #VALUE! |  |  | #VALUE! | #VALUE! | #VALUE! | #VALUE! | #VALUE! | #VALUE! | #VALUE! | #VALUE! |  |  |  |  | #VALUE! | #VALUE! | #VALUE! |  |  | #VALUE! | #VALUE! | #VALUE! | #VALUE! | #VALUE! | #VALUE! | #VALUE! | #VALUE! |  |  |  |  | #VALUE! | #VALUE! | #VALUE! |  |  | #VALUE! | #VALUE! | #VALUE! | #VALUE! | #VALUE! | #VALUE! | #VALUE! | #VALUE! |  |  |  |  | #VALUE! | #VALUE! | #VALUE! |  |  | #VALUE! | #VALUE! | #VALUE! | #VALUE! | #VALUE! | #VALUE! | #VALUE! | #VALUE! |  |  |  |  | #VALUE! | #VALUE! | #VALUE! |  |  | #VALUE! | #VALUE! | #VALUE! | #VALUE! | #VALUE! | #VALUE! | #VALUE! | #VALUE! |  |  | #VALUE! | #VALUE! | #VALUE! | #VALUE! | #VALUE! |  |  | #VALUE! | #VALUE! | #VALUE! | #VALUE! | #VALUE! | #VALUE! | #VALUE! | #VALUE! |  |  | #VALUE! | #VALUE! | #VALUE! | #VALUE! | #VALUE! |  |  | #VALUE! | #VALUE! | #VALUE! | #VALUE! | #VALUE! | #VALUE! | #VALUE! | #VALUE! | 0 | #REF! | #VALUE! | #VALUE! | #VALUE! | #VALUE! | #VALUE! | #VALUE! | #VALUE! | 0
|  |  |  | 0 | 51 | 0 |  |  | 1 | 1.0842e-19 | 0 | 1.0669e-18 | 1.0669e-18 | 1.0669e-18 | 0 | 0 |  |  |  |  | #VALUE! | #VALUE! | #VALUE! |  |  | #VALUE! | #VALUE! | #VALUE! | #VALUE! | #VALUE! | #VALUE! | #VALUE! | #VALUE! |  |  |  |  | #VALUE! | #VALUE! | #VALUE! |  |  | #VALUE! | #VALUE! | #VALUE! | #VALUE! | #VALUE! | #VALUE! | #VALUE! | #VALUE! |  |  |  |  | #VALUE! | #VALUE! | #VALUE! |  |  | #VALUE! | #VALUE! | #VALUE! | #VALUE! | #VALUE! | #VALUE! | #VALUE! | #VALUE! |  |  |  |  | #VALUE! | #VALUE! | #VALUE! |  |  | #VALUE! | #VALUE! | #VALUE! | #VALUE! | #VALUE! | #VALUE! | #VALUE! | #VALUE! |  |  |  |  | #VALUE! | #VALUE! | #VALUE! |  |  | #VALUE! | #VALUE! | #VALUE! | #VALUE! | #VALUE! | #VALUE! | #VALUE! | #VALUE! |  |  | #VALUE! | #VALUE! | #VALUE! | #VALUE! | #VALUE! |  |  | #VALUE! | #VALUE! | #VALUE! | #VALUE! | #VALUE! | #VALUE! | #VALUE! | #VALUE! |  |  | #VALUE! | #VALUE! | #VALUE! | #VALUE! | #VALUE! |  |  | #VALUE! | #VALUE! | #VALUE! | #VALUE! | #VALUE! | #VALUE! | #VALUE! | #VALUE! | 0 | #REF! | #VALUE! | #VALUE! | #VALUE! | #VALUE! | #VALUE! | #VALUE! | #VALUE! | 0
|  |  |  | 0 | 51 | 0 |  |  | 1 | 1.0842e-19 | 0 | 1.0669e-18 | 1.0669e-18 | 1.0669e-18 | 0 | 0 |  |  |  |  | #VALUE! | #VALUE! | #VALUE! |  |  | #VALUE! | #VALUE! | #VALUE! | #VALUE! | #VALUE! | #VALUE! | #VALUE! | #VALUE! |  |  |  |  | #VALUE! | #VALUE! | #VALUE! |  |  | #VALUE! | #VALUE! | #VALUE! | #VALUE! | #VALUE! | #VALUE! | #VALUE! | #VALUE! |  |  |  |  | #VALUE! | #VALUE! | #VALUE! |  |  | #VALUE! | #VALUE! | #VALUE! | #VALUE! | #VALUE! | #VALUE! | #VALUE! | #VALUE! |  |  |  |  | #VALUE! | #VALUE! | #VALUE! |  |  | #VALUE! | #VALUE! | #VALUE! | #VALUE! | #VALUE! | #VALUE! | #VALUE! | #VALUE! |  |  |  |  | #VALUE! | #VALUE! | #VALUE! |  |  | #VALUE! | #VALUE! | #VALUE! | #VALUE! | #VALUE! | #VALUE! | #VALUE! | #VALUE! |  |  | #VALUE! | #VALUE! | #VALUE! | #VALUE! | #VALUE! |  |  | #VALUE! | #VALUE! | #VALUE! | #VALUE! | #VALUE! | #VALUE! | #VALUE! | #VALUE! |  |  | #VALUE! | #VALUE! | #VALUE! | #VALUE! | #VALUE! |  |  | #VALUE! | #VALUE! | #VALUE! | #VALUE! | #VALUE! | #VALUE! | #VALUE! | #VALUE! | 0 | #REF! | #VALUE! | #VALUE! | #VALUE! | #VALUE! | #VALUE! | #VALUE! | #VALUE! | 0
|  |  |  | 0 | 51 | 0 |  |  | 1 | 1.0842e-19 | 0 | 1.0669e-18 | 1.0669e-18 | 1.0669e-18 | 0 | 0 |  |  |  |  | #VALUE! | #VALUE! | #VALUE! |  |  | #VALUE! | #VALUE! | #VALUE! | #VALUE! | #VALUE! | #VALUE! | #VALUE! | #VALUE! |  |  |  |  | #VALUE! | #VALUE! | #VALUE! |  |  | #VALUE! | #VALUE! | #VALUE! | #VALUE! | #VALUE! | #VALUE! | #VALUE! | #VALUE! |  |  |  |  | #VALUE! | #VALUE! | #VALUE! |  |  | #VALUE! | #VALUE! | #VALUE! | #VALUE! | #VALUE! | #VALUE! | #VALUE! | #VALUE! |  |  |  |  | #VALUE! | #VALUE! | #VALUE! |  |  | #VALUE! | #VALUE! | #VALUE! | #VALUE! | #VALUE! | #VALUE! | #VALUE! | #VALUE! |  |  |  |  | #VALUE! | #VALUE! | #VALUE! |  |  | #VALUE! | #VALUE! | #VALUE! | #VALUE! | #VALUE! | #VALUE! | #VALUE! | #VALUE! |  |  | #VALUE! | #VALUE! | #VALUE! | #VALUE! | #VALUE! |  |  | #VALUE! | #VALUE! | #VALUE! | #VALUE! | #VALUE! | #VALUE! | #VALUE! | #VALUE! |  |  | #VALUE! | #VALUE! | #VALUE! | #VALUE! | #VALUE! |  |  | #VALUE! | #VALUE! | #VALUE! | #VALUE! | #VALUE! | #VALUE! | #VALUE! | #VALUE! | 0 | #REF! | #VALUE! | #VALUE! | #VALUE! | #VALUE! | #VALUE! | #VALUE! | #VALUE! | 0
|  |  |  | 0 | 51 | 0 |  |  | 1 | 1.0842e-19 | 0 | 1.0669e-18 | 1.0669e-18 | 1.0669e-18 | 0 | 0 |  |  |  |  | #VALUE! | #VALUE! | #VALUE! |  |  | #VALUE! | #VALUE! | #VALUE! | #VALUE! | #VALUE! | #VALUE! | #VALUE! | #VALUE! |  |  |  |  | #VALUE! | #VALUE! | #VALUE! |  |  | #VALUE! | #VALUE! | #VALUE! | #VALUE! | #VALUE! | #VALUE! | #VALUE! | #VALUE! |  |  |  |  | #VALUE! | #VALUE! | #VALUE! |  |  | #VALUE! | #VALUE! | #VALUE! | #VALUE! | #VALUE! | #VALUE! | #VALUE! | #VALUE! |  |  |  |  | #VALUE! | #VALUE! | #VALUE! |  |  | #VALUE! | #VALUE! | #VALUE! | #VALUE! | #VALUE! | #VALUE! | #VALUE! | #VALUE! |  |  |  |  | #VALUE! | #VALUE! | #VALUE! |  |  | #VALUE! | #VALUE! | #VALUE! | #VALUE! | #VALUE! | #VALUE! | #VALUE! | #VALUE! |  |  | #VALUE! | #VALUE! | #VALUE! | #VALUE! | #VALUE! |  |  | #VALUE! | #VALUE! | #VALUE! | #VALUE! | #VALUE! | #VALUE! | #VALUE! | #VALUE! |  |  | #VALUE! | #VALUE! | #VALUE! | #VALUE! | #VALUE! |  |  | #VALUE! | #VALUE! | #VALUE! | #VALUE! | #VALUE! | #VALUE! | #VALUE! | #VALUE! | 0 | #REF! | #VALUE! | #VALUE! | #VALUE! | #VALUE! | #VALUE! | #VALUE! | #VALUE! | 0
|  |  |  | 0 | 51 | 0 |  |  | 1 | 1.0842e-19 | 0 | 1.0669e-18 | 1.0669e-18 | 1.0669e-18 | 0 | 0 |  |  |  |  | #VALUE! | #VALUE! | #VALUE! |  |  | #VALUE! | #VALUE! | #VALUE! | #VALUE! | #VALUE! | #VALUE! | #VALUE! | #VALUE! |  |  |  |  | #VALUE! | #VALUE! | #VALUE! |  |  | #VALUE! | #VALUE! | #VALUE! | #VALUE! | #VALUE! | #VALUE! | #VALUE! | #VALUE! |  |  |  |  | #VALUE! | #VALUE! | #VALUE! |  |  | #VALUE! | #VALUE! | #VALUE! | #VALUE! | #VALUE! | #VALUE! | #VALUE! | #VALUE! |  |  |  |  | #VALUE! | #VALUE! | #VALUE! |  |  | #VALUE! | #VALUE! | #VALUE! | #VALUE! | #VALUE! | #VALUE! | #VALUE! | #VALUE! |  |  |  |  | #VALUE! | #VALUE! | #VALUE! |  |  | #VALUE! | #VALUE! | #VALUE! | #VALUE! | #VALUE! | #VALUE! | #VALUE! | #VALUE! |  |  | #VALUE! | #VALUE! | #VALUE! | #VALUE! | #VALUE! |  |  | #VALUE! | #VALUE! | #VALUE! | #VALUE! | #VALUE! | #VALUE! | #VALUE! | #VALUE! |  |  | #VALUE! | #VALUE! | #VALUE! | #VALUE! | #VALUE! |  |  | #VALUE! | #VALUE! | #VALUE! | #VALUE! | #VALUE! | #VALUE! | #VALUE! | #VALUE! | 0 | #REF! | #VALUE! | #VALUE! | #VALUE! | #VALUE! | #VALUE! | #VALUE! | #VALUE! | 0
|  |  |  | 0 | 51 | 0 |  |  | 1 | 1.0842e-19 | 0 | 1.0669e-18 | 1.0669e-18 | 1.0669e-18 | 0 | 0 |  |  |  |  | #VALUE! | #VALUE! | #VALUE! |  |  | #VALUE! | #VALUE! | #VALUE! | #VALUE! | #VALUE! | #VALUE! | #VALUE! | #VALUE! |  |  |  |  | #VALUE! | #VALUE! | #VALUE! |  |  | #VALUE! | #VALUE! | #VALUE! | #VALUE! | #VALUE! | #VALUE! | #VALUE! | #VALUE! |  |  |  |  | #VALUE! | #VALUE! | #VALUE! |  |  | #VALUE! | #VALUE! | #VALUE! | #VALUE! | #VALUE! | #VALUE! | #VALUE! | #VALUE! |  |  |  |  | #VALUE! | #VALUE! | #VALUE! |  |  | #VALUE! | #VALUE! | #VALUE! | #VALUE! | #VALUE! | #VALUE! | #VALUE! | #VALUE! |  |  |  |  | #VALUE! | #VALUE! | #VALUE! |  |  | #VALUE! | #VALUE! | #VALUE! | #VALUE! | #VALUE! | #VALUE! | #VALUE! | #VALUE! |  |  | #VALUE! | #VALUE! | #VALUE! | #VALUE! | #VALUE! |  |  | #VALUE! | #VALUE! | #VALUE! | #VALUE! | #VALUE! | #VALUE! | #VALUE! | #VALUE! |  |  | #VALUE! | #VALUE! | #VALUE! | #VALUE! | #VALUE! |  |  | #VALUE! | #VALUE! | #VALUE! | #VALUE! | #VALUE! | #VALUE! | #VALUE! | #VALUE! | 0 | #REF! | #VALUE! | #VALUE! | #VALUE! | #VALUE! | #VALUE! | #VALUE! | #VALUE! | 0
|  |  |  | 0 | 51 | 0 |  |  | 1 | 1.0842e-19 | 0 | 1.0669e-18 | 1.0669e-18 | 1.0669e-18 | 0 | 0 |  |  |  |  | #VALUE! | #VALUE! | #VALUE! |  |  | #VALUE! | #VALUE! | #VALUE! | #VALUE! | #VALUE! | #VALUE! | #VALUE! | #VALUE! |  |  |  |  | #VALUE! | #VALUE! | #VALUE! |  |  | #VALUE! | #VALUE! | #VALUE! | #VALUE! | #VALUE! | #VALUE! | #VALUE! | #VALUE! |  |  |  |  | #VALUE! | #VALUE! | #VALUE! |  |  | #VALUE! | #VALUE! | #VALUE! | #VALUE! | #VALUE! | #VALUE! | #VALUE! | #VALUE! |  |  |  |  | #VALUE! | #VALUE! | #VALUE! |  |  | #VALUE! | #VALUE! | #VALUE! | #VALUE! | #VALUE! | #VALUE! | #VALUE! | #VALUE! |  |  |  |  | #VALUE! | #VALUE! | #VALUE! |  |  | #VALUE! | #VALUE! | #VALUE! | #VALUE! | #VALUE! | #VALUE! | #VALUE! | #VALUE! |  |  | #VALUE! | #VALUE! | #VALUE! | #VALUE! | #VALUE! |  |  | #VALUE! | #VALUE! | #VALUE! | #VALUE! | #VALUE! | #VALUE! | #VALUE! | #VALUE! |  |  | #VALUE! | #VALUE! | #VALUE! | #VALUE! | #VALUE! |  |  | #VALUE! | #VALUE! | #VALUE! | #VALUE! | #VALUE! | #VALUE! | #VALUE! | #VALUE! | 0 | #REF! | #VALUE! | #VALUE! | #VALUE! | #VALUE! | #VALUE! | #VALUE! | #VALUE! | 0
|  |  |  | 0 | 51 | 0 |  |  | 1 | 1.0842e-19 | 0 | 1.0669e-18 | 1.0669e-18 | 1.0669e-18 | 0 | 0 |  |  |  |  | #VALUE! | #VALUE! | #VALUE! |  |  | #VALUE! | #VALUE! | #VALUE! | #VALUE! | #VALUE! | #VALUE! | #VALUE! | #VALUE! |  |  |  |  | #VALUE! | #VALUE! | #VALUE! |  |  | #VALUE! | #VALUE! | #VALUE! | #VALUE! | #VALUE! | #VALUE! | #VALUE! | #VALUE! |  |  |  |  | #VALUE! | #VALUE! | #VALUE! |  |  | #VALUE! | #VALUE! | #VALUE! | #VALUE! | #VALUE! | #VALUE! | #VALUE! | #VALUE! |  |  |  |  | #VALUE! | #VALUE! | #VALUE! |  |  | #VALUE! | #VALUE! | #VALUE! | #VALUE! | #VALUE! | #VALUE! | #VALUE! | #VALUE! |  |  |  |  | #VALUE! | #VALUE! | #VALUE! |  |  | #VALUE! | #VALUE! | #VALUE! | #VALUE! | #VALUE! | #VALUE! | #VALUE! | #VALUE! |  |  | #VALUE! | #VALUE! | #VALUE! | #VALUE! | #VALUE! |  |  | #VALUE! | #VALUE! | #VALUE! | #VALUE! | #VALUE! | #VALUE! | #VALUE! | #VALUE! |  |  | #VALUE! | #VALUE! | #VALUE! | #VALUE! | #VALUE! |  |  | #VALUE! | #VALUE! | #VALUE! | #VALUE! | #VALUE! | #VALUE! | #VALUE! | #VALUE! | 0 | #REF! | #VALUE! | #VALUE! | #VALUE! | #VALUE! | #VALUE! | #VALUE! | #VALUE! | 0
|  |  |  | 0 | 51 | 0 |  |  | 1 | 1.0842e-19 | 0 | 1.0669e-18 | 1.0669e-18 | 1.0669e-18 | 0 | 0 |  |  |  |  | #VALUE! | #VALUE! | #VALUE! |  |  | #VALUE! | #VALUE! | #VALUE! | #VALUE! | #VALUE! | #VALUE! | #VALUE! | #VALUE! |  |  |  |  | #VALUE! | #VALUE! | #VALUE! |  |  | #VALUE! | #VALUE! | #VALUE! | #VALUE! | #VALUE! | #VALUE! | #VALUE! | #VALUE! |  |  |  |  | #VALUE! | #VALUE! | #VALUE! |  |  | #VALUE! | #VALUE! | #VALUE! | #VALUE! | #VALUE! | #VALUE! | #VALUE! | #VALUE! |  |  |  |  | #VALUE! | #VALUE! | #VALUE! |  |  | #VALUE! | #VALUE! | #VALUE! | #VALUE! | #VALUE! | #VALUE! | #VALUE! | #VALUE! |  |  |  |  | #VALUE! | #VALUE! | #VALUE! |  |  | #VALUE! | #VALUE! | #VALUE! | #VALUE! | #VALUE! | #VALUE! | #VALUE! | #VALUE! |  |  | #VALUE! | #VALUE! | #VALUE! | #VALUE! | #VALUE! |  |  | #VALUE! | #VALUE! | #VALUE! | #VALUE! | #VALUE! | #VALUE! | #VALUE! | #VALUE! |  |  | #VALUE! | #VALUE! | #VALUE! | #VALUE! | #VALUE! |  |  | #VALUE! | #VALUE! | #VALUE! | #VALUE! | #VALUE! | #VALUE! | #VALUE! | #VALUE! | 0 | #REF! | #VALUE! | #VALUE! | #VALUE! | #VALUE! | #VALUE! | #VALUE! | #VALUE! | 0
|  |  |  | 0 | 51 | 0 |  |  | 1 | 1.0842e-19 | 0 | 1.0669e-18 | 1.0669e-18 | 1.0669e-18 | 0 | 0 |  |  |  |  | #VALUE! | #VALUE! | #VALUE! |  |  | #VALUE! | #VALUE! | #VALUE! | #VALUE! | #VALUE! | #VALUE! | #VALUE! | #VALUE! |  |  |  |  | #VALUE! | #VALUE! | #VALUE! |  |  | #VALUE! | #VALUE! | #VALUE! | #VALUE! | #VALUE! | #VALUE! | #VALUE! | #VALUE! |  |  |  |  | #VALUE! | #VALUE! | #VALUE! |  |  | #VALUE! | #VALUE! | #VALUE! | #VALUE! | #VALUE! | #VALUE! | #VALUE! | #VALUE! |  |  |  |  | #VALUE! | #VALUE! | #VALUE! |  |  | #VALUE! | #VALUE! | #VALUE! | #VALUE! | #VALUE! | #VALUE! | #VALUE! | #VALUE! |  |  |  |  | #VALUE! | #VALUE! | #VALUE! |  |  | #VALUE! | #VALUE! | #VALUE! | #VALUE! | #VALUE! | #VALUE! | #VALUE! | #VALUE! |  |  | #VALUE! | #VALUE! | #VALUE! | #VALUE! | #VALUE! |  |  | #VALUE! | #VALUE! | #VALUE! | #VALUE! | #VALUE! | #VALUE! | #VALUE! | #VALUE! |  |  | #VALUE! | #VALUE! | #VALUE! | #VALUE! | #VALUE! |  |  | #VALUE! | #VALUE! | #VALUE! | #VALUE! | #VALUE! | #VALUE! | #VALUE! | #VALUE! | 0 | #REF! | #VALUE! | #VALUE! | #VALUE! | #VALUE! | #VALUE! | #VALUE! | #VALUE! | 0
|  |  |  | 0 | 51 | 0 |  |  | 1 | 1.0842e-19 | 0 | 1.0669e-18 | 1.0669e-18 | 1.0669e-18 | 0 | 0 |  |  |  |  | #VALUE! | #VALUE! | #VALUE! |  |  | #VALUE! | #VALUE! | #VALUE! | #VALUE! | #VALUE! | #VALUE! | #VALUE! | #VALUE! |  |  |  |  | #VALUE! | #VALUE! | #VALUE! |  |  | #VALUE! | #VALUE! | #VALUE! | #VALUE! | #VALUE! | #VALUE! | #VALUE! | #VALUE! |  |  |  |  | #VALUE! | #VALUE! | #VALUE! |  |  | #VALUE! | #VALUE! | #VALUE! | #VALUE! | #VALUE! | #VALUE! | #VALUE! | #VALUE! |  |  |  |  | #VALUE! | #VALUE! | #VALUE! |  |  | #VALUE! | #VALUE! | #VALUE! | #VALUE! | #VALUE! | #VALUE! | #VALUE! | #VALUE! |  |  |  |  | #VALUE! | #VALUE! | #VALUE! |  |  | #VALUE! | #VALUE! | #VALUE! | #VALUE! | #VALUE! | #VALUE! | #VALUE! | #VALUE! |  |  | #VALUE! | #VALUE! | #VALUE! | #VALUE! | #VALUE! |  |  | #VALUE! | #VALUE! | #VALUE! | #VALUE! | #VALUE! | #VALUE! | #VALUE! | #VALUE! |  |  | #VALUE! | #VALUE! | #VALUE! | #VALUE! | #VALUE! |  |  | #VALUE! | #VALUE! | #VALUE! | #VALUE! | #VALUE! | #VALUE! | #VALUE! | #VALUE! | 0 | #REF! | #VALUE! | #VALUE! | #VALUE! | #VALUE! | #VALUE! | #VALUE! | #VALUE! | 0
|  |  |  | 0 | 51 | 0 |  |  | 1 | 1.0842e-19 | 0 | 1.0669e-18 | 1.0669e-18 | 1.0669e-18 | 0 | 0 |  |  |  |  | #VALUE! | #VALUE! | #VALUE! |  |  | #VALUE! | #VALUE! | #VALUE! | #VALUE! | #VALUE! | #VALUE! | #VALUE! | #VALUE! |  |  |  |  | #VALUE! | #VALUE! | #VALUE! |  |  | #VALUE! | #VALUE! | #VALUE! | #VALUE! | #VALUE! | #VALUE! | #VALUE! | #VALUE! |  |  |  |  | #VALUE! | #VALUE! | #VALUE! |  |  | #VALUE! | #VALUE! | #VALUE! | #VALUE! | #VALUE! | #VALUE! | #VALUE! | #VALUE! |  |  |  |  | #VALUE! | #VALUE! | #VALUE! |  |  | #VALUE! | #VALUE! | #VALUE! | #VALUE! | #VALUE! | #VALUE! | #VALUE! | #VALUE! |  |  |  |  | #VALUE! | #VALUE! | #VALUE! |  |  | #VALUE! | #VALUE! | #VALUE! | #VALUE! | #VALUE! | #VALUE! | #VALUE! | #VALUE! |  |  | #VALUE! | #VALUE! | #VALUE! | #VALUE! | #VALUE! |  |  | #VALUE! | #VALUE! | #VALUE! | #VALUE! | #VALUE! | #VALUE! | #VALUE! | #VALUE! |  |  | #VALUE! | #VALUE! | #VALUE! | #VALUE! | #VALUE! |  |  | #VALUE! | #VALUE! | #VALUE! | #VALUE! | #VALUE! | #VALUE! | #VALUE! | #VALUE! | 0 | #REF! | #VALUE! | #VALUE! | #VALUE! | #VALUE! | #VALUE! | #VALUE! | #VALUE! | 0
|  |  |  | 0 | 51 | 0 |  |  | 1 | 1.0842e-19 | 0 | 1.0669e-18 | 1.0669e-18 | 1.0669e-18 | 0 | 0 |  |  |  |  | #VALUE! | #VALUE! | #VALUE! |  |  | #VALUE! | #VALUE! | #VALUE! | #VALUE! | #VALUE! | #VALUE! | #VALUE! | #VALUE! |  |  |  |  | #VALUE! | #VALUE! | #VALUE! |  |  | #VALUE! | #VALUE! | #VALUE! | #VALUE! | #VALUE! | #VALUE! | #VALUE! | #VALUE! |  |  |  |  | #VALUE! | #VALUE! | #VALUE! |  |  | #VALUE! | #VALUE! | #VALUE! | #VALUE! | #VALUE! | #VALUE! | #VALUE! | #VALUE! |  |  |  |  | #VALUE! | #VALUE! | #VALUE! |  |  | #VALUE! | #VALUE! | #VALUE! | #VALUE! | #VALUE! | #VALUE! | #VALUE! | #VALUE! |  |  |  |  | #VALUE! | #VALUE! | #VALUE! |  |  | #VALUE! | #VALUE! | #VALUE! | #VALUE! | #VALUE! | #VALUE! | #VALUE! | #VALUE! |  |  | #VALUE! | #VALUE! | #VALUE! | #VALUE! | #VALUE! |  |  | #VALUE! | #VALUE! | #VALUE! | #VALUE! | #VALUE! | #VALUE! | #VALUE! | #VALUE! |  |  | #VALUE! | #VALUE! | #VALUE! | #VALUE! | #VALUE! |  |  | #VALUE! | #VALUE! | #VALUE! | #VALUE! | #VALUE! | #VALUE! | #VALUE! | #VALUE! | 0 | #REF! | #VALUE! | #VALUE! | #VALUE! | #VALUE! | #VALUE! | #VALUE! | #VALUE! | 0
|  |  |  | 0 | 51 | 0 |  |  | 1 | 1.0842e-19 | 0 | 1.0669e-18 | 1.0669e-18 | 1.0669e-18 | 0 | 0 |  |  |  |  | #VALUE! | #VALUE! | #VALUE! |  |  | #VALUE! | #VALUE! | #VALUE! | #VALUE! | #VALUE! | #VALUE! | #VALUE! | #VALUE! |  |  |  |  | #VALUE! | #VALUE! | #VALUE! |  |  | #VALUE! | #VALUE! | #VALUE! | #VALUE! | #VALUE! | #VALUE! | #VALUE! | #VALUE! |  |  |  |  | #VALUE! | #VALUE! | #VALUE! |  |  | #VALUE! | #VALUE! | #VALUE! | #VALUE! | #VALUE! | #VALUE! | #VALUE! | #VALUE! |  |  |  |  | #VALUE! | #VALUE! | #VALUE! |  |  | #VALUE! | #VALUE! | #VALUE! | #VALUE! | #VALUE! | #VALUE! | #VALUE! | #VALUE! |  |  |  |  | #VALUE! | #VALUE! | #VALUE! |  |  | #VALUE! | #VALUE! | #VALUE! | #VALUE! | #VALUE! | #VALUE! | #VALUE! | #VALUE! |  |  | #VALUE! | #VALUE! | #VALUE! | #VALUE! | #VALUE! |  |  | #VALUE! | #VALUE! | #VALUE! | #VALUE! | #VALUE! | #VALUE! | #VALUE! | #VALUE! |  |  | #VALUE! | #VALUE! | #VALUE! | #VALUE! | #VALUE! |  |  | #VALUE! | #VALUE! | #VALUE! | #VALUE! | #VALUE! | #VALUE! | #VALUE! | #VALUE! | 0 | #REF! | #VALUE! | #VALUE! | #VALUE! | #VALUE! | #VALUE! | #VALUE! | #VALUE! | 0
|  |  |  | 0 | 51 | 0 |  |  | 1 | 1.0842e-19 | 0 | 1.0669e-18 | 1.0669e-18 | 1.0669e-18 | 0 | 0 |  |  |  |  | #VALUE! | #VALUE! | #VALUE! |  |  | #VALUE! | #VALUE! | #VALUE! | #VALUE! | #VALUE! | #VALUE! | #VALUE! | #VALUE! |  |  |  |  | #VALUE! | #VALUE! | #VALUE! |  |  | #VALUE! | #VALUE! | #VALUE! | #VALUE! | #VALUE! | #VALUE! | #VALUE! | #VALUE! |  |  |  |  | #VALUE! | #VALUE! | #VALUE! |  |  | #VALUE! | #VALUE! | #VALUE! | #VALUE! | #VALUE! | #VALUE! | #VALUE! | #VALUE! |  |  |  |  | #VALUE! | #VALUE! | #VALUE! |  |  | #VALUE! | #VALUE! | #VALUE! | #VALUE! | #VALUE! | #VALUE! | #VALUE! | #VALUE! |  |  |  |  | #VALUE! | #VALUE! | #VALUE! |  |  | #VALUE! | #VALUE! | #VALUE! | #VALUE! | #VALUE! | #VALUE! | #VALUE! | #VALUE! |  |  | #VALUE! | #VALUE! | #VALUE! | #VALUE! | #VALUE! |  |  | #VALUE! | #VALUE! | #VALUE! | #VALUE! | #VALUE! | #VALUE! | #VALUE! | #VALUE! |  |  | #VALUE! | #VALUE! | #VALUE! | #VALUE! | #VALUE! |  |  | #VALUE! | #VALUE! | #VALUE! | #VALUE! | #VALUE! | #VALUE! | #VALUE! | #VALUE! | 0 | #REF! | #VALUE! | #VALUE! | #VALUE! | #VALUE! | #VALUE! | #VALUE! | #VALUE! | 0
|  |  |  | 0 | 51 | 0 |  |  | 1 | 1.0842e-19 | 0 | 1.0669e-18 | 1.0669e-18 | 1.0669e-18 | 0 | 0 |  |  |  |  | #VALUE! | #VALUE! | #VALUE! |  |  | #VALUE! | #VALUE! | #VALUE! | #VALUE! | #VALUE! | #VALUE! | #VALUE! | #VALUE! |  |  |  |  | #VALUE! | #VALUE! | #VALUE! |  |  | #VALUE! | #VALUE! | #VALUE! | #VALUE! | #VALUE! | #VALUE! | #VALUE! | #VALUE! |  |  |  |  | #VALUE! | #VALUE! | #VALUE! |  |  | #VALUE! | #VALUE! | #VALUE! | #VALUE! | #VALUE! | #VALUE! | #VALUE! | #VALUE! |  |  |  |  | #VALUE! | #VALUE! | #VALUE! |  |  | #VALUE! | #VALUE! | #VALUE! | #VALUE! | #VALUE! | #VALUE! | #VALUE! | #VALUE! |  |  |  |  | #VALUE! | #VALUE! | #VALUE! |  |  | #VALUE! | #VALUE! | #VALUE! | #VALUE! | #VALUE! | #VALUE! | #VALUE! | #VALUE! |  |  | #VALUE! | #VALUE! | #VALUE! | #VALUE! | #VALUE! |  |  | #VALUE! | #VALUE! | #VALUE! | #VALUE! | #VALUE! | #VALUE! | #VALUE! | #VALUE! |  |  | #VALUE! | #VALUE! | #VALUE! | #VALUE! | #VALUE! |  |  | #VALUE! | #VALUE! | #VALUE! | #VALUE! | #VALUE! | #VALUE! | #VALUE! | #VALUE! | 0 | #REF! | #VALUE! | #VALUE! | #VALUE! | #VALUE! | #VALUE! | #VALUE! | #VALUE! | 0
|  |  |  | 0 | 51 | 0 |  |  | 1 | 1.0842e-19 | 0 | 1.0669e-18 | 1.0669e-18 | 1.0669e-18 | 0 | 0 |  |  |  |  | #VALUE! | #VALUE! | #VALUE! |  |  | #VALUE! | #VALUE! | #VALUE! | #VALUE! | #VALUE! | #VALUE! | #VALUE! | #VALUE! |  |  |  |  | #VALUE! | #VALUE! | #VALUE! |  |  | #VALUE! | #VALUE! | #VALUE! | #VALUE! | #VALUE! | #VALUE! | #VALUE! | #VALUE! |  |  |  |  | #VALUE! | #VALUE! | #VALUE! |  |  | #VALUE! | #VALUE! | #VALUE! | #VALUE! | #VALUE! | #VALUE! | #VALUE! | #VALUE! |  |  |  |  | #VALUE! | #VALUE! | #VALUE! |  |  | #VALUE! | #VALUE! | #VALUE! | #VALUE! | #VALUE! | #VALUE! | #VALUE! | #VALUE! |  |  |  |  | #VALUE! | #VALUE! | #VALUE! |  |  | #VALUE! | #VALUE! | #VALUE! | #VALUE! | #VALUE! | #VALUE! | #VALUE! | #VALUE! |  |  | #VALUE! | #VALUE! | #VALUE! | #VALUE! | #VALUE! |  |  | #VALUE! | #VALUE! | #VALUE! | #VALUE! | #VALUE! | #VALUE! | #VALUE! | #VALUE! |  |  | #VALUE! | #VALUE! | #VALUE! | #VALUE! | #VALUE! |  |  | #VALUE! | #VALUE! | #VALUE! | #VALUE! | #VALUE! | #VALUE! | #VALUE! | #VALUE! | 0 | #REF! | #VALUE! | #VALUE! | #VALUE! | #VALUE! | #VALUE! | #VALUE! | #VALUE! | 0
|  |  |  | 0 | 51 | 0 |  |  | 1 | 1.0842e-19 | 0 | 1.0669e-18 | 1.0669e-18 | 1.0669e-18 | 0 | 0 |  |  |  |  | #VALUE! | #VALUE! | #VALUE! |  |  | #VALUE! | #VALUE! | #VALUE! | #VALUE! | #VALUE! | #VALUE! | #VALUE! | #VALUE! |  |  |  |  | #VALUE! | #VALUE! | #VALUE! |  |  | #VALUE! | #VALUE! | #VALUE! | #VALUE! | #VALUE! | #VALUE! | #VALUE! | #VALUE! |  |  |  |  | #VALUE! | #VALUE! | #VALUE! |  |  | #VALUE! | #VALUE! | #VALUE! | #VALUE! | #VALUE! | #VALUE! | #VALUE! | #VALUE! |  |  |  |  | #VALUE! | #VALUE! | #VALUE! |  |  | #VALUE! | #VALUE! | #VALUE! | #VALUE! | #VALUE! | #VALUE! | #VALUE! | #VALUE! |  |  |  |  | #VALUE! | #VALUE! | #VALUE! |  |  | #VALUE! | #VALUE! | #VALUE! | #VALUE! | #VALUE! | #VALUE! | #VALUE! | #VALUE! |  |  | #VALUE! | #VALUE! | #VALUE! | #VALUE! | #VALUE! |  |  | #VALUE! | #VALUE! | #VALUE! | #VALUE! | #VALUE! | #VALUE! | #VALUE! | #VALUE! |  |  | #VALUE! | #VALUE! | #VALUE! | #VALUE! | #VALUE! |  |  | #VALUE! | #VALUE! | #VALUE! | #VALUE! | #VALUE! | #VALUE! | #VALUE! | #VALUE! | 0 | #REF! | #VALUE! | #VALUE! | #VALUE! | #VALUE! | #VALUE! | #VALUE! | #VALUE! | 0
|  |  |  | 0 | 51 | 0 |  |  | 1 | 1.0842e-19 | 0 | 1.0669e-18 | 1.0669e-18 | 1.0669e-18 | 0 | 0 |  |  |  |  | #VALUE! | #VALUE! | #VALUE! |  |  | #VALUE! | #VALUE! | #VALUE! | #VALUE! | #VALUE! | #VALUE! | #VALUE! | #VALUE! |  |  |  |  | #VALUE! | #VALUE! | #VALUE! |  |  | #VALUE! | #VALUE! | #VALUE! | #VALUE! | #VALUE! | #VALUE! | #VALUE! | #VALUE! |  |  |  |  | #VALUE! | #VALUE! | #VALUE! |  |  | #VALUE! | #VALUE! | #VALUE! | #VALUE! | #VALUE! | #VALUE! | #VALUE! | #VALUE! |  |  |  |  | #VALUE! | #VALUE! | #VALUE! |  |  | #VALUE! | #VALUE! | #VALUE! | #VALUE! | #VALUE! | #VALUE! | #VALUE! | #VALUE! |  |  |  |  | #VALUE! | #VALUE! | #VALUE! |  |  | #VALUE! | #VALUE! | #VALUE! | #VALUE! | #VALUE! | #VALUE! | #VALUE! | #VALUE! |  |  | #VALUE! | #VALUE! | #VALUE! | #VALUE! | #VALUE! |  |  | #VALUE! | #VALUE! | #VALUE! | #VALUE! | #VALUE! | #VALUE! | #VALUE! | #VALUE! |  |  | #VALUE! | #VALUE! | #VALUE! | #VALUE! | #VALUE! |  |  | #VALUE! | #VALUE! | #VALUE! | #VALUE! | #VALUE! | #VALUE! | #VALUE! | #VALUE! | 0 | #REF! | #VALUE! | #VALUE! | #VALUE! | #VALUE! | #VALUE! | #VALUE! | #VALUE! | 0
|  |  |  | 0 | 51 | 0 |  |  | 1 | 1.0842e-19 | 0 | 1.0669e-18 | 1.0669e-18 | 1.0669e-18 | 0 | 0 |  |  |  |  | #VALUE! | #VALUE! | #VALUE! |  |  | #VALUE! | #VALUE! | #VALUE! | #VALUE! | #VALUE! | #VALUE! | #VALUE! | #VALUE! |  |  |  |  | #VALUE! | #VALUE! | #VALUE! |  |  | #VALUE! | #VALUE! | #VALUE! | #VALUE! | #VALUE! | #VALUE! | #VALUE! | #VALUE! |  |  |  |  | #VALUE! | #VALUE! | #VALUE! |  |  | #VALUE! | #VALUE! | #VALUE! | #VALUE! | #VALUE! | #VALUE! | #VALUE! | #VALUE! |  |  |  |  | #VALUE! | #VALUE! | #VALUE! |  |  | #VALUE! | #VALUE! | #VALUE! | #VALUE! | #VALUE! | #VALUE! | #VALUE! | #VALUE! |  |  |  |  | #VALUE! | #VALUE! | #VALUE! |  |  | #VALUE! | #VALUE! | #VALUE! | #VALUE! | #VALUE! | #VALUE! | #VALUE! | #VALUE! |  |  | #VALUE! | #VALUE! | #VALUE! | #VALUE! | #VALUE! |  |  | #VALUE! | #VALUE! | #VALUE! | #VALUE! | #VALUE! | #VALUE! | #VALUE! | #VALUE! |  |  | #VALUE! | #VALUE! | #VALUE! | #VALUE! | #VALUE! |  |  | #VALUE! | #VALUE! | #VALUE! | #VALUE! | #VALUE! | #VALUE! | #VALUE! | #VALUE! | 0 | #REF! | #VALUE! | #VALUE! | #VALUE! | #VALUE! | #VALUE! | #VALUE! | #VALUE! | 0
|  |  |  | 0 | 51 | 0 |  |  | 1 | 1.0842e-19 | 0 | 1.0669e-18 | 1.0669e-18 | 1.0669e-18 | 0 | 0 |  |  |  |  | #VALUE! | #VALUE! | #VALUE! |  |  | #VALUE! | #VALUE! | #VALUE! | #VALUE! | #VALUE! | #VALUE! | #VALUE! | #VALUE! |  |  |  |  | #VALUE! | #VALUE! | #VALUE! |  |  | #VALUE! | #VALUE! | #VALUE! | #VALUE! | #VALUE! | #VALUE! | #VALUE! | #VALUE! |  |  |  |  | #VALUE! | #VALUE! | #VALUE! |  |  | #VALUE! | #VALUE! | #VALUE! | #VALUE! | #VALUE! | #VALUE! | #VALUE! | #VALUE! |  |  |  |  | #VALUE! | #VALUE! | #VALUE! |  |  | #VALUE! | #VALUE! | #VALUE! | #VALUE! | #VALUE! | #VALUE! | #VALUE! | #VALUE! |  |  |  |  | #VALUE! | #VALUE! | #VALUE! |  |  | #VALUE! | #VALUE! | #VALUE! | #VALUE! | #VALUE! | #VALUE! | #VALUE! | #VALUE! |  |  | #VALUE! | #VALUE! | #VALUE! | #VALUE! | #VALUE! |  |  | #VALUE! | #VALUE! | #VALUE! | #VALUE! | #VALUE! | #VALUE! | #VALUE! | #VALUE! |  |  | #VALUE! | #VALUE! | #VALUE! | #VALUE! | #VALUE! |  |  | #VALUE! | #VALUE! | #VALUE! | #VALUE! | #VALUE! | #VALUE! | #VALUE! | #VALUE! | 0 | #REF! | #VALUE! | #VALUE! | #VALUE! | #VALUE! | #VALUE! | #VALUE! | #VALUE! | 0
|  |  |  | 0 | 51 | 0 |  |  | 1 | 1.0842e-19 | 0 | 1.0669e-18 | 1.0669e-18 | 1.0669e-18 | 0 | 0 |  |  |  |  | #VALUE! | #VALUE! | #VALUE! |  |  | #VALUE! | #VALUE! | #VALUE! | #VALUE! | #VALUE! | #VALUE! | #VALUE! | #VALUE! |  |  |  |  | #VALUE! | #VALUE! | #VALUE! |  |  | #VALUE! | #VALUE! | #VALUE! | #VALUE! | #VALUE! | #VALUE! | #VALUE! | #VALUE! |  |  |  |  | #VALUE! | #VALUE! | #VALUE! |  |  | #VALUE! | #VALUE! | #VALUE! | #VALUE! | #VALUE! | #VALUE! | #VALUE! | #VALUE! |  |  |  |  | #VALUE! | #VALUE! | #VALUE! |  |  | #VALUE! | #VALUE! | #VALUE! | #VALUE! | #VALUE! | #VALUE! | #VALUE! | #VALUE! |  |  |  |  | #VALUE! | #VALUE! | #VALUE! |  |  | #VALUE! | #VALUE! | #VALUE! | #VALUE! | #VALUE! | #VALUE! | #VALUE! | #VALUE! |  |  | #VALUE! | #VALUE! | #VALUE! | #VALUE! | #VALUE! |  |  | #VALUE! | #VALUE! | #VALUE! | #VALUE! | #VALUE! | #VALUE! | #VALUE! | #VALUE! |  |  | #VALUE! | #VALUE! | #VALUE! | #VALUE! | #VALUE! |  |  | #VALUE! | #VALUE! | #VALUE! | #VALUE! | #VALUE! | #VALUE! | #VALUE! | #VALUE! | 0 | #REF! | #VALUE! | #VALUE! | #VALUE! | #VALUE! | #VALUE! | #VALUE! | #VALUE! | 0
|  |  |  | 0 | 51 | 0 |  |  | 1 | 1.0842e-19 | 0 | 1.0669e-18 | 1.0669e-18 | 1.0669e-18 | 0 | 0 |  |  |  |  | #VALUE! | #VALUE! | #VALUE! |  |  | #VALUE! | #VALUE! | #VALUE! | #VALUE! | #VALUE! | #VALUE! | #VALUE! | #VALUE! |  |  |  |  | #VALUE! | #VALUE! | #VALUE! |  |  | #VALUE! | #VALUE! | #VALUE! | #VALUE! | #VALUE! | #VALUE! | #VALUE! | #VALUE! |  |  |  |  | #VALUE! | #VALUE! | #VALUE! |  |  | #VALUE! | #VALUE! | #VALUE! | #VALUE! | #VALUE! | #VALUE! | #VALUE! | #VALUE! |  |  |  |  | #VALUE! | #VALUE! | #VALUE! |  |  | #VALUE! | #VALUE! | #VALUE! | #VALUE! | #VALUE! | #VALUE! | #VALUE! | #VALUE! |  |  |  |  | #VALUE! | #VALUE! | #VALUE! |  |  | #VALUE! | #VALUE! | #VALUE! | #VALUE! | #VALUE! | #VALUE! | #VALUE! | #VALUE! |  |  | #VALUE! | #VALUE! | #VALUE! | #VALUE! | #VALUE! |  |  | #VALUE! | #VALUE! | #VALUE! | #VALUE! | #VALUE! | #VALUE! | #VALUE! | #VALUE! |  |  | #VALUE! | #VALUE! | #VALUE! | #VALUE! | #VALUE! |  |  | #VALUE! | #VALUE! | #VALUE! | #VALUE! | #VALUE! | #VALUE! | #VALUE! | #VALUE! | 0 | #REF! | #VALUE! | #VALUE! | #VALUE! | #VALUE! | #VALUE! | #VALUE! | #VALUE! | 0
|  |  |  | 0 | 51 | 0 |  |  | 1 | 1.0842e-19 | 0 | 1.0669e-18 | 1.0669e-18 | 1.0669e-18 | 0 | 0 |  |  |  |  | #VALUE! | #VALUE! | #VALUE! |  |  | #VALUE! | #VALUE! | #VALUE! | #VALUE! | #VALUE! | #VALUE! | #VALUE! | #VALUE! |  |  |  |  | #VALUE! | #VALUE! | #VALUE! |  |  | #VALUE! | #VALUE! | #VALUE! | #VALUE! | #VALUE! | #VALUE! | #VALUE! | #VALUE! |  |  |  |  | #VALUE! | #VALUE! | #VALUE! |  |  | #VALUE! | #VALUE! | #VALUE! | #VALUE! | #VALUE! | #VALUE! | #VALUE! | #VALUE! |  |  |  |  | #VALUE! | #VALUE! | #VALUE! |  |  | #VALUE! | #VALUE! | #VALUE! | #VALUE! | #VALUE! | #VALUE! | #VALUE! | #VALUE! |  |  |  |  | #VALUE! | #VALUE! | #VALUE! |  |  | #VALUE! | #VALUE! | #VALUE! | #VALUE! | #VALUE! | #VALUE! | #VALUE! | #VALUE! |  |  | #VALUE! | #VALUE! | #VALUE! | #VALUE! | #VALUE! |  |  | #VALUE! | #VALUE! | #VALUE! | #VALUE! | #VALUE! | #VALUE! | #VALUE! | #VALUE! |  |  | #VALUE! | #VALUE! | #VALUE! | #VALUE! | #VALUE! |  |  | #VALUE! | #VALUE! | #VALUE! | #VALUE! | #VALUE! | #VALUE! | #VALUE! | #VALUE! | 0 | #REF! | #VALUE! | #VALUE! | #VALUE! | #VALUE! | #VALUE! | #VALUE! | #VALUE! | 0
|  |  |  | 0 | 51 | 0 |  |  | 1 | 1.0842e-19 | 0 | 1.0669e-18 | 1.0669e-18 | 1.0669e-18 | 0 | 0 |  |  |  |  | #VALUE! | #VALUE! | #VALUE! |  |  | #VALUE! | #VALUE! | #VALUE! | #VALUE! | #VALUE! | #VALUE! | #VALUE! | #VALUE! |  |  |  |  | #VALUE! | #VALUE! | #VALUE! |  |  | #VALUE! | #VALUE! | #VALUE! | #VALUE! | #VALUE! | #VALUE! | #VALUE! | #VALUE! |  |  |  |  | #VALUE! | #VALUE! | #VALUE! |  |  | #VALUE! | #VALUE! | #VALUE! | #VALUE! | #VALUE! | #VALUE! | #VALUE! | #VALUE! |  |  |  |  | #VALUE! | #VALUE! | #VALUE! |  |  | #VALUE! | #VALUE! | #VALUE! | #VALUE! | #VALUE! | #VALUE! | #VALUE! | #VALUE! |  |  |  |  | #VALUE! | #VALUE! | #VALUE! |  |  | #VALUE! | #VALUE! | #VALUE! | #VALUE! | #VALUE! | #VALUE! | #VALUE! | #VALUE! |  |  | #VALUE! | #VALUE! | #VALUE! | #VALUE! | #VALUE! |  |  | #VALUE! | #VALUE! | #VALUE! | #VALUE! | #VALUE! | #VALUE! | #VALUE! | #VALUE! |  |  | #VALUE! | #VALUE! | #VALUE! | #VALUE! | #VALUE! |  |  | #VALUE! | #VALUE! | #VALUE! | #VALUE! | #VALUE! | #VALUE! | #VALUE! | #VALUE! | 0 | #REF! | #VALUE! | #VALUE! | #VALUE! | #VALUE! | #VALUE! | #VALUE! | #VALUE! | 0
|  |  |  | 0 | 51 | 0 |  |  | 1 | 1.0842e-19 | 0 | 1.0669e-18 | 1.0669e-18 | 1.0669e-18 | 0 | 0 |  |  |  |  | #VALUE! | #VALUE! | #VALUE! |  |  | #VALUE! | #VALUE! | #VALUE! | #VALUE! | #VALUE! | #VALUE! | #VALUE! | #VALUE! |  |  |  |  | #VALUE! | #VALUE! | #VALUE! |  |  | #VALUE! | #VALUE! | #VALUE! | #VALUE! | #VALUE! | #VALUE! | #VALUE! | #VALUE! |  |  |  |  | #VALUE! | #VALUE! | #VALUE! |  |  | #VALUE! | #VALUE! | #VALUE! | #VALUE! | #VALUE! | #VALUE! | #VALUE! | #VALUE! |  |  |  |  | #VALUE! | #VALUE! | #VALUE! |  |  | #VALUE! | #VALUE! | #VALUE! | #VALUE! | #VALUE! | #VALUE! | #VALUE! | #VALUE! |  |  |  |  | #VALUE! | #VALUE! | #VALUE! |  |  | #VALUE! | #VALUE! | #VALUE! | #VALUE! | #VALUE! | #VALUE! | #VALUE! | #VALUE! |  |  | #VALUE! | #VALUE! | #VALUE! | #VALUE! | #VALUE! |  |  | #VALUE! | #VALUE! | #VALUE! | #VALUE! | #VALUE! | #VALUE! | #VALUE! | #VALUE! |  |  | #VALUE! | #VALUE! | #VALUE! | #VALUE! | #VALUE! |  |  | #VALUE! | #VALUE! | #VALUE! | #VALUE! | #VALUE! | #VALUE! | #VALUE! | #VALUE! | 0 | #REF! | #VALUE! | #VALUE! | #VALUE! | #VALUE! | #VALUE! | #VALUE! | #VALUE! | 0
|  |  |  | 0 | 51 | 0 |  |  | 1 | 1.0842e-19 | 0 | 1.0669e-18 | 1.0669e-18 | 1.0669e-18 | 0 | 0 |  |  |  |  | #VALUE! | #VALUE! | #VALUE! |  |  | #VALUE! | #VALUE! | #VALUE! | #VALUE! | #VALUE! | #VALUE! | #VALUE! | #VALUE! |  |  |  |  | #VALUE! | #VALUE! | #VALUE! |  |  | #VALUE! | #VALUE! | #VALUE! | #VALUE! | #VALUE! | #VALUE! | #VALUE! | #VALUE! |  |  |  |  | #VALUE! | #VALUE! | #VALUE! |  |  | #VALUE! | #VALUE! | #VALUE! | #VALUE! | #VALUE! | #VALUE! | #VALUE! | #VALUE! |  |  |  |  | #VALUE! | #VALUE! | #VALUE! |  |  | #VALUE! | #VALUE! | #VALUE! | #VALUE! | #VALUE! | #VALUE! | #VALUE! | #VALUE! |  |  |  |  | #VALUE! | #VALUE! | #VALUE! |  |  | #VALUE! | #VALUE! | #VALUE! | #VALUE! | #VALUE! | #VALUE! | #VALUE! | #VALUE! |  |  | #VALUE! | #VALUE! | #VALUE! | #VALUE! | #VALUE! |  |  | #VALUE! | #VALUE! | #VALUE! | #VALUE! | #VALUE! | #VALUE! | #VALUE! | #VALUE! |  |  | #VALUE! | #VALUE! | #VALUE! | #VALUE! | #VALUE! |  |  | #VALUE! | #VALUE! | #VALUE! | #VALUE! | #VALUE! | #VALUE! | #VALUE! | #VALUE! | 0 | #REF! | #VALUE! | #VALUE! | #VALUE! | #VALUE! | #VALUE! | #VALUE! | #VALUE! | 0
|  |  |  | 0 | 51 | 0 |  |  | 1 | 1.0842e-19 | 0 | 1.0669e-18 | 1.0669e-18 | 1.0669e-18 | 0 | 0 |  |  |  |  | #VALUE! | #VALUE! | #VALUE! |  |  | #VALUE! | #VALUE! | #VALUE! | #VALUE! | #VALUE! | #VALUE! | #VALUE! | #VALUE! |  |  |  |  | #VALUE! | #VALUE! | #VALUE! |  |  | #VALUE! | #VALUE! | #VALUE! | #VALUE! | #VALUE! | #VALUE! | #VALUE! | #VALUE! |  |  |  |  | #VALUE! | #VALUE! | #VALUE! |  |  | #VALUE! | #VALUE! | #VALUE! | #VALUE! | #VALUE! | #VALUE! | #VALUE! | #VALUE! |  |  |  |  | #VALUE! | #VALUE! | #VALUE! |  |  | #VALUE! | #VALUE! | #VALUE! | #VALUE! | #VALUE! | #VALUE! | #VALUE! | #VALUE! |  |  |  |  | #VALUE! | #VALUE! | #VALUE! |  |  | #VALUE! | #VALUE! | #VALUE! | #VALUE! | #VALUE! | #VALUE! | #VALUE! | #VALUE! |  |  | #VALUE! | #VALUE! | #VALUE! | #VALUE! | #VALUE! |  |  | #VALUE! | #VALUE! | #VALUE! | #VALUE! | #VALUE! | #VALUE! | #VALUE! | #VALUE! |  |  | #VALUE! | #VALUE! | #VALUE! | #VALUE! | #VALUE! |  |  | #VALUE! | #VALUE! | #VALUE! | #VALUE! | #VALUE! | #VALUE! | #VALUE! | #VALUE! | 0 | #REF! | #VALUE! | #VALUE! | #VALUE! | #VALUE! | #VALUE! | #VALUE! | #VALUE! | 0
|  |  |  | 0 | 51 | 0 |  |  | 1 | 1.0842e-19 | 0 | 1.0669e-18 | 1.0669e-18 | 1.0669e-18 | 0 | 0 |  |  |  |  | #VALUE! | #VALUE! | #VALUE! |  |  | #VALUE! | #VALUE! | #VALUE! | #VALUE! | #VALUE! | #VALUE! | #VALUE! | #VALUE! |  |  |  |  | #VALUE! | #VALUE! | #VALUE! |  |  | #VALUE! | #VALUE! | #VALUE! | #VALUE! | #VALUE! | #VALUE! | #VALUE! | #VALUE! |  |  |  |  | #VALUE! | #VALUE! | #VALUE! |  |  | #VALUE! | #VALUE! | #VALUE! | #VALUE! | #VALUE! | #VALUE! | #VALUE! | #VALUE! |  |  |  |  | #VALUE! | #VALUE! | #VALUE! |  |  | #VALUE! | #VALUE! | #VALUE! | #VALUE! | #VALUE! | #VALUE! | #VALUE! | #VALUE! |  |  |  |  | #VALUE! | #VALUE! | #VALUE! |  |  | #VALUE! | #VALUE! | #VALUE! | #VALUE! | #VALUE! | #VALUE! | #VALUE! | #VALUE! |  |  | #VALUE! | #VALUE! | #VALUE! | #VALUE! | #VALUE! |  |  | #VALUE! | #VALUE! | #VALUE! | #VALUE! | #VALUE! | #VALUE! | #VALUE! | #VALUE! |  |  | #VALUE! | #VALUE! | #VALUE! | #VALUE! | #VALUE! |  |  | #VALUE! | #VALUE! | #VALUE! | #VALUE! | #VALUE! | #VALUE! | #VALUE! | #VALUE! | 0 | #REF! | #VALUE! | #VALUE! | #VALUE! | #VALUE! | #VALUE! | #VALUE! | #VALUE! | 0
|  |  |  | 0 | 51 | 0 |  |  | 1 | 1.0842e-19 | 0 | 1.0669e-18 | 1.0669e-18 | 1.0669e-18 | 0 | 0 |  |  |  |  | #VALUE! | #VALUE! | #VALUE! |  |  | #VALUE! | #VALUE! | #VALUE! | #VALUE! | #VALUE! | #VALUE! | #VALUE! | #VALUE! |  |  |  |  | #VALUE! | #VALUE! | #VALUE! |  |  | #VALUE! | #VALUE! | #VALUE! | #VALUE! | #VALUE! | #VALUE! | #VALUE! | #VALUE! |  |  |  |  | #VALUE! | #VALUE! | #VALUE! |  |  | #VALUE! | #VALUE! | #VALUE! | #VALUE! | #VALUE! | #VALUE! | #VALUE! | #VALUE! |  |  |  |  | #VALUE! | #VALUE! | #VALUE! |  |  | #VALUE! | #VALUE! | #VALUE! | #VALUE! | #VALUE! | #VALUE! | #VALUE! | #VALUE! |  |  |  |  | #VALUE! | #VALUE! | #VALUE! |  |  | #VALUE! | #VALUE! | #VALUE! | #VALUE! | #VALUE! | #VALUE! | #VALUE! | #VALUE! |  |  | #VALUE! | #VALUE! | #VALUE! | #VALUE! | #VALUE! |  |  | #VALUE! | #VALUE! | #VALUE! | #VALUE! | #VALUE! | #VALUE! | #VALUE! | #VALUE! |  |  | #VALUE! | #VALUE! | #VALUE! | #VALUE! | #VALUE! |  |  | #VALUE! | #VALUE! | #VALUE! | #VALUE! | #VALUE! | #VALUE! | #VALUE! | #VALUE! | 0 | #REF! | #VALUE! | #VALUE! | #VALUE! | #VALUE! | #VALUE! | #VALUE! | #VALUE! | 0
|  |  |  | 0 | 51 | 0 |  |  | 1 | 1.0842e-19 | 0 | 1.0669e-18 | 1.0669e-18 | 1.0669e-18 | 0 | 0 |  |  |  |  | #VALUE! | #VALUE! | #VALUE! |  |  | #VALUE! | #VALUE! | #VALUE! | #VALUE! | #VALUE! | #VALUE! | #VALUE! | #VALUE! |  |  |  |  | #VALUE! | #VALUE! | #VALUE! |  |  | #VALUE! | #VALUE! | #VALUE! | #VALUE! | #VALUE! | #VALUE! | #VALUE! | #VALUE! |  |  |  |  | #VALUE! | #VALUE! | #VALUE! |  |  | #VALUE! | #VALUE! | #VALUE! | #VALUE! | #VALUE! | #VALUE! | #VALUE! | #VALUE! |  |  |  |  | #VALUE! | #VALUE! | #VALUE! |  |  | #VALUE! | #VALUE! | #VALUE! | #VALUE! | #VALUE! | #VALUE! | #VALUE! | #VALUE! |  |  |  |  | #VALUE! | #VALUE! | #VALUE! |  |  | #VALUE! | #VALUE! | #VALUE! | #VALUE! | #VALUE! | #VALUE! | #VALUE! | #VALUE! |  |  | #VALUE! | #VALUE! | #VALUE! | #VALUE! | #VALUE! |  |  | #VALUE! | #VALUE! | #VALUE! | #VALUE! | #VALUE! | #VALUE! | #VALUE! | #VALUE! |  |  | #VALUE! | #VALUE! | #VALUE! | #VALUE! | #VALUE! |  |  | #VALUE! | #VALUE! | #VALUE! | #VALUE! | #VALUE! | #VALUE! | #VALUE! | #VALUE! | 0 | #REF! | #VALUE! | #VALUE! | #VALUE! | #VALUE! | #VALUE! | #VALUE! | #VALUE! | 0
|  |  |  | 0 | 51 | 0 |  |  | 1 | 1.0842e-19 | 0 | 1.0669e-18 | 1.0669e-18 | 1.0669e-18 | 0 | 0 |  |  |  |  | #VALUE! | #VALUE! | #VALUE! |  |  | #VALUE! | #VALUE! | #VALUE! | #VALUE! | #VALUE! | #VALUE! | #VALUE! | #VALUE! |  |  |  |  | #VALUE! | #VALUE! | #VALUE! |  |  | #VALUE! | #VALUE! | #VALUE! | #VALUE! | #VALUE! | #VALUE! | #VALUE! | #VALUE! |  |  |  |  | #VALUE! | #VALUE! | #VALUE! |  |  | #VALUE! | #VALUE! | #VALUE! | #VALUE! | #VALUE! | #VALUE! | #VALUE! | #VALUE! |  |  |  |  | #VALUE! | #VALUE! | #VALUE! |  |  | #VALUE! | #VALUE! | #VALUE! | #VALUE! | #VALUE! | #VALUE! | #VALUE! | #VALUE! |  |  |  |  | #VALUE! | #VALUE! | #VALUE! |  |  | #VALUE! | #VALUE! | #VALUE! | #VALUE! | #VALUE! | #VALUE! | #VALUE! | #VALUE! |  |  | #VALUE! | #VALUE! | #VALUE! | #VALUE! | #VALUE! |  |  | #VALUE! | #VALUE! | #VALUE! | #VALUE! | #VALUE! | #VALUE! | #VALUE! | #VALUE! |  |  | #VALUE! | #VALUE! | #VALUE! | #VALUE! | #VALUE! |  |  | #VALUE! | #VALUE! | #VALUE! | #VALUE! | #VALUE! | #VALUE! | #VALUE! | #VALUE! | 0 | #REF! | #VALUE! | #VALUE! | #VALUE! | #VALUE! | #VALUE! | #VALUE! | #VALUE! | 0
|  |  |  | 0 | 51 | 0 |  |  | 1 | 1.0842e-19 | 0 | 1.0669e-18 | 1.0669e-18 | 1.0669e-18 | 0 | 0 |  |  |  |  | #VALUE! | #VALUE! | #VALUE! |  |  | #VALUE! | #VALUE! | #VALUE! | #VALUE! | #VALUE! | #VALUE! | #VALUE! | #VALUE! |  |  |  |  | #VALUE! | #VALUE! | #VALUE! |  |  | #VALUE! | #VALUE! | #VALUE! | #VALUE! | #VALUE! | #VALUE! | #VALUE! | #VALUE! |  |  |  |  | #VALUE! | #VALUE! | #VALUE! |  |  | #VALUE! | #VALUE! | #VALUE! | #VALUE! | #VALUE! | #VALUE! | #VALUE! | #VALUE! |  |  |  |  | #VALUE! | #VALUE! | #VALUE! |  |  | #VALUE! | #VALUE! | #VALUE! | #VALUE! | #VALUE! | #VALUE! | #VALUE! | #VALUE! |  |  |  |  | #VALUE! | #VALUE! | #VALUE! |  |  | #VALUE! | #VALUE! | #VALUE! | #VALUE! | #VALUE! | #VALUE! | #VALUE! | #VALUE! |  |  | #VALUE! | #VALUE! | #VALUE! | #VALUE! | #VALUE! |  |  | #VALUE! | #VALUE! | #VALUE! | #VALUE! | #VALUE! | #VALUE! | #VALUE! | #VALUE! |  |  | #VALUE! | #VALUE! | #VALUE! | #VALUE! | #VALUE! |  |  | #VALUE! | #VALUE! | #VALUE! | #VALUE! | #VALUE! | #VALUE! | #VALUE! | #VALUE! | 0 | #REF! | #VALUE! | #VALUE! | #VALUE! | #VALUE! | #VALUE! | #VALUE! | #VALUE! | 0
|  |  |  | 0 | 51 | 0 |  |  | 1 | 1.0842e-19 | 0 | 1.0669e-18 | 1.0669e-18 | 1.0669e-18 | 0 | 0 |  |  |  |  | #VALUE! | #VALUE! | #VALUE! |  |  | #VALUE! | #VALUE! | #VALUE! | #VALUE! | #VALUE! | #VALUE! | #VALUE! | #VALUE! |  |  |  |  | #VALUE! | #VALUE! | #VALUE! |  |  | #VALUE! | #VALUE! | #VALUE! | #VALUE! | #VALUE! | #VALUE! | #VALUE! | #VALUE! |  |  |  |  | #VALUE! | #VALUE! | #VALUE! |  |  | #VALUE! | #VALUE! | #VALUE! | #VALUE! | #VALUE! | #VALUE! | #VALUE! | #VALUE! |  |  |  |  | #VALUE! | #VALUE! | #VALUE! |  |  | #VALUE! | #VALUE! | #VALUE! | #VALUE! | #VALUE! | #VALUE! | #VALUE! | #VALUE! |  |  |  |  | #VALUE! | #VALUE! | #VALUE! |  |  | #VALUE! | #VALUE! | #VALUE! | #VALUE! | #VALUE! | #VALUE! | #VALUE! | #VALUE! |  |  | #VALUE! | #VALUE! | #VALUE! | #VALUE! | #VALUE! |  |  | #VALUE! | #VALUE! | #VALUE! | #VALUE! | #VALUE! | #VALUE! | #VALUE! | #VALUE! |  |  | #VALUE! | #VALUE! | #VALUE! | #VALUE! | #VALUE! |  |  | #VALUE! | #VALUE! | #VALUE! | #VALUE! | #VALUE! | #VALUE! | #VALUE! | #VALUE! | 0 | #REF! | #VALUE! | #VALUE! | #VALUE! | #VALUE! | #VALUE! | #VALUE! | #VALUE! | 0
|  |  |  | 0 | 51 | 0 |  |  | 1 | 1.0842e-19 | 0 | 1.0669e-18 | 1.0669e-18 | 1.0669e-18 | 0 | 0 |  |  |  |  | #VALUE! | #VALUE! | #VALUE! |  |  | #VALUE! | #VALUE! | #VALUE! | #VALUE! | #VALUE! | #VALUE! | #VALUE! | #VALUE! |  |  |  |  | #VALUE! | #VALUE! | #VALUE! |  |  | #VALUE! | #VALUE! | #VALUE! | #VALUE! | #VALUE! | #VALUE! | #VALUE! | #VALUE! |  |  |  |  | #VALUE! | #VALUE! | #VALUE! |  |  | #VALUE! | #VALUE! | #VALUE! | #VALUE! | #VALUE! | #VALUE! | #VALUE! | #VALUE! |  |  |  |  | #VALUE! | #VALUE! | #VALUE! |  |  | #VALUE! | #VALUE! | #VALUE! | #VALUE! | #VALUE! | #VALUE! | #VALUE! | #VALUE! |  |  |  |  | #VALUE! | #VALUE! | #VALUE! |  |  | #VALUE! | #VALUE! | #VALUE! | #VALUE! | #VALUE! | #VALUE! | #VALUE! | #VALUE! |  |  | #VALUE! | #VALUE! | #VALUE! | #VALUE! | #VALUE! |  |  | #VALUE! | #VALUE! | #VALUE! | #VALUE! | #VALUE! | #VALUE! | #VALUE! | #VALUE! |  |  | #VALUE! | #VALUE! | #VALUE! | #VALUE! | #VALUE! |  |  | #VALUE! | #VALUE! | #VALUE! | #VALUE! | #VALUE! | #VALUE! | #VALUE! | #VALUE! | 0 | #REF! | #VALUE! | #VALUE! | #VALUE! | #VALUE! | #VALUE! | #VALUE! | #VALUE! | 0
|  |  |  | 0 | 51 | 0 |  |  | 1 | 1.0842e-19 | 0 | 1.0669e-18 | 1.0669e-18 | 1.0669e-18 | 0 | 0 |  |  |  |  | #VALUE! | #VALUE! | #VALUE! |  |  | #VALUE! | #VALUE! | #VALUE! | #VALUE! | #VALUE! | #VALUE! | #VALUE! | #VALUE! |  |  |  |  | #VALUE! | #VALUE! | #VALUE! |  |  | #VALUE! | #VALUE! | #VALUE! | #VALUE! | #VALUE! | #VALUE! | #VALUE! | #VALUE! |  |  |  |  | #VALUE! | #VALUE! | #VALUE! |  |  | #VALUE! | #VALUE! | #VALUE! | #VALUE! | #VALUE! | #VALUE! | #VALUE! | #VALUE! |  |  |  |  | #VALUE! | #VALUE! | #VALUE! |  |  | #VALUE! | #VALUE! | #VALUE! | #VALUE! | #VALUE! | #VALUE! | #VALUE! | #VALUE! |  |  |  |  | #VALUE! | #VALUE! | #VALUE! |  |  | #VALUE! | #VALUE! | #VALUE! | #VALUE! | #VALUE! | #VALUE! | #VALUE! | #VALUE! |  |  | #VALUE! | #VALUE! | #VALUE! | #VALUE! | #VALUE! |  |  | #VALUE! | #VALUE! | #VALUE! | #VALUE! | #VALUE! | #VALUE! | #VALUE! | #VALUE! |  |  | #VALUE! | #VALUE! | #VALUE! | #VALUE! | #VALUE! |  |  | #VALUE! | #VALUE! | #VALUE! | #VALUE! | #VALUE! | #VALUE! | #VALUE! | #VALUE! | 0 | #REF! | #VALUE! | #VALUE! | #VALUE! | #VALUE! | #VALUE! | #VALUE! | #VALUE! | 0
|  |  |  | 0 | 51 | 0 |  |  | 1 | 1.0842e-19 | 0 | 1.0669e-18 | 1.0669e-18 | 1.0669e-18 | 0 | 0 |  |  |  |  | #VALUE! | #VALUE! | #VALUE! |  |  | #VALUE! | #VALUE! | #VALUE! | #VALUE! | #VALUE! | #VALUE! | #VALUE! | #VALUE! |  |  |  |  | #VALUE! | #VALUE! | #VALUE! |  |  | #VALUE! | #VALUE! | #VALUE! | #VALUE! | #VALUE! | #VALUE! | #VALUE! | #VALUE! |  |  |  |  | #VALUE! | #VALUE! | #VALUE! |  |  | #VALUE! | #VALUE! | #VALUE! | #VALUE! | #VALUE! | #VALUE! | #VALUE! | #VALUE! |  |  |  |  | #VALUE! | #VALUE! | #VALUE! |  |  | #VALUE! | #VALUE! | #VALUE! | #VALUE! | #VALUE! | #VALUE! | #VALUE! | #VALUE! |  |  |  |  | #VALUE! | #VALUE! | #VALUE! |  |  | #VALUE! | #VALUE! | #VALUE! | #VALUE! | #VALUE! | #VALUE! | #VALUE! | #VALUE! |  |  | #VALUE! | #VALUE! | #VALUE! | #VALUE! | #VALUE! |  |  | #VALUE! | #VALUE! | #VALUE! | #VALUE! | #VALUE! | #VALUE! | #VALUE! | #VALUE! |  |  | #VALUE! | #VALUE! | #VALUE! | #VALUE! | #VALUE! |  |  | #VALUE! | #VALUE! | #VALUE! | #VALUE! | #VALUE! | #VALUE! | #VALUE! | #VALUE! | 0 | #REF! | #VALUE! | #VALUE! | #VALUE! | #VALUE! | #VALUE! | #VALUE! | #VALUE! | 0
|  |  |  | 0 | 51 | 0 |  |  | 1 | 1.0842e-19 | 0 | 1.0669e-18 | 1.0669e-18 | 1.0669e-18 | 0 | 0 |  |  |  |  | #VALUE! | #VALUE! | #VALUE! |  |  | #VALUE! | #VALUE! | #VALUE! | #VALUE! | #VALUE! | #VALUE! | #VALUE! | #VALUE! |  |  |  |  | #VALUE! | #VALUE! | #VALUE! |  |  | #VALUE! | #VALUE! | #VALUE! | #VALUE! | #VALUE! | #VALUE! | #VALUE! | #VALUE! |  |  |  |  | #VALUE! | #VALUE! | #VALUE! |  |  | #VALUE! | #VALUE! | #VALUE! | #VALUE! | #VALUE! | #VALUE! | #VALUE! | #VALUE! |  |  |  |  | #VALUE! | #VALUE! | #VALUE! |  |  | #VALUE! | #VALUE! | #VALUE! | #VALUE! | #VALUE! | #VALUE! | #VALUE! | #VALUE! |  |  |  |  | #VALUE! | #VALUE! | #VALUE! |  |  | #VALUE! | #VALUE! | #VALUE! | #VALUE! | #VALUE! | #VALUE! | #VALUE! | #VALUE! |  |  | #VALUE! | #VALUE! | #VALUE! | #VALUE! | #VALUE! |  |  | #VALUE! | #VALUE! | #VALUE! | #VALUE! | #VALUE! | #VALUE! | #VALUE! | #VALUE! |  |  | #VALUE! | #VALUE! | #VALUE! | #VALUE! | #VALUE! |  |  | #VALUE! | #VALUE! | #VALUE! | #VALUE! | #VALUE! | #VALUE! | #VALUE! | #VALUE! | 0 | #REF! | #VALUE! | #VALUE! | #VALUE! | #VALUE! | #VALUE! | #VALUE! | #VALUE! | 0
|  |  |  | 0 | 51 | 0 |  |  | 1 | 1.0842e-19 | 0 | 1.0669e-18 | 1.0669e-18 | 1.0669e-18 | 0 | 0 |  |  |  |  | #VALUE! | #VALUE! | #VALUE! |  |  | #VALUE! | #VALUE! | #VALUE! | #VALUE! | #VALUE! | #VALUE! | #VALUE! | #VALUE! |  |  |  |  | #VALUE! | #VALUE! | #VALUE! |  |  | #VALUE! | #VALUE! | #VALUE! | #VALUE! | #VALUE! | #VALUE! | #VALUE! | #VALUE! |  |  |  |  | #VALUE! | #VALUE! | #VALUE! |  |  | #VALUE! | #VALUE! | #VALUE! | #VALUE! | #VALUE! | #VALUE! | #VALUE! | #VALUE! |  |  |  |  | #VALUE! | #VALUE! | #VALUE! |  |  | #VALUE! | #VALUE! | #VALUE! | #VALUE! | #VALUE! | #VALUE! | #VALUE! | #VALUE! |  |  |  |  | #VALUE! | #VALUE! | #VALUE! |  |  | #VALUE! | #VALUE! | #VALUE! | #VALUE! | #VALUE! | #VALUE! | #VALUE! | #VALUE! |  |  | #VALUE! | #VALUE! | #VALUE! | #VALUE! | #VALUE! |  |  | #VALUE! | #VALUE! | #VALUE! | #VALUE! | #VALUE! | #VALUE! | #VALUE! | #VALUE! |  |  | #VALUE! | #VALUE! | #VALUE! | #VALUE! | #VALUE! |  |  | #VALUE! | #VALUE! | #VALUE! | #VALUE! | #VALUE! | #VALUE! | #VALUE! | #VALUE! | 0 | #REF! | #VALUE! | #VALUE! | #VALUE! | #VALUE! | #VALUE! | #VALUE! | #VALUE! | 0
|  |  |  | 0 | 51 | 0 |  |  | 1 | 1.0842e-19 | 0 | 1.0669e-18 | 1.0669e-18 | 1.0669e-18 | 0 | 0 |  |  |  |  | #VALUE! | #VALUE! | #VALUE! |  |  | #VALUE! | #VALUE! | #VALUE! | #VALUE! | #VALUE! | #VALUE! | #VALUE! | #VALUE! |  |  |  |  | #VALUE! | #VALUE! | #VALUE! |  |  | #VALUE! | #VALUE! | #VALUE! | #VALUE! | #VALUE! | #VALUE! | #VALUE! | #VALUE! |  |  |  |  | #VALUE! | #VALUE! | #VALUE! |  |  | #VALUE! | #VALUE! | #VALUE! | #VALUE! | #VALUE! | #VALUE! | #VALUE! | #VALUE! |  |  |  |  | #VALUE! | #VALUE! | #VALUE! |  |  | #VALUE! | #VALUE! | #VALUE! | #VALUE! | #VALUE! | #VALUE! | #VALUE! | #VALUE! |  |  |  |  | #VALUE! | #VALUE! | #VALUE! |  |  | #VALUE! | #VALUE! | #VALUE! | #VALUE! | #VALUE! | #VALUE! | #VALUE! | #VALUE! |  |  | #VALUE! | #VALUE! | #VALUE! | #VALUE! | #VALUE! |  |  | #VALUE! | #VALUE! | #VALUE! | #VALUE! | #VALUE! | #VALUE! | #VALUE! | #VALUE! |  |  | #VALUE! | #VALUE! | #VALUE! | #VALUE! | #VALUE! |  |  | #VALUE! | #VALUE! | #VALUE! | #VALUE! | #VALUE! | #VALUE! | #VALUE! | #VALUE! | 0 | #REF! | #VALUE! | #VALUE! | #VALUE! | #VALUE! | #VALUE! | #VALUE! | #VALUE! | 0
|  |  |  | 0 | 51 | 0 |  |  | 1 | 1.0842e-19 | 0 | 1.0669e-18 | 1.0669e-18 | 1.0669e-18 | 0 | 0 |  |  |  |  | #VALUE! | #VALUE! | #VALUE! |  |  | #VALUE! | #VALUE! | #VALUE! | #VALUE! | #VALUE! | #VALUE! | #VALUE! | #VALUE! |  |  |  |  | #VALUE! | #VALUE! | #VALUE! |  |  | #VALUE! | #VALUE! | #VALUE! | #VALUE! | #VALUE! | #VALUE! | #VALUE! | #VALUE! |  |  |  |  | #VALUE! | #VALUE! | #VALUE! |  |  | #VALUE! | #VALUE! | #VALUE! | #VALUE! | #VALUE! | #VALUE! | #VALUE! | #VALUE! |  |  |  |  | #VALUE! | #VALUE! | #VALUE! |  |  | #VALUE! | #VALUE! | #VALUE! | #VALUE! | #VALUE! | #VALUE! | #VALUE! | #VALUE! |  |  |  |  | #VALUE! | #VALUE! | #VALUE! |  |  | #VALUE! | #VALUE! | #VALUE! | #VALUE! | #VALUE! | #VALUE! | #VALUE! | #VALUE! |  |  | #VALUE! | #VALUE! | #VALUE! | #VALUE! | #VALUE! |  |  | #VALUE! | #VALUE! | #VALUE! | #VALUE! | #VALUE! | #VALUE! | #VALUE! | #VALUE! |  |  | #VALUE! | #VALUE! | #VALUE! | #VALUE! | #VALUE! |  |  | #VALUE! | #VALUE! | #VALUE! | #VALUE! | #VALUE! | #VALUE! | #VALUE! | #VALUE! | 0 | #REF! | #VALUE! | #VALUE! | #VALUE! | #VALUE! | #VALUE! | #VALUE! | #VALUE! | 0
|  |  |  | 0 | 51 | 0 |  |  | 1 | 1.0842e-19 | 0 | 1.0669e-18 | 1.0669e-18 | 1.0669e-18 | 0 | 0 |  |  |  |  | #VALUE! | #VALUE! | #VALUE! |  |  | #VALUE! | #VALUE! | #VALUE! | #VALUE! | #VALUE! | #VALUE! | #VALUE! | #VALUE! |  |  |  |  | #VALUE! | #VALUE! | #VALUE! |  |  | #VALUE! | #VALUE! | #VALUE! | #VALUE! | #VALUE! | #VALUE! | #VALUE! | #VALUE! |  |  |  |  | #VALUE! | #VALUE! | #VALUE! |  |  | #VALUE! | #VALUE! | #VALUE! | #VALUE! | #VALUE! | #VALUE! | #VALUE! | #VALUE! |  |  |  |  | #VALUE! | #VALUE! | #VALUE! |  |  | #VALUE! | #VALUE! | #VALUE! | #VALUE! | #VALUE! | #VALUE! | #VALUE! | #VALUE! |  |  |  |  | #VALUE! | #VALUE! | #VALUE! |  |  | #VALUE! | #VALUE! | #VALUE! | #VALUE! | #VALUE! | #VALUE! | #VALUE! | #VALUE! |  |  | #VALUE! | #VALUE! | #VALUE! | #VALUE! | #VALUE! |  |  | #VALUE! | #VALUE! | #VALUE! | #VALUE! | #VALUE! | #VALUE! | #VALUE! | #VALUE! |  |  | #VALUE! | #VALUE! | #VALUE! | #VALUE! | #VALUE! |  |  | #VALUE! | #VALUE! | #VALUE! | #VALUE! | #VALUE! | #VALUE! | #VALUE! | #VALUE! | 0 | #REF! | #VALUE! | #VALUE! | #VALUE! | #VALUE! | #VALUE! | #VALUE! | #VALUE! | 0
|  |  |  | 0 | 51 | 0 |  |  | 1 | 1.0842e-19 | 0 | 1.0669e-18 | 1.0669e-18 | 1.0669e-18 | 0 | 0 |  |  |  |  | #VALUE! | #VALUE! | #VALUE! |  |  | #VALUE! | #VALUE! | #VALUE! | #VALUE! | #VALUE! | #VALUE! | #VALUE! | #VALUE! |  |  |  |  | #VALUE! | #VALUE! | #VALUE! |  |  | #VALUE! | #VALUE! | #VALUE! | #VALUE! | #VALUE! | #VALUE! | #VALUE! | #VALUE! |  |  |  |  | #VALUE! | #VALUE! | #VALUE! |  |  | #VALUE! | #VALUE! | #VALUE! | #VALUE! | #VALUE! | #VALUE! | #VALUE! | #VALUE! |  |  |  |  | #VALUE! | #VALUE! | #VALUE! |  |  | #VALUE! | #VALUE! | #VALUE! | #VALUE! | #VALUE! | #VALUE! | #VALUE! | #VALUE! |  |  |  |  | #VALUE! | #VALUE! | #VALUE! |  |  | #VALUE! | #VALUE! | #VALUE! | #VALUE! | #VALUE! | #VALUE! | #VALUE! | #VALUE! |  |  | #VALUE! | #VALUE! | #VALUE! | #VALUE! | #VALUE! |  |  | #VALUE! | #VALUE! | #VALUE! | #VALUE! | #VALUE! | #VALUE! | #VALUE! | #VALUE! |  |  | #VALUE! | #VALUE! | #VALUE! | #VALUE! | #VALUE! |  |  | #VALUE! | #VALUE! | #VALUE! | #VALUE! | #VALUE! | #VALUE! | #VALUE! | #VALUE! | 0 | #REF! | #VALUE! | #VALUE! | #VALUE! | #VALUE! | #VALUE! | #VALUE! | #VALUE! | 0
|  |  |  | 0 | 51 | 0 |  |  | 1 | 1.0842e-19 | 0 | 1.0669e-18 | 1.0669e-18 | 1.0669e-18 | 0 | 0 |  |  |  |  | #VALUE! | #VALUE! | #VALUE! |  |  | #VALUE! | #VALUE! | #VALUE! | #VALUE! | #VALUE! | #VALUE! | #VALUE! | #VALUE! |  |  |  |  | #VALUE! | #VALUE! | #VALUE! |  |  | #VALUE! | #VALUE! | #VALUE! | #VALUE! | #VALUE! | #VALUE! | #VALUE! | #VALUE! |  |  |  |  | #VALUE! | #VALUE! | #VALUE! |  |  | #VALUE! | #VALUE! | #VALUE! | #VALUE! | #VALUE! | #VALUE! | #VALUE! | #VALUE! |  |  |  |  | #VALUE! | #VALUE! | #VALUE! |  |  | #VALUE! | #VALUE! | #VALUE! | #VALUE! | #VALUE! | #VALUE! | #VALUE! | #VALUE! |  |  |  |  | #VALUE! | #VALUE! | #VALUE! |  |  | #VALUE! | #VALUE! | #VALUE! | #VALUE! | #VALUE! | #VALUE! | #VALUE! | #VALUE! |  |  | #VALUE! | #VALUE! | #VALUE! | #VALUE! | #VALUE! |  |  | #VALUE! | #VALUE! | #VALUE! | #VALUE! | #VALUE! | #VALUE! | #VALUE! | #VALUE! |  |  | #VALUE! | #VALUE! | #VALUE! | #VALUE! | #VALUE! |  |  | #VALUE! | #VALUE! | #VALUE! | #VALUE! | #VALUE! | #VALUE! | #VALUE! | #VALUE! | 0 | #REF! | #VALUE! | #VALUE! | #VALUE! | #VALUE! | #VALUE! | #VALUE! | #VALUE! | 0
|  |  |  | 0 | 51 | 0 |  |  | 1 | 1.0842e-19 | 0 | 1.0669e-18 | 1.0669e-18 | 1.0669e-18 | 0 | 0 |  |  |  |  | #VALUE! | #VALUE! | #VALUE! |  |  | #VALUE! | #VALUE! | #VALUE! | #VALUE! | #VALUE! | #VALUE! | #VALUE! | #VALUE! |  |  |  |  | #VALUE! | #VALUE! | #VALUE! |  |  | #VALUE! | #VALUE! | #VALUE! | #VALUE! | #VALUE! | #VALUE! | #VALUE! | #VALUE! |  |  |  |  | #VALUE! | #VALUE! | #VALUE! |  |  | #VALUE! | #VALUE! | #VALUE! | #VALUE! | #VALUE! | #VALUE! | #VALUE! | #VALUE! |  |  |  |  | #VALUE! | #VALUE! | #VALUE! |  |  | #VALUE! | #VALUE! | #VALUE! | #VALUE! | #VALUE! | #VALUE! | #VALUE! | #VALUE! |  |  |  |  | #VALUE! | #VALUE! | #VALUE! |  |  | #VALUE! | #VALUE! | #VALUE! | #VALUE! | #VALUE! | #VALUE! | #VALUE! | #VALUE! |  |  | #VALUE! | #VALUE! | #VALUE! | #VALUE! | #VALUE! |  |  | #VALUE! | #VALUE! | #VALUE! | #VALUE! | #VALUE! | #VALUE! | #VALUE! | #VALUE! |  |  | #VALUE! | #VALUE! | #VALUE! | #VALUE! | #VALUE! |  |  | #VALUE! | #VALUE! | #VALUE! | #VALUE! | #VALUE! | #VALUE! | #VALUE! | #VALUE! | 0 | #REF! | #VALUE! | #VALUE! | #VALUE! | #VALUE! | #VALUE! | #VALUE! | #VALUE! | 0
|  |  |  | 0 | 51 | 0 |  |  | 1 | 1.0842e-19 | 0 | 1.0669e-18 | 1.0669e-18 | 1.0669e-18 | 0 | 0 |  |  |  |  | #VALUE! | #VALUE! | #VALUE! |  |  | #VALUE! | #VALUE! | #VALUE! | #VALUE! | #VALUE! | #VALUE! | #VALUE! | #VALUE! |  |  |  |  | #VALUE! | #VALUE! | #VALUE! |  |  | #VALUE! | #VALUE! | #VALUE! | #VALUE! | #VALUE! | #VALUE! | #VALUE! | #VALUE! |  |  |  |  | #VALUE! | #VALUE! | #VALUE! |  |  | #VALUE! | #VALUE! | #VALUE! | #VALUE! | #VALUE! | #VALUE! | #VALUE! | #VALUE! |  |  |  |  | #VALUE! | #VALUE! | #VALUE! |  |  | #VALUE! | #VALUE! | #VALUE! | #VALUE! | #VALUE! | #VALUE! | #VALUE! | #VALUE! |  |  |  |  | #VALUE! | #VALUE! | #VALUE! |  |  | #VALUE! | #VALUE! | #VALUE! | #VALUE! | #VALUE! | #VALUE! | #VALUE! | #VALUE! |  |  | #VALUE! | #VALUE! | #VALUE! | #VALUE! | #VALUE! |  |  | #VALUE! | #VALUE! | #VALUE! | #VALUE! | #VALUE! | #VALUE! | #VALUE! | #VALUE! |  |  | #VALUE! | #VALUE! | #VALUE! | #VALUE! | #VALUE! |  |  | #VALUE! | #VALUE! | #VALUE! | #VALUE! | #VALUE! | #VALUE! | #VALUE! | #VALUE! | 0 | #REF! | #VALUE! | #VALUE! | #VALUE! | #VALUE! | #VALUE! | #VALUE! | #VALUE! | 0
|  |  |  | 0 | 51 | 0 |  |  | 1 | 1.0842e-19 | 0 | 1.0669e-18 | 1.0669e-18 | 1.0669e-18 | 0 | 0 |  |  |  |  | #VALUE! | #VALUE! | #VALUE! |  |  | #VALUE! | #VALUE! | #VALUE! | #VALUE! | #VALUE! | #VALUE! | #VALUE! | #VALUE! |  |  |  |  | #VALUE! | #VALUE! | #VALUE! |  |  | #VALUE! | #VALUE! | #VALUE! | #VALUE! | #VALUE! | #VALUE! | #VALUE! | #VALUE! |  |  |  |  | #VALUE! | #VALUE! | #VALUE! |  |  | #VALUE! | #VALUE! | #VALUE! | #VALUE! | #VALUE! | #VALUE! | #VALUE! | #VALUE! |  |  |  |  | #VALUE! | #VALUE! | #VALUE! |  |  | #VALUE! | #VALUE! | #VALUE! | #VALUE! | #VALUE! | #VALUE! | #VALUE! | #VALUE! |  |  |  |  | #VALUE! | #VALUE! | #VALUE! |  |  | #VALUE! | #VALUE! | #VALUE! | #VALUE! | #VALUE! | #VALUE! | #VALUE! | #VALUE! |  |  | #VALUE! | #VALUE! | #VALUE! | #VALUE! | #VALUE! |  |  | #VALUE! | #VALUE! | #VALUE! | #VALUE! | #VALUE! | #VALUE! | #VALUE! | #VALUE! |  |  | #VALUE! | #VALUE! | #VALUE! | #VALUE! | #VALUE! |  |  | #VALUE! | #VALUE! | #VALUE! | #VALUE! | #VALUE! | #VALUE! | #VALUE! | #VALUE! | 0 | #REF! | #VALUE! | #VALUE! | #VALUE! | #VALUE! | #VALUE! | #VALUE! | #VALUE! | 0
|  |  |  | 0 | 51 | 0 |  |  | 1 | 1.0842e-19 | 0 | 1.0669e-18 | 1.0669e-18 | 1.0669e-18 | 0 | 0 |  |  |  |  | #VALUE! | #VALUE! | #VALUE! |  |  | #VALUE! | #VALUE! | #VALUE! | #VALUE! | #VALUE! | #VALUE! | #VALUE! | #VALUE! |  |  |  |  | #VALUE! | #VALUE! | #VALUE! |  |  | #VALUE! | #VALUE! | #VALUE! | #VALUE! | #VALUE! | #VALUE! | #VALUE! | #VALUE! |  |  |  |  | #VALUE! | #VALUE! | #VALUE! |  |  | #VALUE! | #VALUE! | #VALUE! | #VALUE! | #VALUE! | #VALUE! | #VALUE! | #VALUE! |  |  |  |  | #VALUE! | #VALUE! | #VALUE! |  |  | #VALUE! | #VALUE! | #VALUE! | #VALUE! | #VALUE! | #VALUE! | #VALUE! | #VALUE! |  |  |  |  | #VALUE! | #VALUE! | #VALUE! |  |  | #VALUE! | #VALUE! | #VALUE! | #VALUE! | #VALUE! | #VALUE! | #VALUE! | #VALUE! |  |  | #VALUE! | #VALUE! | #VALUE! | #VALUE! | #VALUE! |  |  | #VALUE! | #VALUE! | #VALUE! | #VALUE! | #VALUE! | #VALUE! | #VALUE! | #VALUE! |  |  | #VALUE! | #VALUE! | #VALUE! | #VALUE! | #VALUE! |  |  | #VALUE! | #VALUE! | #VALUE! | #VALUE! | #VALUE! | #VALUE! | #VALUE! | #VALUE! | 0 | #REF! | #VALUE! | #VALUE! | #VALUE! | #VALUE! | #VALUE! | #VALUE! | #VALUE! | 0
|  |  |  | 0 | 51 | 0 |  |  | 1 | 1.0842e-19 | 0 | 1.0669e-18 | 1.0669e-18 | 1.0669e-18 | 0 | 0 |  |  |  |  | #VALUE! | #VALUE! | #VALUE! |  |  | #VALUE! | #VALUE! | #VALUE! | #VALUE! | #VALUE! | #VALUE! | #VALUE! | #VALUE! |  |  |  |  | #VALUE! | #VALUE! | #VALUE! |  |  | #VALUE! | #VALUE! | #VALUE! | #VALUE! | #VALUE! | #VALUE! | #VALUE! | #VALUE! |  |  |  |  | #VALUE! | #VALUE! | #VALUE! |  |  | #VALUE! | #VALUE! | #VALUE! | #VALUE! | #VALUE! | #VALUE! | #VALUE! | #VALUE! |  |  |  |  | #VALUE! | #VALUE! | #VALUE! |  |  | #VALUE! | #VALUE! | #VALUE! | #VALUE! | #VALUE! | #VALUE! | #VALUE! | #VALUE! |  |  |  |  | #VALUE! | #VALUE! | #VALUE! |  |  | #VALUE! | #VALUE! | #VALUE! | #VALUE! | #VALUE! | #VALUE! | #VALUE! | #VALUE! |  |  | #VALUE! | #VALUE! | #VALUE! | #VALUE! | #VALUE! |  |  | #VALUE! | #VALUE! | #VALUE! | #VALUE! | #VALUE! | #VALUE! | #VALUE! | #VALUE! |  |  | #VALUE! | #VALUE! | #VALUE! | #VALUE! | #VALUE! |  |  | #VALUE! | #VALUE! | #VALUE! | #VALUE! | #VALUE! | #VALUE! | #VALUE! | #VALUE! | 0 | #REF! | #VALUE! | #VALUE! | #VALUE! | #VALUE! | #VALUE! | #VALUE! | #VALUE! | 0
|  |  |  | 0 | 51 | 0 |  |  | 1 | 1.0842e-19 | 0 | 1.0669e-18 | 1.0669e-18 | 1.0669e-18 | 0 | 0 |  |  |  |  | #VALUE! | #VALUE! | #VALUE! |  |  | #VALUE! | #VALUE! | #VALUE! | #VALUE! | #VALUE! | #VALUE! | #VALUE! | #VALUE! |  |  |  |  | #VALUE! | #VALUE! | #VALUE! |  |  | #VALUE! | #VALUE! | #VALUE! | #VALUE! | #VALUE! | #VALUE! | #VALUE! | #VALUE! |  |  |  |  | #VALUE! | #VALUE! | #VALUE! |  |  | #VALUE! | #VALUE! | #VALUE! | #VALUE! | #VALUE! | #VALUE! | #VALUE! | #VALUE! |  |  |  |  | #VALUE! | #VALUE! | #VALUE! |  |  | #VALUE! | #VALUE! | #VALUE! | #VALUE! | #VALUE! | #VALUE! | #VALUE! | #VALUE! |  |  |  |  | #VALUE! | #VALUE! | #VALUE! |  |  | #VALUE! | #VALUE! | #VALUE! | #VALUE! | #VALUE! | #VALUE! | #VALUE! | #VALUE! |  |  | #VALUE! | #VALUE! | #VALUE! | #VALUE! | #VALUE! |  |  | #VALUE! | #VALUE! | #VALUE! | #VALUE! | #VALUE! | #VALUE! | #VALUE! | #VALUE! |  |  | #VALUE! | #VALUE! | #VALUE! | #VALUE! | #VALUE! |  |  | #VALUE! | #VALUE! | #VALUE! | #VALUE! | #VALUE! | #VALUE! | #VALUE! | #VALUE! | 0 | #REF! | #VALUE! | #VALUE! | #VALUE! | #VALUE! | #VALUE! | #VALUE! | #VALUE! | 0
|  |  |  | 0 | 51 | 0 |  |  | 1 | 1.0842e-19 | 0 | 1.0669e-18 | 1.0669e-18 | 1.0669e-18 | 0 | 0 |  |  |  |  | #VALUE! | #VALUE! | #VALUE! |  |  | #VALUE! | #VALUE! | #VALUE! | #VALUE! | #VALUE! | #VALUE! | #VALUE! | #VALUE! |  |  |  |  | #VALUE! | #VALUE! | #VALUE! |  |  | #VALUE! | #VALUE! | #VALUE! | #VALUE! | #VALUE! | #VALUE! | #VALUE! | #VALUE! |  |  |  |  | #VALUE! | #VALUE! | #VALUE! |  |  | #VALUE! | #VALUE! | #VALUE! | #VALUE! | #VALUE! | #VALUE! | #VALUE! | #VALUE! |  |  |  |  | #VALUE! | #VALUE! | #VALUE! |  |  | #VALUE! | #VALUE! | #VALUE! | #VALUE! | #VALUE! | #VALUE! | #VALUE! | #VALUE! |  |  |  |  | #VALUE! | #VALUE! | #VALUE! |  |  | #VALUE! | #VALUE! | #VALUE! | #VALUE! | #VALUE! | #VALUE! | #VALUE! | #VALUE! |  |  | #VALUE! | #VALUE! | #VALUE! | #VALUE! | #VALUE! |  |  | #VALUE! | #VALUE! | #VALUE! | #VALUE! | #VALUE! | #VALUE! | #VALUE! | #VALUE! |  |  | #VALUE! | #VALUE! | #VALUE! | #VALUE! | #VALUE! |  |  | #VALUE! | #VALUE! | #VALUE! | #VALUE! | #VALUE! | #VALUE! | #VALUE! | #VALUE! | 0 | #REF! | #VALUE! | #VALUE! | #VALUE! | #VALUE! | #VALUE! | #VALUE! | #VALUE! | 0
|  |  |  | 0 | 51 | 0 |  |  | 1 | 1.0842e-19 | 0 | 1.0669e-18 | 1.0669e-18 | 1.0669e-18 | 0 | 0 |  |  |  |  | #VALUE! | #VALUE! | #VALUE! |  |  | #VALUE! | #VALUE! | #VALUE! | #VALUE! | #VALUE! | #VALUE! | #VALUE! | #VALUE! |  |  |  |  | #VALUE! | #VALUE! | #VALUE! |  |  | #VALUE! | #VALUE! | #VALUE! | #VALUE! | #VALUE! | #VALUE! | #VALUE! | #VALUE! |  |  |  |  | #VALUE! | #VALUE! | #VALUE! |  |  | #VALUE! | #VALUE! | #VALUE! | #VALUE! | #VALUE! | #VALUE! | #VALUE! | #VALUE! |  |  |  |  | #VALUE! | #VALUE! | #VALUE! |  |  | #VALUE! | #VALUE! | #VALUE! | #VALUE! | #VALUE! | #VALUE! | #VALUE! | #VALUE! |  |  |  |  | #VALUE! | #VALUE! | #VALUE! |  |  | #VALUE! | #VALUE! | #VALUE! | #VALUE! | #VALUE! | #VALUE! | #VALUE! | #VALUE! |  |  | #VALUE! | #VALUE! | #VALUE! | #VALUE! | #VALUE! |  |  | #VALUE! | #VALUE! | #VALUE! | #VALUE! | #VALUE! | #VALUE! | #VALUE! | #VALUE! |  |  | #VALUE! | #VALUE! | #VALUE! | #VALUE! | #VALUE! |  |  | #VALUE! | #VALUE! | #VALUE! | #VALUE! | #VALUE! | #VALUE! | #VALUE! | #VALUE! | 0 | #REF! | #VALUE! | #VALUE! | #VALUE! | #VALUE! | #VALUE! | #VALUE! | #VALUE! | 0
|  |  |  | 0 | 51 | 0 |  |  | 1 | 1.0842e-19 | 0 | 1.0669e-18 | 1.0669e-18 | 1.0669e-18 | 0 | 0 |  |  |  |  | #VALUE! | #VALUE! | #VALUE! |  |  | #VALUE! | #VALUE! | #VALUE! | #VALUE! | #VALUE! | #VALUE! | #VALUE! | #VALUE! |  |  |  |  | #VALUE! | #VALUE! | #VALUE! |  |  | #VALUE! | #VALUE! | #VALUE! | #VALUE! | #VALUE! | #VALUE! | #VALUE! | #VALUE! |  |  |  |  | #VALUE! | #VALUE! | #VALUE! |  |  | #VALUE! | #VALUE! | #VALUE! | #VALUE! | #VALUE! | #VALUE! | #VALUE! | #VALUE! |  |  |  |  | #VALUE! | #VALUE! | #VALUE! |  |  | #VALUE! | #VALUE! | #VALUE! | #VALUE! | #VALUE! | #VALUE! | #VALUE! | #VALUE! |  |  |  |  | #VALUE! | #VALUE! | #VALUE! |  |  | #VALUE! | #VALUE! | #VALUE! | #VALUE! | #VALUE! | #VALUE! | #VALUE! | #VALUE! |  |  | #VALUE! | #VALUE! | #VALUE! | #VALUE! | #VALUE! |  |  | #VALUE! | #VALUE! | #VALUE! | #VALUE! | #VALUE! | #VALUE! | #VALUE! | #VALUE! |  |  | #VALUE! | #VALUE! | #VALUE! | #VALUE! | #VALUE! |  |  | #VALUE! | #VALUE! | #VALUE! | #VALUE! | #VALUE! | #VALUE! | #VALUE! | #VALUE! | 0 | #REF! | #VALUE! | #VALUE! | #VALUE! | #VALUE! | #VALUE! | #VALUE! | #VALUE! | 0
|  |  |  | 0 | 51 | 0 |  |  | 1 | 1.0842e-19 | 0 | 1.0669e-18 | 1.0669e-18 | 1.0669e-18 | 0 | 0 |  |  |  |  | #VALUE! | #VALUE! | #VALUE! |  |  | #VALUE! | #VALUE! | #VALUE! | #VALUE! | #VALUE! | #VALUE! | #VALUE! | #VALUE! |  |  |  |  | #VALUE! | #VALUE! | #VALUE! |  |  | #VALUE! | #VALUE! | #VALUE! | #VALUE! | #VALUE! | #VALUE! | #VALUE! | #VALUE! |  |  |  |  | #VALUE! | #VALUE! | #VALUE! |  |  | #VALUE! | #VALUE! | #VALUE! | #VALUE! | #VALUE! | #VALUE! | #VALUE! | #VALUE! |  |  |  |  | #VALUE! | #VALUE! | #VALUE! |  |  | #VALUE! | #VALUE! | #VALUE! | #VALUE! | #VALUE! | #VALUE! | #VALUE! | #VALUE! |  |  |  |  | #VALUE! | #VALUE! | #VALUE! |  |  | #VALUE! | #VALUE! | #VALUE! | #VALUE! | #VALUE! | #VALUE! | #VALUE! | #VALUE! |  |  | #VALUE! | #VALUE! | #VALUE! | #VALUE! | #VALUE! |  |  | #VALUE! | #VALUE! | #VALUE! | #VALUE! | #VALUE! | #VALUE! | #VALUE! | #VALUE! |  |  | #VALUE! | #VALUE! | #VALUE! | #VALUE! | #VALUE! |  |  | #VALUE! | #VALUE! | #VALUE! | #VALUE! | #VALUE! | #VALUE! | #VALUE! | #VALUE! | 0 | #REF! | #VALUE! | #VALUE! | #VALUE! | #VALUE! | #VALUE! | #VALUE! | #VALUE! | 0
|  |  |  | 0 | 51 | 0 |  |  | 1 | 1.0842e-19 | 0 | 1.0669e-18 | 1.0669e-18 | 1.0669e-18 | 0 | 0 |  |  |  |  | #VALUE! | #VALUE! | #VALUE! |  |  | #VALUE! | #VALUE! | #VALUE! | #VALUE! | #VALUE! | #VALUE! | #VALUE! | #VALUE! |  |  |  |  | #VALUE! | #VALUE! | #VALUE! |  |  | #VALUE! | #VALUE! | #VALUE! | #VALUE! | #VALUE! | #VALUE! | #VALUE! | #VALUE! |  |  |  |  | #VALUE! | #VALUE! | #VALUE! |  |  | #VALUE! | #VALUE! | #VALUE! | #VALUE! | #VALUE! | #VALUE! | #VALUE! | #VALUE! |  |  |  |  | #VALUE! | #VALUE! | #VALUE! |  |  | #VALUE! | #VALUE! | #VALUE! | #VALUE! | #VALUE! | #VALUE! | #VALUE! | #VALUE! |  |  |  |  | #VALUE! | #VALUE! | #VALUE! |  |  | #VALUE! | #VALUE! | #VALUE! | #VALUE! | #VALUE! | #VALUE! | #VALUE! | #VALUE! |  |  | #VALUE! | #VALUE! | #VALUE! | #VALUE! | #VALUE! |  |  | #VALUE! | #VALUE! | #VALUE! | #VALUE! | #VALUE! | #VALUE! | #VALUE! | #VALUE! |  |  | #VALUE! | #VALUE! | #VALUE! | #VALUE! | #VALUE! |  |  | #VALUE! | #VALUE! | #VALUE! | #VALUE! | #VALUE! | #VALUE! | #VALUE! | #VALUE! | 0 | #REF! | #VALUE! | #VALUE! | #VALUE! | #VALUE! | #VALUE! | #VALUE! | #VALUE! | 0
|  |  |  | 0 | 51 | 0 |  |  | 1 | 1.0842e-19 | 0 | 1.0669e-18 | 1.0669e-18 | 1.0669e-18 | 0 | 0 |  |  |  |  | #VALUE! | #VALUE! | #VALUE! |  |  | #VALUE! | #VALUE! | #VALUE! | #VALUE! | #VALUE! | #VALUE! | #VALUE! | #VALUE! |  |  |  |  | #VALUE! | #VALUE! | #VALUE! |  |  | #VALUE! | #VALUE! | #VALUE! | #VALUE! | #VALUE! | #VALUE! | #VALUE! | #VALUE! |  |  |  |  | #VALUE! | #VALUE! | #VALUE! |  |  | #VALUE! | #VALUE! | #VALUE! | #VALUE! | #VALUE! | #VALUE! | #VALUE! | #VALUE! |  |  |  |  | #VALUE! | #VALUE! | #VALUE! |  |  | #VALUE! | #VALUE! | #VALUE! | #VALUE! | #VALUE! | #VALUE! | #VALUE! | #VALUE! |  |  |  |  | #VALUE! | #VALUE! | #VALUE! |  |  | #VALUE! | #VALUE! | #VALUE! | #VALUE! | #VALUE! | #VALUE! | #VALUE! | #VALUE! |  |  | #VALUE! | #VALUE! | #VALUE! | #VALUE! | #VALUE! |  |  | #VALUE! | #VALUE! | #VALUE! | #VALUE! | #VALUE! | #VALUE! | #VALUE! | #VALUE! |  |  | #VALUE! | #VALUE! | #VALUE! | #VALUE! | #VALUE! |  |  | #VALUE! | #VALUE! | #VALUE! | #VALUE! | #VALUE! | #VALUE! | #VALUE! | #VALUE! | 0 | #REF! | #VALUE! | #VALUE! | #VALUE! | #VALUE! | #VALUE! | #VALUE! | #VALUE! | 0
|  |  |  | 0 | 51 | 0 |  |  | 1 | 1.0842e-19 | 0 | 1.0669e-18 | 1.0669e-18 | 1.0669e-18 | 0 | 0 |  |  |  |  | #VALUE! | #VALUE! | #VALUE! |  |  | #VALUE! | #VALUE! | #VALUE! | #VALUE! | #VALUE! | #VALUE! | #VALUE! | #VALUE! |  |  |  |  | #VALUE! | #VALUE! | #VALUE! |  |  | #VALUE! | #VALUE! | #VALUE! | #VALUE! | #VALUE! | #VALUE! | #VALUE! | #VALUE! |  |  |  |  | #VALUE! | #VALUE! | #VALUE! |  |  | #VALUE! | #VALUE! | #VALUE! | #VALUE! | #VALUE! | #VALUE! | #VALUE! | #VALUE! |  |  |  |  | #VALUE! | #VALUE! | #VALUE! |  |  | #VALUE! | #VALUE! | #VALUE! | #VALUE! | #VALUE! | #VALUE! | #VALUE! | #VALUE! |  |  |  |  | #VALUE! | #VALUE! | #VALUE! |  |  | #VALUE! | #VALUE! | #VALUE! | #VALUE! | #VALUE! | #VALUE! | #VALUE! | #VALUE! |  |  | #VALUE! | #VALUE! | #VALUE! | #VALUE! | #VALUE! |  |  | #VALUE! | #VALUE! | #VALUE! | #VALUE! | #VALUE! | #VALUE! | #VALUE! | #VALUE! |  |  | #VALUE! | #VALUE! | #VALUE! | #VALUE! | #VALUE! |  |  | #VALUE! | #VALUE! | #VALUE! | #VALUE! | #VALUE! | #VALUE! | #VALUE! | #VALUE! | 0 | #REF! | #VALUE! | #VALUE! | #VALUE! | #VALUE! | #VALUE! | #VALUE! | #VALUE! | 0
|  |  |  | 0 | 51 | 0 |  |  | 1 | 1.0842e-19 | 0 | 1.0669e-18 | 1.0669e-18 | 1.0669e-18 | 0 | 0 |  |  |  |  | #VALUE! | #VALUE! | #VALUE! |  |  | #VALUE! | #VALUE! | #VALUE! | #VALUE! | #VALUE! | #VALUE! | #VALUE! | #VALUE! |  |  |  |  | #VALUE! | #VALUE! | #VALUE! |  |  | #VALUE! | #VALUE! | #VALUE! | #VALUE! | #VALUE! | #VALUE! | #VALUE! | #VALUE! |  |  |  |  | #VALUE! | #VALUE! | #VALUE! |  |  | #VALUE! | #VALUE! | #VALUE! | #VALUE! | #VALUE! | #VALUE! | #VALUE! | #VALUE! |  |  |  |  | #VALUE! | #VALUE! | #VALUE! |  |  | #VALUE! | #VALUE! | #VALUE! | #VALUE! | #VALUE! | #VALUE! | #VALUE! | #VALUE! |  |  |  |  | #VALUE! | #VALUE! | #VALUE! |  |  | #VALUE! | #VALUE! | #VALUE! | #VALUE! | #VALUE! | #VALUE! | #VALUE! | #VALUE! |  |  | #VALUE! | #VALUE! | #VALUE! | #VALUE! | #VALUE! |  |  | #VALUE! | #VALUE! | #VALUE! | #VALUE! | #VALUE! | #VALUE! | #VALUE! | #VALUE! |  |  | #VALUE! | #VALUE! | #VALUE! | #VALUE! | #VALUE! |  |  | #VALUE! | #VALUE! | #VALUE! | #VALUE! | #VALUE! | #VALUE! | #VALUE! | #VALUE! | 0 | #REF! | #VALUE! | #VALUE! | #VALUE! | #VALUE! | #VALUE! | #VALUE! | #VALUE! | 0
|  |  |  | 0 | 51 | 0 |  |  | 1 | 1.0842e-19 | 0 | 1.0669e-18 | 1.0669e-18 | 1.0669e-18 | 0 | 0 |  |  |  |  | #VALUE! | #VALUE! | #VALUE! |  |  | #VALUE! | #VALUE! | #VALUE! | #VALUE! | #VALUE! | #VALUE! | #VALUE! | #VALUE! |  |  |  |  | #VALUE! | #VALUE! | #VALUE! |  |  | #VALUE! | #VALUE! | #VALUE! | #VALUE! | #VALUE! | #VALUE! | #VALUE! | #VALUE! |  |  |  |  | #VALUE! | #VALUE! | #VALUE! |  |  | #VALUE! | #VALUE! | #VALUE! | #VALUE! | #VALUE! | #VALUE! | #VALUE! | #VALUE! |  |  |  |  | #VALUE! | #VALUE! | #VALUE! |  |  | #VALUE! | #VALUE! | #VALUE! | #VALUE! | #VALUE! | #VALUE! | #VALUE! | #VALUE! |  |  |  |  | #VALUE! | #VALUE! | #VALUE! |  |  | #VALUE! | #VALUE! | #VALUE! | #VALUE! | #VALUE! | #VALUE! | #VALUE! | #VALUE! |  |  | #VALUE! | #VALUE! | #VALUE! | #VALUE! | #VALUE! |  |  | #VALUE! | #VALUE! | #VALUE! | #VALUE! | #VALUE! | #VALUE! | #VALUE! | #VALUE! |  |  | #VALUE! | #VALUE! | #VALUE! | #VALUE! | #VALUE! |  |  | #VALUE! | #VALUE! | #VALUE! | #VALUE! | #VALUE! | #VALUE! | #VALUE! | #VALUE! | 0 | #REF! | #VALUE! | #VALUE! | #VALUE! | #VALUE! | #VALUE! | #VALUE! | #VALUE! | 0
|  |  |  | 0 | 51 | 0 |  |  | 1 | 1.0842e-19 | 0 | 1.0669e-18 | 1.0669e-18 | 1.0669e-18 | 0 | 0 |  |  |  |  | #VALUE! | #VALUE! | #VALUE! |  |  | #VALUE! | #VALUE! | #VALUE! | #VALUE! | #VALUE! | #VALUE! | #VALUE! | #VALUE! |  |  |  |  | #VALUE! | #VALUE! | #VALUE! |  |  | #VALUE! | #VALUE! | #VALUE! | #VALUE! | #VALUE! | #VALUE! | #VALUE! | #VALUE! |  |  |  |  | #VALUE! | #VALUE! | #VALUE! |  |  | #VALUE! | #VALUE! | #VALUE! | #VALUE! | #VALUE! | #VALUE! | #VALUE! | #VALUE! |  |  |  |  | #VALUE! | #VALUE! | #VALUE! |  |  | #VALUE! | #VALUE! | #VALUE! | #VALUE! | #VALUE! | #VALUE! | #VALUE! | #VALUE! |  |  |  |  | #VALUE! | #VALUE! | #VALUE! |  |  | #VALUE! | #VALUE! | #VALUE! | #VALUE! | #VALUE! | #VALUE! | #VALUE! | #VALUE! |  |  | #VALUE! | #VALUE! | #VALUE! | #VALUE! | #VALUE! |  |  | #VALUE! | #VALUE! | #VALUE! | #VALUE! | #VALUE! | #VALUE! | #VALUE! | #VALUE! |  |  | #VALUE! | #VALUE! | #VALUE! | #VALUE! | #VALUE! |  |  | #VALUE! | #VALUE! | #VALUE! | #VALUE! | #VALUE! | #VALUE! | #VALUE! | #VALUE! | 0 | #REF! | #VALUE! | #VALUE! | #VALUE! | #VALUE! | #VALUE! | #VALUE! | #VALUE! | 0
|  |  |  | 0 | 51 | 0 |  |  | 1 | 1.0842e-19 | 0 | 1.0669e-18 | 1.0669e-18 | 1.0669e-18 | 0 | 0 |  |  |  |  | #VALUE! | #VALUE! | #VALUE! |  |  | #VALUE! | #VALUE! | #VALUE! | #VALUE! | #VALUE! | #VALUE! | #VALUE! | #VALUE! |  |  |  |  | #VALUE! | #VALUE! | #VALUE! |  |  | #VALUE! | #VALUE! | #VALUE! | #VALUE! | #VALUE! | #VALUE! | #VALUE! | #VALUE! |  |  |  |  | #VALUE! | #VALUE! | #VALUE! |  |  | #VALUE! | #VALUE! | #VALUE! | #VALUE! | #VALUE! | #VALUE! | #VALUE! | #VALUE! |  |  |  |  | #VALUE! | #VALUE! | #VALUE! |  |  | #VALUE! | #VALUE! | #VALUE! | #VALUE! | #VALUE! | #VALUE! | #VALUE! | #VALUE! |  |  |  |  | #VALUE! | #VALUE! | #VALUE! |  |  | #VALUE! | #VALUE! | #VALUE! | #VALUE! | #VALUE! | #VALUE! | #VALUE! | #VALUE! |  |  | #VALUE! | #VALUE! | #VALUE! | #VALUE! | #VALUE! |  |  | #VALUE! | #VALUE! | #VALUE! | #VALUE! | #VALUE! | #VALUE! | #VALUE! | #VALUE! |  |  | #VALUE! | #VALUE! | #VALUE! | #VALUE! | #VALUE! |  |  | #VALUE! | #VALUE! | #VALUE! | #VALUE! | #VALUE! | #VALUE! | #VALUE! | #VALUE! | 0 | #REF! | #VALUE! | #VALUE! | #VALUE! | #VALUE! | #VALUE! | #VALUE! | #VALUE! | 0
|  |  |  | 0 | 51 | 0 |  |  | 1 | 1.0842e-19 | 0 | 1.0669e-18 | 1.0669e-18 | 1.0669e-18 | 0 | 0 |  |  |  |  | #VALUE! | #VALUE! | #VALUE! |  |  | #VALUE! | #VALUE! | #VALUE! | #VALUE! | #VALUE! | #VALUE! | #VALUE! | #VALUE! |  |  |  |  | #VALUE! | #VALUE! | #VALUE! |  |  | #VALUE! | #VALUE! | #VALUE! | #VALUE! | #VALUE! | #VALUE! | #VALUE! | #VALUE! |  |  |  |  | #VALUE! | #VALUE! | #VALUE! |  |  | #VALUE! | #VALUE! | #VALUE! | #VALUE! | #VALUE! | #VALUE! | #VALUE! | #VALUE! |  |  |  |  | #VALUE! | #VALUE! | #VALUE! |  |  | #VALUE! | #VALUE! | #VALUE! | #VALUE! | #VALUE! | #VALUE! | #VALUE! | #VALUE! |  |  |  |  | #VALUE! | #VALUE! | #VALUE! |  |  | #VALUE! | #VALUE! | #VALUE! | #VALUE! | #VALUE! | #VALUE! | #VALUE! | #VALUE! |  |  | #VALUE! | #VALUE! | #VALUE! | #VALUE! | #VALUE! |  |  | #VALUE! | #VALUE! | #VALUE! | #VALUE! | #VALUE! | #VALUE! | #VALUE! | #VALUE! |  |  | #VALUE! | #VALUE! | #VALUE! | #VALUE! | #VALUE! |  |  | #VALUE! | #VALUE! | #VALUE! | #VALUE! | #VALUE! | #VALUE! | #VALUE! | #VALUE! | 0 | #REF! | #VALUE! | #VALUE! | #VALUE! | #VALUE! | #VALUE! | #VALUE! | #VALUE! | 0
|  |  |  | 0 | 51 | 0 |  |  | 1 | 1.0842e-19 | 0 | 1.0669e-18 | 1.0669e-18 | 1.0669e-18 | 0 | 0 |  |  |  |  | #VALUE! | #VALUE! | #VALUE! |  |  | #VALUE! | #VALUE! | #VALUE! | #VALUE! | #VALUE! | #VALUE! | #VALUE! | #VALUE! |  |  |  |  | #VALUE! | #VALUE! | #VALUE! |  |  | #VALUE! | #VALUE! | #VALUE! | #VALUE! | #VALUE! | #VALUE! | #VALUE! | #VALUE! |  |  |  |  | #VALUE! | #VALUE! | #VALUE! |  |  | #VALUE! | #VALUE! | #VALUE! | #VALUE! | #VALUE! | #VALUE! | #VALUE! | #VALUE! |  |  |  |  | #VALUE! | #VALUE! | #VALUE! |  |  | #VALUE! | #VALUE! | #VALUE! | #VALUE! | #VALUE! | #VALUE! | #VALUE! | #VALUE! |  |  |  |  | #VALUE! | #VALUE! | #VALUE! |  |  | #VALUE! | #VALUE! | #VALUE! | #VALUE! | #VALUE! | #VALUE! | #VALUE! | #VALUE! |  |  | #VALUE! | #VALUE! | #VALUE! | #VALUE! | #VALUE! |  |  | #VALUE! | #VALUE! | #VALUE! | #VALUE! | #VALUE! | #VALUE! | #VALUE! | #VALUE! |  |  | #VALUE! | #VALUE! | #VALUE! | #VALUE! | #VALUE! |  |  | #VALUE! | #VALUE! | #VALUE! | #VALUE! | #VALUE! | #VALUE! | #VALUE! | #VALUE! | 0 | #REF! | #VALUE! | #VALUE! | #VALUE! | #VALUE! | #VALUE! | #VALUE! | #VALUE! | 0
|  |  |  | 0 | 51 | 0 |  |  | 1 | 1.0842e-19 | 0 | 1.0669e-18 | 1.0669e-18 | 1.0669e-18 | 0 | 0 |  |  |  |  | #VALUE! | #VALUE! | #VALUE! |  |  | #VALUE! | #VALUE! | #VALUE! | #VALUE! | #VALUE! | #VALUE! | #VALUE! | #VALUE! |  |  |  |  | #VALUE! | #VALUE! | #VALUE! |  |  | #VALUE! | #VALUE! | #VALUE! | #VALUE! | #VALUE! | #VALUE! | #VALUE! | #VALUE! |  |  |  |  | #VALUE! | #VALUE! | #VALUE! |  |  | #VALUE! | #VALUE! | #VALUE! | #VALUE! | #VALUE! | #VALUE! | #VALUE! | #VALUE! |  |  |  |  | #VALUE! | #VALUE! | #VALUE! |  |  | #VALUE! | #VALUE! | #VALUE! | #VALUE! | #VALUE! | #VALUE! | #VALUE! | #VALUE! |  |  |  |  | #VALUE! | #VALUE! | #VALUE! |  |  | #VALUE! | #VALUE! | #VALUE! | #VALUE! | #VALUE! | #VALUE! | #VALUE! | #VALUE! |  |  | #VALUE! | #VALUE! | #VALUE! | #VALUE! | #VALUE! |  |  | #VALUE! | #VALUE! | #VALUE! | #VALUE! | #VALUE! | #VALUE! | #VALUE! | #VALUE! |  |  | #VALUE! | #VALUE! | #VALUE! | #VALUE! | #VALUE! |  |  | #VALUE! | #VALUE! | #VALUE! | #VALUE! | #VALUE! | #VALUE! | #VALUE! | #VALUE! | 0 | #REF! | #VALUE! | #VALUE! | #VALUE! | #VALUE! | #VALUE! | #VALUE! | #VALUE! | 0
|  |  |  | 0 | 51 | 0 |  |  | 1 | 1.0842e-19 | 0 | 1.0669e-18 | 1.0669e-18 | 1.0669e-18 | 0 | 0 |  |  |  |  | #VALUE! | #VALUE! | #VALUE! |  |  | #VALUE! | #VALUE! | #VALUE! | #VALUE! | #VALUE! | #VALUE! | #VALUE! | #VALUE! |  |  |  |  | #VALUE! | #VALUE! | #VALUE! |  |  | #VALUE! | #VALUE! | #VALUE! | #VALUE! | #VALUE! | #VALUE! | #VALUE! | #VALUE! |  |  |  |  | #VALUE! | #VALUE! | #VALUE! |  |  | #VALUE! | #VALUE! | #VALUE! | #VALUE! | #VALUE! | #VALUE! | #VALUE! | #VALUE! |  |  |  |  | #VALUE! | #VALUE! | #VALUE! |  |  | #VALUE! | #VALUE! | #VALUE! | #VALUE! | #VALUE! | #VALUE! | #VALUE! | #VALUE! |  |  |  |  | #VALUE! | #VALUE! | #VALUE! |  |  | #VALUE! | #VALUE! | #VALUE! | #VALUE! | #VALUE! | #VALUE! | #VALUE! | #VALUE! |  |  | #VALUE! | #VALUE! | #VALUE! | #VALUE! | #VALUE! |  |  | #VALUE! | #VALUE! | #VALUE! | #VALUE! | #VALUE! | #VALUE! | #VALUE! | #VALUE! |  |  | #VALUE! | #VALUE! | #VALUE! | #VALUE! | #VALUE! |  |  | #VALUE! | #VALUE! | #VALUE! | #VALUE! | #VALUE! | #VALUE! | #VALUE! | #VALUE! | 0 | #REF! | #VALUE! | #VALUE! | #VALUE! | #VALUE! | #VALUE! | #VALUE! | #VALUE! | 0
|  |  |  | 0 | 51 | 0 |  |  | 1 | 1.0842e-19 | 0 | 1.0669e-18 | 1.0669e-18 | 1.0669e-18 | 0 | 0 |  |  |  |  | #VALUE! | #VALUE! | #VALUE! |  |  | #VALUE! | #VALUE! | #VALUE! | #VALUE! | #VALUE! | #VALUE! | #VALUE! | #VALUE! |  |  |  |  | #VALUE! | #VALUE! | #VALUE! |  |  | #VALUE! | #VALUE! | #VALUE! | #VALUE! | #VALUE! | #VALUE! | #VALUE! | #VALUE! |  |  |  |  | #VALUE! | #VALUE! | #VALUE! |  |  | #VALUE! | #VALUE! | #VALUE! | #VALUE! | #VALUE! | #VALUE! | #VALUE! | #VALUE! |  |  |  |  | #VALUE! | #VALUE! | #VALUE! |  |  | #VALUE! | #VALUE! | #VALUE! | #VALUE! | #VALUE! | #VALUE! | #VALUE! | #VALUE! |  |  |  |  | #VALUE! | #VALUE! | #VALUE! |  |  | #VALUE! | #VALUE! | #VALUE! | #VALUE! | #VALUE! | #VALUE! | #VALUE! | #VALUE! |  |  | #VALUE! | #VALUE! | #VALUE! | #VALUE! | #VALUE! |  |  | #VALUE! | #VALUE! | #VALUE! | #VALUE! | #VALUE! | #VALUE! | #VALUE! | #VALUE! |  |  | #VALUE! | #VALUE! | #VALUE! | #VALUE! | #VALUE! |  |  | #VALUE! | #VALUE! | #VALUE! | #VALUE! | #VALUE! | #VALUE! | #VALUE! | #VALUE! | 0 | #REF! | #VALUE! | #VALUE! | #VALUE! | #VALUE! | #VALUE! | #VALUE! | #VALUE! | 0
|  |  |  | 0 | 51 | 0 |  |  | 1 | 1.0842e-19 | 0 | 1.0669e-18 | 1.0669e-18 | 1.0669e-18 | 0 | 0 |  |  |  |  | #VALUE! | #VALUE! | #VALUE! |  |  | #VALUE! | #VALUE! | #VALUE! | #VALUE! | #VALUE! | #VALUE! | #VALUE! | #VALUE! |  |  |  |  | #VALUE! | #VALUE! | #VALUE! |  |  | #VALUE! | #VALUE! | #VALUE! | #VALUE! | #VALUE! | #VALUE! | #VALUE! | #VALUE! |  |  |  |  | #VALUE! | #VALUE! | #VALUE! |  |  | #VALUE! | #VALUE! | #VALUE! | #VALUE! | #VALUE! | #VALUE! | #VALUE! | #VALUE! |  |  |  |  | #VALUE! | #VALUE! | #VALUE! |  |  | #VALUE! | #VALUE! | #VALUE! | #VALUE! | #VALUE! | #VALUE! | #VALUE! | #VALUE! |  |  |  |  | #VALUE! | #VALUE! | #VALUE! |  |  | #VALUE! | #VALUE! | #VALUE! | #VALUE! | #VALUE! | #VALUE! | #VALUE! | #VALUE! |  |  | #VALUE! | #VALUE! | #VALUE! | #VALUE! | #VALUE! |  |  | #VALUE! | #VALUE! | #VALUE! | #VALUE! | #VALUE! | #VALUE! | #VALUE! | #VALUE! |  |  | #VALUE! | #VALUE! | #VALUE! | #VALUE! | #VALUE! |  |  | #VALUE! | #VALUE! | #VALUE! | #VALUE! | #VALUE! | #VALUE! | #VALUE! | #VALUE! | 0 | #REF! | #VALUE! | #VALUE! | #VALUE! | #VALUE! | #VALUE! | #VALUE! | #VALUE! | 0
|  |  |  | 0 | 51 | 0 |  |  | 1 | 1.0842e-19 | 0 | 1.0669e-18 | 1.0669e-18 | 1.0669e-18 | 0 | 0 |  |  |  |  | #VALUE! | #VALUE! | #VALUE! |  |  | #VALUE! | #VALUE! | #VALUE! | #VALUE! | #VALUE! | #VALUE! | #VALUE! | #VALUE! |  |  |  |  | #VALUE! | #VALUE! | #VALUE! |  |  | #VALUE! | #VALUE! | #VALUE! | #VALUE! | #VALUE! | #VALUE! | #VALUE! | #VALUE! |  |  |  |  | #VALUE! | #VALUE! | #VALUE! |  |  | #VALUE! | #VALUE! | #VALUE! | #VALUE! | #VALUE! | #VALUE! | #VALUE! | #VALUE! |  |  |  |  | #VALUE! | #VALUE! | #VALUE! |  |  | #VALUE! | #VALUE! | #VALUE! | #VALUE! | #VALUE! | #VALUE! | #VALUE! | #VALUE! |  |  |  |  | #VALUE! | #VALUE! | #VALUE! |  |  | #VALUE! | #VALUE! | #VALUE! | #VALUE! | #VALUE! | #VALUE! | #VALUE! | #VALUE! |  |  | #VALUE! | #VALUE! | #VALUE! | #VALUE! | #VALUE! |  |  | #VALUE! | #VALUE! | #VALUE! | #VALUE! | #VALUE! | #VALUE! | #VALUE! | #VALUE! |  |  | #VALUE! | #VALUE! | #VALUE! | #VALUE! | #VALUE! |  |  | #VALUE! | #VALUE! | #VALUE! | #VALUE! | #VALUE! | #VALUE! | #VALUE! | #VALUE! | 0 | #REF! | #VALUE! | #VALUE! | #VALUE! | #VALUE! | #VALUE! | #VALUE! | #VALUE! | 0
|  |  |  | 0 | 51 | 0 |  |  | 1 | 1.0842e-19 | 0 | 1.0669e-18 | 1.0669e-18 | 1.0669e-18 | 0 | 0 |  |  |  |  | #VALUE! | #VALUE! | #VALUE! |  |  | #VALUE! | #VALUE! | #VALUE! | #VALUE! | #VALUE! | #VALUE! | #VALUE! | #VALUE! |  |  |  |  | #VALUE! | #VALUE! | #VALUE! |  |  | #VALUE! | #VALUE! | #VALUE! | #VALUE! | #VALUE! | #VALUE! | #VALUE! | #VALUE! |  |  |  |  | #VALUE! | #VALUE! | #VALUE! |  |  | #VALUE! | #VALUE! | #VALUE! | #VALUE! | #VALUE! | #VALUE! | #VALUE! | #VALUE! |  |  |  |  | #VALUE! | #VALUE! | #VALUE! |  |  | #VALUE! | #VALUE! | #VALUE! | #VALUE! | #VALUE! | #VALUE! | #VALUE! | #VALUE! |  |  |  |  | #VALUE! | #VALUE! | #VALUE! |  |  | #VALUE! | #VALUE! | #VALUE! | #VALUE! | #VALUE! | #VALUE! | #VALUE! | #VALUE! |  |  | #VALUE! | #VALUE! | #VALUE! | #VALUE! | #VALUE! |  |  | #VALUE! | #VALUE! | #VALUE! | #VALUE! | #VALUE! | #VALUE! | #VALUE! | #VALUE! |  |  | #VALUE! | #VALUE! | #VALUE! | #VALUE! | #VALUE! |  |  | #VALUE! | #VALUE! | #VALUE! | #VALUE! | #VALUE! | #VALUE! | #VALUE! | #VALUE! | 0 | #REF! | #VALUE! | #VALUE! | #VALUE! | #VALUE! | #VALUE! | #VALUE! | #VALUE! | 0
|  |  |  | 0 | 51 | 0 |  |  | 1 | 1.0842e-19 | 0 | 1.0669e-18 | 1.0669e-18 | 1.0669e-18 | 0 | 0 |  |  |  |  | #VALUE! | #VALUE! | #VALUE! |  |  | #VALUE! | #VALUE! | #VALUE! | #VALUE! | #VALUE! | #VALUE! | #VALUE! | #VALUE! |  |  |  |  | #VALUE! | #VALUE! | #VALUE! |  |  | #VALUE! | #VALUE! | #VALUE! | #VALUE! | #VALUE! | #VALUE! | #VALUE! | #VALUE! |  |  |  |  | #VALUE! | #VALUE! | #VALUE! |  |  | #VALUE! | #VALUE! | #VALUE! | #VALUE! | #VALUE! | #VALUE! | #VALUE! | #VALUE! |  |  |  |  | #VALUE! | #VALUE! | #VALUE! |  |  | #VALUE! | #VALUE! | #VALUE! | #VALUE! | #VALUE! | #VALUE! | #VALUE! | #VALUE! |  |  |  |  | #VALUE! | #VALUE! | #VALUE! |  |  | #VALUE! | #VALUE! | #VALUE! | #VALUE! | #VALUE! | #VALUE! | #VALUE! | #VALUE! |  |  | #VALUE! | #VALUE! | #VALUE! | #VALUE! | #VALUE! |  |  | #VALUE! | #VALUE! | #VALUE! | #VALUE! | #VALUE! | #VALUE! | #VALUE! | #VALUE! |  |  | #VALUE! | #VALUE! | #VALUE! | #VALUE! | #VALUE! |  |  | #VALUE! | #VALUE! | #VALUE! | #VALUE! | #VALUE! | #VALUE! | #VALUE! | #VALUE! | 0 | #REF! | #VALUE! | #VALUE! | #VALUE! | #VALUE! | #VALUE! | #VALUE! | #VALUE! | 0
|  |  |  | 0 | 51 | 0 |  |  | 1 | 1.0842e-19 | 0 | 1.0669e-18 | 1.0669e-18 | 1.0669e-18 | 0 | 0 |  |  |  |  | #VALUE! | #VALUE! | #VALUE! |  |  | #VALUE! | #VALUE! | #VALUE! | #VALUE! | #VALUE! | #VALUE! | #VALUE! | #VALUE! |  |  |  |  | #VALUE! | #VALUE! | #VALUE! |  |  | #VALUE! | #VALUE! | #VALUE! | #VALUE! | #VALUE! | #VALUE! | #VALUE! | #VALUE! |  |  |  |  | #VALUE! | #VALUE! | #VALUE! |  |  | #VALUE! | #VALUE! | #VALUE! | #VALUE! | #VALUE! | #VALUE! | #VALUE! | #VALUE! |  |  |  |  | #VALUE! | #VALUE! | #VALUE! |  |  | #VALUE! | #VALUE! | #VALUE! | #VALUE! | #VALUE! | #VALUE! | #VALUE! | #VALUE! |  |  |  |  | #VALUE! | #VALUE! | #VALUE! |  |  | #VALUE! | #VALUE! | #VALUE! | #VALUE! | #VALUE! | #VALUE! | #VALUE! | #VALUE! |  |  | #VALUE! | #VALUE! | #VALUE! | #VALUE! | #VALUE! |  |  | #VALUE! | #VALUE! | #VALUE! | #VALUE! | #VALUE! | #VALUE! | #VALUE! | #VALUE! |  |  | #VALUE! | #VALUE! | #VALUE! | #VALUE! | #VALUE! |  |  | #VALUE! | #VALUE! | #VALUE! | #VALUE! | #VALUE! | #VALUE! | #VALUE! | #VALUE! | 0 | #REF! | #VALUE! | #VALUE! | #VALUE! | #VALUE! | #VALUE! | #VALUE! | #VALUE! | 0
|  |  |  | 0 | 51 | 0 |  |  | 1 | 1.0842e-19 | 0 | 1.0669e-18 | 1.0669e-18 | 1.0669e-18 | 0 | 0 |  |  |  |  | #VALUE! | #VALUE! | #VALUE! |  |  | #VALUE! | #VALUE! | #VALUE! | #VALUE! | #VALUE! | #VALUE! | #VALUE! | #VALUE! |  |  |  |  | #VALUE! | #VALUE! | #VALUE! |  |  | #VALUE! | #VALUE! | #VALUE! | #VALUE! | #VALUE! | #VALUE! | #VALUE! | #VALUE! |  |  |  |  | #VALUE! | #VALUE! | #VALUE! |  |  | #VALUE! | #VALUE! | #VALUE! | #VALUE! | #VALUE! | #VALUE! | #VALUE! | #VALUE! |  |  |  |  | #VALUE! | #VALUE! | #VALUE! |  |  | #VALUE! | #VALUE! | #VALUE! | #VALUE! | #VALUE! | #VALUE! | #VALUE! | #VALUE! |  |  |  |  | #VALUE! | #VALUE! | #VALUE! |  |  | #VALUE! | #VALUE! | #VALUE! | #VALUE! | #VALUE! | #VALUE! | #VALUE! | #VALUE! |  |  | #VALUE! | #VALUE! | #VALUE! | #VALUE! | #VALUE! |  |  | #VALUE! | #VALUE! | #VALUE! | #VALUE! | #VALUE! | #VALUE! | #VALUE! | #VALUE! |  |  | #VALUE! | #VALUE! | #VALUE! | #VALUE! | #VALUE! |  |  | #VALUE! | #VALUE! | #VALUE! | #VALUE! | #VALUE! | #VALUE! | #VALUE! | #VALUE! | 0 | #REF! | #VALUE! | #VALUE! | #VALUE! | #VALUE! | #VALUE! | #VALUE! | #VALUE! | 0
|  |  |  | 0 | 51 | 0 |  |  | 1 | 1.0842e-19 | 0 | 1.0669e-18 | 1.0669e-18 | 1.0669e-18 | 0 | 0 |  |  |  |  | #VALUE! | #VALUE! | #VALUE! |  |  | #VALUE! | #VALUE! | #VALUE! | #VALUE! | #VALUE! | #VALUE! | #VALUE! | #VALUE! |  |  |  |  | #VALUE! | #VALUE! | #VALUE! |  |  | #VALUE! | #VALUE! | #VALUE! | #VALUE! | #VALUE! | #VALUE! | #VALUE! | #VALUE! |  |  |  |  | #VALUE! | #VALUE! | #VALUE! |  |  | #VALUE! | #VALUE! | #VALUE! | #VALUE! | #VALUE! | #VALUE! | #VALUE! | #VALUE! |  |  |  |  | #VALUE! | #VALUE! | #VALUE! |  |  | #VALUE! | #VALUE! | #VALUE! | #VALUE! | #VALUE! | #VALUE! | #VALUE! | #VALUE! |  |  |  |  | #VALUE! | #VALUE! | #VALUE! |  |  | #VALUE! | #VALUE! | #VALUE! | #VALUE! | #VALUE! | #VALUE! | #VALUE! | #VALUE! |  |  | #VALUE! | #VALUE! | #VALUE! | #VALUE! | #VALUE! |  |  | #VALUE! | #VALUE! | #VALUE! | #VALUE! | #VALUE! | #VALUE! | #VALUE! | #VALUE! |  |  | #VALUE! | #VALUE! | #VALUE! | #VALUE! | #VALUE! |  |  | #VALUE! | #VALUE! | #VALUE! | #VALUE! | #VALUE! | #VALUE! | #VALUE! | #VALUE! | 0 | #REF! | #VALUE! | #VALUE! | #VALUE! | #VALUE! | #VALUE! | #VALUE! | #VALUE! | 0
|  |  |  | 0 | 51 | 0 |  |  | 1 | 1.0842e-19 | 0 | 1.0669e-18 | 1.0669e-18 | 1.0669e-18 | 0 | 0 |  |  |  |  | #VALUE! | #VALUE! | #VALUE! |  |  | #VALUE! | #VALUE! | #VALUE! | #VALUE! | #VALUE! | #VALUE! | #VALUE! | #VALUE! |  |  |  |  | #VALUE! | #VALUE! | #VALUE! |  |  | #VALUE! | #VALUE! | #VALUE! | #VALUE! | #VALUE! | #VALUE! | #VALUE! | #VALUE! |  |  |  |  | #VALUE! | #VALUE! | #VALUE! |  |  | #VALUE! | #VALUE! | #VALUE! | #VALUE! | #VALUE! | #VALUE! | #VALUE! | #VALUE! |  |  |  |  | #VALUE! | #VALUE! | #VALUE! |  |  | #VALUE! | #VALUE! | #VALUE! | #VALUE! | #VALUE! | #VALUE! | #VALUE! | #VALUE! |  |  |  |  | #VALUE! | #VALUE! | #VALUE! |  |  | #VALUE! | #VALUE! | #VALUE! | #VALUE! | #VALUE! | #VALUE! | #VALUE! | #VALUE! |  |  | #VALUE! | #VALUE! | #VALUE! | #VALUE! | #VALUE! |  |  | #VALUE! | #VALUE! | #VALUE! | #VALUE! | #VALUE! | #VALUE! | #VALUE! | #VALUE! |  |  | #VALUE! | #VALUE! | #VALUE! | #VALUE! | #VALUE! |  |  | #VALUE! | #VALUE! | #VALUE! | #VALUE! | #VALUE! | #VALUE! | #VALUE! | #VALUE! | 0 | #REF! | #VALUE! | #VALUE! | #VALUE! | #VALUE! | #VALUE! | #VALUE! | #VALUE! | 0
|  |  |  | 0 | 51 | 0 |  |  | 1 | 1.0842e-19 | 0 | 1.0669e-18 | 1.0669e-18 | 1.0669e-18 | 0 | 0 |  |  |  |  | #VALUE! | #VALUE! | #VALUE! |  |  | #VALUE! | #VALUE! | #VALUE! | #VALUE! | #VALUE! | #VALUE! | #VALUE! | #VALUE! |  |  |  |  | #VALUE! | #VALUE! | #VALUE! |  |  | #VALUE! | #VALUE! | #VALUE! | #VALUE! | #VALUE! | #VALUE! | #VALUE! | #VALUE! |  |  |  |  | #VALUE! | #VALUE! | #VALUE! |  |  | #VALUE! | #VALUE! | #VALUE! | #VALUE! | #VALUE! | #VALUE! | #VALUE! | #VALUE! |  |  |  |  | #VALUE! | #VALUE! | #VALUE! |  |  | #VALUE! | #VALUE! | #VALUE! | #VALUE! | #VALUE! | #VALUE! | #VALUE! | #VALUE! |  |  |  |  | #VALUE! | #VALUE! | #VALUE! |  |  | #VALUE! | #VALUE! | #VALUE! | #VALUE! | #VALUE! | #VALUE! | #VALUE! | #VALUE! |  |  | #VALUE! | #VALUE! | #VALUE! | #VALUE! | #VALUE! |  |  | #VALUE! | #VALUE! | #VALUE! | #VALUE! | #VALUE! | #VALUE! | #VALUE! | #VALUE! |  |  | #VALUE! | #VALUE! | #VALUE! | #VALUE! | #VALUE! |  |  | #VALUE! | #VALUE! | #VALUE! | #VALUE! | #VALUE! | #VALUE! | #VALUE! | #VALUE! | 0 | #REF! | #VALUE! | #VALUE! | #VALUE! | #VALUE! | #VALUE! | #VALUE! | #VALUE! | 0
|  |  |  | 0 | 51 | 0 |  |  | 1 | 1.0842e-19 | 0 | 1.0669e-18 | 1.0669e-18 | 1.0669e-18 | 0 | 0 |  |  |  |  | #VALUE! | #VALUE! | #VALUE! |  |  | #VALUE! | #VALUE! | #VALUE! | #VALUE! | #VALUE! | #VALUE! | #VALUE! | #VALUE! |  |  |  |  | #VALUE! | #VALUE! | #VALUE! |  |  | #VALUE! | #VALUE! | #VALUE! | #VALUE! | #VALUE! | #VALUE! | #VALUE! | #VALUE! |  |  |  |  | #VALUE! | #VALUE! | #VALUE! |  |  | #VALUE! | #VALUE! | #VALUE! | #VALUE! | #VALUE! | #VALUE! | #VALUE! | #VALUE! |  |  |  |  | #VALUE! | #VALUE! | #VALUE! |  |  | #VALUE! | #VALUE! | #VALUE! | #VALUE! | #VALUE! | #VALUE! | #VALUE! | #VALUE! |  |  |  |  | #VALUE! | #VALUE! | #VALUE! |  |  | #VALUE! | #VALUE! | #VALUE! | #VALUE! | #VALUE! | #VALUE! | #VALUE! | #VALUE! |  |  | #VALUE! | #VALUE! | #VALUE! | #VALUE! | #VALUE! |  |  | #VALUE! | #VALUE! | #VALUE! | #VALUE! | #VALUE! | #VALUE! | #VALUE! | #VALUE! |  |  | #VALUE! | #VALUE! | #VALUE! | #VALUE! | #VALUE! |  |  | #VALUE! | #VALUE! | #VALUE! | #VALUE! | #VALUE! | #VALUE! | #VALUE! | #VALUE! | 0 | #REF! | #VALUE! | #VALUE! | #VALUE! | #VALUE! | #VALUE! | #VALUE! | #VALUE! | 0
|  |  |  | 0 | 51 | 0 |  |  | 1 | 1.0842e-19 | 0 | 1.0669e-18 | 1.0669e-18 | 1.0669e-18 | 0 | 0 |  |  |  |  | #VALUE! | #VALUE! | #VALUE! |  |  | #VALUE! | #VALUE! | #VALUE! | #VALUE! | #VALUE! | #VALUE! | #VALUE! | #VALUE! |  |  |  |  | #VALUE! | #VALUE! | #VALUE! |  |  | #VALUE! | #VALUE! | #VALUE! | #VALUE! | #VALUE! | #VALUE! | #VALUE! | #VALUE! |  |  |  |  | #VALUE! | #VALUE! | #VALUE! |  |  | #VALUE! | #VALUE! | #VALUE! | #VALUE! | #VALUE! | #VALUE! | #VALUE! | #VALUE! |  |  |  |  | #VALUE! | #VALUE! | #VALUE! |  |  | #VALUE! | #VALUE! | #VALUE! | #VALUE! | #VALUE! | #VALUE! | #VALUE! | #VALUE! |  |  |  |  | #VALUE! | #VALUE! | #VALUE! |  |  | #VALUE! | #VALUE! | #VALUE! | #VALUE! | #VALUE! | #VALUE! | #VALUE! | #VALUE! |  |  | #VALUE! | #VALUE! | #VALUE! | #VALUE! | #VALUE! |  |  | #VALUE! | #VALUE! | #VALUE! | #VALUE! | #VALUE! | #VALUE! | #VALUE! | #VALUE! |  |  | #VALUE! | #VALUE! | #VALUE! | #VALUE! | #VALUE! |  |  | #VALUE! | #VALUE! | #VALUE! | #VALUE! | #VALUE! | #VALUE! | #VALUE! | #VALUE! | 0 | #REF! | #VALUE! | #VALUE! | #VALUE! | #VALUE! | #VALUE! | #VALUE! | #VALUE! | 0
|  |  |  | 0 | 51 | 0 |  |  | 1 | 1.0842e-19 | 0 | 1.0669e-18 | 1.0669e-18 | 1.0669e-18 | 0 | 0 |  |  |  |  | #VALUE! | #VALUE! | #VALUE! |  |  | #VALUE! | #VALUE! | #VALUE! | #VALUE! | #VALUE! | #VALUE! | #VALUE! | #VALUE! |  |  |  |  | #VALUE! | #VALUE! | #VALUE! |  |  | #VALUE! | #VALUE! | #VALUE! | #VALUE! | #VALUE! | #VALUE! | #VALUE! | #VALUE! |  |  |  |  | #VALUE! | #VALUE! | #VALUE! |  |  | #VALUE! | #VALUE! | #VALUE! | #VALUE! | #VALUE! | #VALUE! | #VALUE! | #VALUE! |  |  |  |  | #VALUE! | #VALUE! | #VALUE! |  |  | #VALUE! | #VALUE! | #VALUE! | #VALUE! | #VALUE! | #VALUE! | #VALUE! | #VALUE! |  |  |  |  | #VALUE! | #VALUE! | #VALUE! |  |  | #VALUE! | #VALUE! | #VALUE! | #VALUE! | #VALUE! | #VALUE! | #VALUE! | #VALUE! |  |  | #VALUE! | #VALUE! | #VALUE! | #VALUE! | #VALUE! |  |  | #VALUE! | #VALUE! | #VALUE! | #VALUE! | #VALUE! | #VALUE! | #VALUE! | #VALUE! |  |  | #VALUE! | #VALUE! | #VALUE! | #VALUE! | #VALUE! |  |  | #VALUE! | #VALUE! | #VALUE! | #VALUE! | #VALUE! | #VALUE! | #VALUE! | #VALUE! | 0 | #REF! | #VALUE! | #VALUE! | #VALUE! | #VALUE! | #VALUE! | #VALUE! | #VALUE! | 0
|  |  |  | 0 | 51 | 0 |  |  | 1 | 1.0842e-19 | 0 | 1.0669e-18 | 1.0669e-18 | 1.0669e-18 | 0 | 0 |  |  |  |  | #VALUE! | #VALUE! | #VALUE! |  |  | #VALUE! | #VALUE! | #VALUE! | #VALUE! | #VALUE! | #VALUE! | #VALUE! | #VALUE! |  |  |  |  | #VALUE! | #VALUE! | #VALUE! |  |  | #VALUE! | #VALUE! | #VALUE! | #VALUE! | #VALUE! | #VALUE! | #VALUE! | #VALUE! |  |  |  |  | #VALUE! | #VALUE! | #VALUE! |  |  | #VALUE! | #VALUE! | #VALUE! | #VALUE! | #VALUE! | #VALUE! | #VALUE! | #VALUE! |  |  |  |  | #VALUE! | #VALUE! | #VALUE! |  |  | #VALUE! | #VALUE! | #VALUE! | #VALUE! | #VALUE! | #VALUE! | #VALUE! | #VALUE! |  |  |  |  | #VALUE! | #VALUE! | #VALUE! |  |  | #VALUE! | #VALUE! | #VALUE! | #VALUE! | #VALUE! | #VALUE! | #VALUE! | #VALUE! |  |  | #VALUE! | #VALUE! | #VALUE! | #VALUE! | #VALUE! |  |  | #VALUE! | #VALUE! | #VALUE! | #VALUE! | #VALUE! | #VALUE! | #VALUE! | #VALUE! |  |  | #VALUE! | #VALUE! | #VALUE! | #VALUE! | #VALUE! |  |  | #VALUE! | #VALUE! | #VALUE! | #VALUE! | #VALUE! | #VALUE! | #VALUE! | #VALUE! | 0 | #REF! | #VALUE! | #VALUE! | #VALUE! | #VALUE! | #VALUE! | #VALUE! | #VALUE! | 0
|  |  |  | 0 | 51 | 0 |  |  | 1 | 1.0842e-19 | 0 | 1.0669e-18 | 1.0669e-18 | 1.0669e-18 | 0 | 0 |  |  |  |  | #VALUE! | #VALUE! | #VALUE! |  |  | #VALUE! | #VALUE! | #VALUE! | #VALUE! | #VALUE! | #VALUE! | #VALUE! | #VALUE! |  |  |  |  | #VALUE! | #VALUE! | #VALUE! |  |  | #VALUE! | #VALUE! | #VALUE! | #VALUE! | #VALUE! | #VALUE! | #VALUE! | #VALUE! |  |  |  |  | #VALUE! | #VALUE! | #VALUE! |  |  | #VALUE! | #VALUE! | #VALUE! | #VALUE! | #VALUE! | #VALUE! | #VALUE! | #VALUE! |  |  |  |  | #VALUE! | #VALUE! | #VALUE! |  |  | #VALUE! | #VALUE! | #VALUE! | #VALUE! | #VALUE! | #VALUE! | #VALUE! | #VALUE! |  |  |  |  | #VALUE! | #VALUE! | #VALUE! |  |  | #VALUE! | #VALUE! | #VALUE! | #VALUE! | #VALUE! | #VALUE! | #VALUE! | #VALUE! |  |  | #VALUE! | #VALUE! | #VALUE! | #VALUE! | #VALUE! |  |  | #VALUE! | #VALUE! | #VALUE! | #VALUE! | #VALUE! | #VALUE! | #VALUE! | #VALUE! |  |  | #VALUE! | #VALUE! | #VALUE! | #VALUE! | #VALUE! |  |  | #VALUE! | #VALUE! | #VALUE! | #VALUE! | #VALUE! | #VALUE! | #VALUE! | #VALUE! | 0 | #REF! | #VALUE! | #VALUE! | #VALUE! | #VALUE! | #VALUE! | #VALUE! | #VALUE! | 0
|  |  |  | 0 | 51 | 0 |  |  | 1 | 1.0842e-19 | 0 | 1.0669e-18 | 1.0669e-18 | 1.0669e-18 | 0 | 0 |  |  |  |  | #VALUE! | #VALUE! | #VALUE! |  |  | #VALUE! | #VALUE! | #VALUE! | #VALUE! | #VALUE! | #VALUE! | #VALUE! | #VALUE! |  |  |  |  | #VALUE! | #VALUE! | #VALUE! |  |  | #VALUE! | #VALUE! | #VALUE! | #VALUE! | #VALUE! | #VALUE! | #VALUE! | #VALUE! |  |  |  |  | #VALUE! | #VALUE! | #VALUE! |  |  | #VALUE! | #VALUE! | #VALUE! | #VALUE! | #VALUE! | #VALUE! | #VALUE! | #VALUE! |  |  |  |  | #VALUE! | #VALUE! | #VALUE! |  |  | #VALUE! | #VALUE! | #VALUE! | #VALUE! | #VALUE! | #VALUE! | #VALUE! | #VALUE! |  |  |  |  | #VALUE! | #VALUE! | #VALUE! |  |  | #VALUE! | #VALUE! | #VALUE! | #VALUE! | #VALUE! | #VALUE! | #VALUE! | #VALUE! |  |  | #VALUE! | #VALUE! | #VALUE! | #VALUE! | #VALUE! |  |  | #VALUE! | #VALUE! | #VALUE! | #VALUE! | #VALUE! | #VALUE! | #VALUE! | #VALUE! |  |  | #VALUE! | #VALUE! | #VALUE! | #VALUE! | #VALUE! |  |  | #VALUE! | #VALUE! | #VALUE! | #VALUE! | #VALUE! | #VALUE! | #VALUE! | #VALUE! | 0 | #REF! | #VALUE! | #VALUE! | #VALUE! | #VALUE! | #VALUE! | #VALUE! | #VALUE! | 0
|  |  |  | 0 | 51 | 0 |  |  | 1 | 1.0842e-19 | 0 | 1.0669e-18 | 1.0669e-18 | 1.0669e-18 | 0 | 0 |  |  |  |  | #VALUE! | #VALUE! | #VALUE! |  |  | #VALUE! | #VALUE! | #VALUE! | #VALUE! | #VALUE! | #VALUE! | #VALUE! | #VALUE! |  |  |  |  | #VALUE! | #VALUE! | #VALUE! |  |  | #VALUE! | #VALUE! | #VALUE! | #VALUE! | #VALUE! | #VALUE! | #VALUE! | #VALUE! |  |  |  |  | #VALUE! | #VALUE! | #VALUE! |  |  | #VALUE! | #VALUE! | #VALUE! | #VALUE! | #VALUE! | #VALUE! | #VALUE! | #VALUE! |  |  |  |  | #VALUE! | #VALUE! | #VALUE! |  |  | #VALUE! | #VALUE! | #VALUE! | #VALUE! | #VALUE! | #VALUE! | #VALUE! | #VALUE! |  |  |  |  | #VALUE! | #VALUE! | #VALUE! |  |  | #VALUE! | #VALUE! | #VALUE! | #VALUE! | #VALUE! | #VALUE! | #VALUE! | #VALUE! |  |  | #VALUE! | #VALUE! | #VALUE! | #VALUE! | #VALUE! |  |  | #VALUE! | #VALUE! | #VALUE! | #VALUE! | #VALUE! | #VALUE! | #VALUE! | #VALUE! |  |  | #VALUE! | #VALUE! | #VALUE! | #VALUE! | #VALUE! |  |  | #VALUE! | #VALUE! | #VALUE! | #VALUE! | #VALUE! | #VALUE! | #VALUE! | #VALUE! | 0 | #REF! | #VALUE! | #VALUE! | #VALUE! | #VALUE! | #VALUE! | #VALUE! | #VALUE! | 0
|  |  |  | 0 | 51 | 0 |  |  | 1 | 1.0842e-19 | 0 | 1.0669e-18 | 1.0669e-18 | 1.0669e-18 | 0 | 0 |  |  |  |  | #VALUE! | #VALUE! | #VALUE! |  |  | #VALUE! | #VALUE! | #VALUE! | #VALUE! | #VALUE! | #VALUE! | #VALUE! | #VALUE! |  |  |  |  | #VALUE! | #VALUE! | #VALUE! |  |  | #VALUE! | #VALUE! | #VALUE! | #VALUE! | #VALUE! | #VALUE! | #VALUE! | #VALUE! |  |  |  |  | #VALUE! | #VALUE! | #VALUE! |  |  | #VALUE! | #VALUE! | #VALUE! | #VALUE! | #VALUE! | #VALUE! | #VALUE! | #VALUE! |  |  |  |  | #VALUE! | #VALUE! | #VALUE! |  |  | #VALUE! | #VALUE! | #VALUE! | #VALUE! | #VALUE! | #VALUE! | #VALUE! | #VALUE! |  |  |  |  | #VALUE! | #VALUE! | #VALUE! |  |  | #VALUE! | #VALUE! | #VALUE! | #VALUE! | #VALUE! | #VALUE! | #VALUE! | #VALUE! |  |  | #VALUE! | #VALUE! | #VALUE! | #VALUE! | #VALUE! |  |  | #VALUE! | #VALUE! | #VALUE! | #VALUE! | #VALUE! | #VALUE! | #VALUE! | #VALUE! |  |  | #VALUE! | #VALUE! | #VALUE! | #VALUE! | #VALUE! |  |  | #VALUE! | #VALUE! | #VALUE! | #VALUE! | #VALUE! | #VALUE! | #VALUE! | #VALUE! | 0 | #REF! | #VALUE! | #VALUE! | #VALUE! | #VALUE! | #VALUE! | #VALUE! | #VALUE! | 0
|  |  |  | 0 | 51 | 0 |  |  | 1 | 1.0842e-19 | 0 | 1.0669e-18 | 1.0669e-18 | 1.0669e-18 | 0 | 0 |  |  |  |  | #VALUE! | #VALUE! | #VALUE! |  |  | #VALUE! | #VALUE! | #VALUE! | #VALUE! | #VALUE! | #VALUE! | #VALUE! | #VALUE! |  |  |  |  | #VALUE! | #VALUE! | #VALUE! |  |  | #VALUE! | #VALUE! | #VALUE! | #VALUE! | #VALUE! | #VALUE! | #VALUE! | #VALUE! |  |  |  |  | #VALUE! | #VALUE! | #VALUE! |  |  | #VALUE! | #VALUE! | #VALUE! | #VALUE! | #VALUE! | #VALUE! | #VALUE! | #VALUE! |  |  |  |  | #VALUE! | #VALUE! | #VALUE! |  |  | #VALUE! | #VALUE! | #VALUE! | #VALUE! | #VALUE! | #VALUE! | #VALUE! | #VALUE! |  |  |  |  | #VALUE! | #VALUE! | #VALUE! |  |  | #VALUE! | #VALUE! | #VALUE! | #VALUE! | #VALUE! | #VALUE! | #VALUE! | #VALUE! |  |  | #VALUE! | #VALUE! | #VALUE! | #VALUE! | #VALUE! |  |  | #VALUE! | #VALUE! | #VALUE! | #VALUE! | #VALUE! | #VALUE! | #VALUE! | #VALUE! |  |  | #VALUE! | #VALUE! | #VALUE! | #VALUE! | #VALUE! |  |  | #VALUE! | #VALUE! | #VALUE! | #VALUE! | #VALUE! | #VALUE! | #VALUE! | #VALUE! | 0 | #REF! | #VALUE! | #VALUE! | #VALUE! | #VALUE! | #VALUE! | #VALUE! | #VALUE! | 0
|  |  |  | 0 | 51 | 0 |  |  | 1 | 1.0842e-19 | 0 | 1.0669e-18 | 1.0669e-18 | 1.0669e-18 | 0 | 0 |  |  |  |  | #VALUE! | #VALUE! | #VALUE! |  |  | #VALUE! | #VALUE! | #VALUE! | #VALUE! | #VALUE! | #VALUE! | #VALUE! | #VALUE! |  |  |  |  | #VALUE! | #VALUE! | #VALUE! |  |  | #VALUE! | #VALUE! | #VALUE! | #VALUE! | #VALUE! | #VALUE! | #VALUE! | #VALUE! |  |  |  |  | #VALUE! | #VALUE! | #VALUE! |  |  | #VALUE! | #VALUE! | #VALUE! | #VALUE! | #VALUE! | #VALUE! | #VALUE! | #VALUE! |  |  |  |  | #VALUE! | #VALUE! | #VALUE! |  |  | #VALUE! | #VALUE! | #VALUE! | #VALUE! | #VALUE! | #VALUE! | #VALUE! | #VALUE! |  |  |  |  | #VALUE! | #VALUE! | #VALUE! |  |  | #VALUE! | #VALUE! | #VALUE! | #VALUE! | #VALUE! | #VALUE! | #VALUE! | #VALUE! |  |  | #VALUE! | #VALUE! | #VALUE! | #VALUE! | #VALUE! |  |  | #VALUE! | #VALUE! | #VALUE! | #VALUE! | #VALUE! | #VALUE! | #VALUE! | #VALUE! |  |  | #VALUE! | #VALUE! | #VALUE! | #VALUE! | #VALUE! |  |  | #VALUE! | #VALUE! | #VALUE! | #VALUE! | #VALUE! | #VALUE! | #VALUE! | #VALUE! | 0 | #REF! | #VALUE! | #VALUE! | #VALUE! | #VALUE! | #VALUE! | #VALUE! | #VALUE! | 0
|  |  |  | 0 | 51 | 0 |  |  | 1 | 1.0842e-19 | 0 | 1.0669e-18 | 1.0669e-18 | 1.0669e-18 | 0 | 0 |  |  |  |  | #VALUE! | #VALUE! | #VALUE! |  |  | #VALUE! | #VALUE! | #VALUE! | #VALUE! | #VALUE! | #VALUE! | #VALUE! | #VALUE! |  |  |  |  | #VALUE! | #VALUE! | #VALUE! |  |  | #VALUE! | #VALUE! | #VALUE! | #VALUE! | #VALUE! | #VALUE! | #VALUE! | #VALUE! |  |  |  |  | #VALUE! | #VALUE! | #VALUE! |  |  | #VALUE! | #VALUE! | #VALUE! | #VALUE! | #VALUE! | #VALUE! | #VALUE! | #VALUE! |  |  |  |  | #VALUE! | #VALUE! | #VALUE! |  |  | #VALUE! | #VALUE! | #VALUE! | #VALUE! | #VALUE! | #VALUE! | #VALUE! | #VALUE! |  |  |  |  | #VALUE! | #VALUE! | #VALUE! |  |  | #VALUE! | #VALUE! | #VALUE! | #VALUE! | #VALUE! | #VALUE! | #VALUE! | #VALUE! |  |  | #VALUE! | #VALUE! | #VALUE! | #VALUE! | #VALUE! |  |  | #VALUE! | #VALUE! | #VALUE! | #VALUE! | #VALUE! | #VALUE! | #VALUE! | #VALUE! |  |  | #VALUE! | #VALUE! | #VALUE! | #VALUE! | #VALUE! |  |  | #VALUE! | #VALUE! | #VALUE! | #VALUE! | #VALUE! | #VALUE! | #VALUE! | #VALUE! | 0 | #REF! | #VALUE! | #VALUE! | #VALUE! | #VALUE! | #VALUE! | #VALUE! | #VALUE! | 0
|  |  |  | 0 | 51 | 0 |  |  | 1 | 1.0842e-19 | 0 | 1.0669e-18 | 1.0669e-18 | 1.0669e-18 | 0 | 0 |  |  |  |  | #VALUE! | #VALUE! | #VALUE! |  |  | #VALUE! | #VALUE! | #VALUE! | #VALUE! | #VALUE! | #VALUE! | #VALUE! | #VALUE! |  |  |  |  | #VALUE! | #VALUE! | #VALUE! |  |  | #VALUE! | #VALUE! | #VALUE! | #VALUE! | #VALUE! | #VALUE! | #VALUE! | #VALUE! |  |  |  |  | #VALUE! | #VALUE! | #VALUE! |  |  | #VALUE! | #VALUE! | #VALUE! | #VALUE! | #VALUE! | #VALUE! | #VALUE! | #VALUE! |  |  |  |  | #VALUE! | #VALUE! | #VALUE! |  |  | #VALUE! | #VALUE! | #VALUE! | #VALUE! | #VALUE! | #VALUE! | #VALUE! | #VALUE! |  |  |  |  | #VALUE! | #VALUE! | #VALUE! |  |  | #VALUE! | #VALUE! | #VALUE! | #VALUE! | #VALUE! | #VALUE! | #VALUE! | #VALUE! |  |  | #VALUE! | #VALUE! | #VALUE! | #VALUE! | #VALUE! |  |  | #VALUE! | #VALUE! | #VALUE! | #VALUE! | #VALUE! | #VALUE! | #VALUE! | #VALUE! |  |  | #VALUE! | #VALUE! | #VALUE! | #VALUE! | #VALUE! |  |  | #VALUE! | #VALUE! | #VALUE! | #VALUE! | #VALUE! | #VALUE! | #VALUE! | #VALUE! | 0 | #REF! | #VALUE! | #VALUE! | #VALUE! | #VALUE! | #VALUE! | #VALUE! | #VALUE! | 0
|  |  |  | 0 | 51 | 0 |  |  | 1 | 1.0842e-19 | 0 | 1.0669e-18 | 1.0669e-18 | 1.0669e-18 | 0 | 0 |  |  |  |  | #VALUE! | #VALUE! | #VALUE! |  |  | #VALUE! | #VALUE! | #VALUE! | #VALUE! | #VALUE! | #VALUE! | #VALUE! | #VALUE! |  |  |  |  | #VALUE! | #VALUE! | #VALUE! |  |  | #VALUE! | #VALUE! | #VALUE! | #VALUE! | #VALUE! | #VALUE! | #VALUE! | #VALUE! |  |  |  |  | #VALUE! | #VALUE! | #VALUE! |  |  | #VALUE! | #VALUE! | #VALUE! | #VALUE! | #VALUE! | #VALUE! | #VALUE! | #VALUE! |  |  |  |  | #VALUE! | #VALUE! | #VALUE! |  |  | #VALUE! | #VALUE! | #VALUE! | #VALUE! | #VALUE! | #VALUE! | #VALUE! | #VALUE! |  |  |  |  | #VALUE! | #VALUE! | #VALUE! |  |  | #VALUE! | #VALUE! | #VALUE! | #VALUE! | #VALUE! | #VALUE! | #VALUE! | #VALUE! |  |  | #VALUE! | #VALUE! | #VALUE! | #VALUE! | #VALUE! |  |  | #VALUE! | #VALUE! | #VALUE! | #VALUE! | #VALUE! | #VALUE! | #VALUE! | #VALUE! |  |  | #VALUE! | #VALUE! | #VALUE! | #VALUE! | #VALUE! |  |  | #VALUE! | #VALUE! | #VALUE! | #VALUE! | #VALUE! | #VALUE! | #VALUE! | #VALUE! | 0 | #REF! | #VALUE! | #VALUE! | #VALUE! | #VALUE! | #VALUE! | #VALUE! | #VALUE! | 0
|  |  |  | 0 | 51 | 0 |  |  | 1 | 1.0842e-19 | 0 | 1.0669e-18 | 1.0669e-18 | 1.0669e-18 | 0 | 0 |  |  |  |  | #VALUE! | #VALUE! | #VALUE! |  |  | #VALUE! | #VALUE! | #VALUE! | #VALUE! | #VALUE! | #VALUE! | #VALUE! | #VALUE! |  |  |  |  | #VALUE! | #VALUE! | #VALUE! |  |  | #VALUE! | #VALUE! | #VALUE! | #VALUE! | #VALUE! | #VALUE! | #VALUE! | #VALUE! |  |  |  |  | #VALUE! | #VALUE! | #VALUE! |  |  | #VALUE! | #VALUE! | #VALUE! | #VALUE! | #VALUE! | #VALUE! | #VALUE! | #VALUE! |  |  |  |  | #VALUE! | #VALUE! | #VALUE! |  |  | #VALUE! | #VALUE! | #VALUE! | #VALUE! | #VALUE! | #VALUE! | #VALUE! | #VALUE! |  |  |  |  | #VALUE! | #VALUE! | #VALUE! |  |  | #VALUE! | #VALUE! | #VALUE! | #VALUE! | #VALUE! | #VALUE! | #VALUE! | #VALUE! |  |  | #VALUE! | #VALUE! | #VALUE! | #VALUE! | #VALUE! |  |  | #VALUE! | #VALUE! | #VALUE! | #VALUE! | #VALUE! | #VALUE! | #VALUE! | #VALUE! |  |  | #VALUE! | #VALUE! | #VALUE! | #VALUE! | #VALUE! |  |  | #VALUE! | #VALUE! | #VALUE! | #VALUE! | #VALUE! | #VALUE! | #VALUE! | #VALUE! | 0 | #REF! | #VALUE! | #VALUE! | #VALUE! | #VALUE! | #VALUE! | #VALUE! | #VALUE! | 0
|  |  |  | 0 | 51 | 0 |  |  | 1 | 1.0842e-19 | 0 | 1.0669e-18 | 1.0669e-18 | 1.0669e-18 | 0 | 0 |  |  |  |  | #VALUE! | #VALUE! | #VALUE! |  |  | #VALUE! | #VALUE! | #VALUE! | #VALUE! | #VALUE! | #VALUE! | #VALUE! | #VALUE! |  |  |  |  | #VALUE! | #VALUE! | #VALUE! |  |  | #VALUE! | #VALUE! | #VALUE! | #VALUE! | #VALUE! | #VALUE! | #VALUE! | #VALUE! |  |  |  |  | #VALUE! | #VALUE! | #VALUE! |  |  | #VALUE! | #VALUE! | #VALUE! | #VALUE! | #VALUE! | #VALUE! | #VALUE! | #VALUE! |  |  |  |  | #VALUE! | #VALUE! | #VALUE! |  |  | #VALUE! | #VALUE! | #VALUE! | #VALUE! | #VALUE! | #VALUE! | #VALUE! | #VALUE! |  |  |  |  | #VALUE! | #VALUE! | #VALUE! |  |  | #VALUE! | #VALUE! | #VALUE! | #VALUE! | #VALUE! | #VALUE! | #VALUE! | #VALUE! |  |  | #VALUE! | #VALUE! | #VALUE! | #VALUE! | #VALUE! |  |  | #VALUE! | #VALUE! | #VALUE! | #VALUE! | #VALUE! | #VALUE! | #VALUE! | #VALUE! |  |  | #VALUE! | #VALUE! | #VALUE! | #VALUE! | #VALUE! |  |  | #VALUE! | #VALUE! | #VALUE! | #VALUE! | #VALUE! | #VALUE! | #VALUE! | #VALUE! | 0 | #REF! | #VALUE! | #VALUE! | #VALUE! | #VALUE! | #VALUE! | #VALUE! | #VALUE! | 0
|  |  |  | 0 | 51 | 0 |  |  | 1 | 1.0842e-19 | 0 | 1.0669e-18 | 1.0669e-18 | 1.0669e-18 | 0 | 0 |  |  |  |  | #VALUE! | #VALUE! | #VALUE! |  |  | #VALUE! | #VALUE! | #VALUE! | #VALUE! | #VALUE! | #VALUE! | #VALUE! | #VALUE! |  |  |  |  | #VALUE! | #VALUE! | #VALUE! |  |  | #VALUE! | #VALUE! | #VALUE! | #VALUE! | #VALUE! | #VALUE! | #VALUE! | #VALUE! |  |  |  |  | #VALUE! | #VALUE! | #VALUE! |  |  | #VALUE! | #VALUE! | #VALUE! | #VALUE! | #VALUE! | #VALUE! | #VALUE! | #VALUE! |  |  |  |  | #VALUE! | #VALUE! | #VALUE! |  |  | #VALUE! | #VALUE! | #VALUE! | #VALUE! | #VALUE! | #VALUE! | #VALUE! | #VALUE! |  |  |  |  | #VALUE! | #VALUE! | #VALUE! |  |  | #VALUE! | #VALUE! | #VALUE! | #VALUE! | #VALUE! | #VALUE! | #VALUE! | #VALUE! |  |  | #VALUE! | #VALUE! | #VALUE! | #VALUE! | #VALUE! |  |  | #VALUE! | #VALUE! | #VALUE! | #VALUE! | #VALUE! | #VALUE! | #VALUE! | #VALUE! |  |  | #VALUE! | #VALUE! | #VALUE! | #VALUE! | #VALUE! |  |  | #VALUE! | #VALUE! | #VALUE! | #VALUE! | #VALUE! | #VALUE! | #VALUE! | #VALUE! | 0 | #REF! | #VALUE! | #VALUE! | #VALUE! | #VALUE! | #VALUE! | #VALUE! | #VALUE! | 0
|  |  |  | 0 | 51 | 0 |  |  | 1 | 1.0842e-19 | 0 | 1.0669e-18 | 1.0669e-18 | 1.0669e-18 | 0 | 0 |  |  |  |  | #VALUE! | #VALUE! | #VALUE! |  |  | #VALUE! | #VALUE! | #VALUE! | #VALUE! | #VALUE! | #VALUE! | #VALUE! | #VALUE! |  |  |  |  | #VALUE! | #VALUE! | #VALUE! |  |  | #VALUE! | #VALUE! | #VALUE! | #VALUE! | #VALUE! | #VALUE! | #VALUE! | #VALUE! |  |  |  |  | #VALUE! | #VALUE! | #VALUE! |  |  | #VALUE! | #VALUE! | #VALUE! | #VALUE! | #VALUE! | #VALUE! | #VALUE! | #VALUE! |  |  |  |  | #VALUE! | #VALUE! | #VALUE! |  |  | #VALUE! | #VALUE! | #VALUE! | #VALUE! | #VALUE! | #VALUE! | #VALUE! | #VALUE! |  |  |  |  | #VALUE! | #VALUE! | #VALUE! |  |  | #VALUE! | #VALUE! | #VALUE! | #VALUE! | #VALUE! | #VALUE! | #VALUE! | #VALUE! |  |  | #VALUE! | #VALUE! | #VALUE! | #VALUE! | #VALUE! |  |  | #VALUE! | #VALUE! | #VALUE! | #VALUE! | #VALUE! | #VALUE! | #VALUE! | #VALUE! |  |  | #VALUE! | #VALUE! | #VALUE! | #VALUE! | #VALUE! |  |  | #VALUE! | #VALUE! | #VALUE! | #VALUE! | #VALUE! | #VALUE! | #VALUE! | #VALUE! | 0 | #REF! | #VALUE! | #VALUE! | #VALUE! | #VALUE! | #VALUE! | #VALUE! | #VALUE! | 0
|  |  |  | 0 | 51 | 0 |  |  | 1 | 1.0842e-19 | 0 | 1.0669e-18 | 1.0669e-18 | 1.0669e-18 | 0 | 0 |  |  |  |  | #VALUE! | #VALUE! | #VALUE! |  |  | #VALUE! | #VALUE! | #VALUE! | #VALUE! | #VALUE! | #VALUE! | #VALUE! | #VALUE! |  |  |  |  | #VALUE! | #VALUE! | #VALUE! |  |  | #VALUE! | #VALUE! | #VALUE! | #VALUE! | #VALUE! | #VALUE! | #VALUE! | #VALUE! |  |  |  |  | #VALUE! | #VALUE! | #VALUE! |  |  | #VALUE! | #VALUE! | #VALUE! | #VALUE! | #VALUE! | #VALUE! | #VALUE! | #VALUE! |  |  |  |  | #VALUE! | #VALUE! | #VALUE! |  |  | #VALUE! | #VALUE! | #VALUE! | #VALUE! | #VALUE! | #VALUE! | #VALUE! | #VALUE! |  |  |  |  | #VALUE! | #VALUE! | #VALUE! |  |  | #VALUE! | #VALUE! | #VALUE! | #VALUE! | #VALUE! | #VALUE! | #VALUE! | #VALUE! |  |  | #VALUE! | #VALUE! | #VALUE! | #VALUE! | #VALUE! |  |  | #VALUE! | #VALUE! | #VALUE! | #VALUE! | #VALUE! | #VALUE! | #VALUE! | #VALUE! |  |  | #VALUE! | #VALUE! | #VALUE! | #VALUE! | #VALUE! |  |  | #VALUE! | #VALUE! | #VALUE! | #VALUE! | #VALUE! | #VALUE! | #VALUE! | #VALUE! | 0 | #REF! | #VALUE! | #VALUE! | #VALUE! | #VALUE! | #VALUE! | #VALUE! | #VALUE! | 0
|  |  |  | 0 | 51 | 0 |  |  | 1 | 1.0842e-19 | 0 | 1.0669e-18 | 1.0669e-18 | 1.0669e-18 | 0 | 0 |  |  |  |  | #VALUE! | #VALUE! | #VALUE! |  |  | #VALUE! | #VALUE! | #VALUE! | #VALUE! | #VALUE! | #VALUE! | #VALUE! | #VALUE! |  |  |  |  | #VALUE! | #VALUE! | #VALUE! |  |  | #VALUE! | #VALUE! | #VALUE! | #VALUE! | #VALUE! | #VALUE! | #VALUE! | #VALUE! |  |  |  |  | #VALUE! | #VALUE! | #VALUE! |  |  | #VALUE! | #VALUE! | #VALUE! | #VALUE! | #VALUE! | #VALUE! | #VALUE! | #VALUE! |  |  |  |  | #VALUE! | #VALUE! | #VALUE! |  |  | #VALUE! | #VALUE! | #VALUE! | #VALUE! | #VALUE! | #VALUE! | #VALUE! | #VALUE! |  |  |  |  | #VALUE! | #VALUE! | #VALUE! |  |  | #VALUE! | #VALUE! | #VALUE! | #VALUE! | #VALUE! | #VALUE! | #VALUE! | #VALUE! |  |  | #VALUE! | #VALUE! | #VALUE! | #VALUE! | #VALUE! |  |  | #VALUE! | #VALUE! | #VALUE! | #VALUE! | #VALUE! | #VALUE! | #VALUE! | #VALUE! |  |  | #VALUE! | #VALUE! | #VALUE! | #VALUE! | #VALUE! |  |  | #VALUE! | #VALUE! | #VALUE! | #VALUE! | #VALUE! | #VALUE! | #VALUE! | #VALUE! | 0 | #REF! | #VALUE! | #VALUE! | #VALUE! | #VALUE! | #VALUE! | #VALUE! | #VALUE! | 0
|  |  |  | 0 | 51 | 0 |  |  | 1 | 1.0842e-19 | 0 | 1.0669e-18 | 1.0669e-18 | 1.0669e-18 | 0 | 0 |  |  |  |  | #VALUE! | #VALUE! | #VALUE! |  |  | #VALUE! | #VALUE! | #VALUE! | #VALUE! | #VALUE! | #VALUE! | #VALUE! | #VALUE! |  |  |  |  | #VALUE! | #VALUE! | #VALUE! |  |  | #VALUE! | #VALUE! | #VALUE! | #VALUE! | #VALUE! | #VALUE! | #VALUE! | #VALUE! |  |  |  |  | #VALUE! | #VALUE! | #VALUE! |  |  | #VALUE! | #VALUE! | #VALUE! | #VALUE! | #VALUE! | #VALUE! | #VALUE! | #VALUE! |  |  |  |  | #VALUE! | #VALUE! | #VALUE! |  |  | #VALUE! | #VALUE! | #VALUE! | #VALUE! | #VALUE! | #VALUE! | #VALUE! | #VALUE! |  |  |  |  | #VALUE! | #VALUE! | #VALUE! |  |  | #VALUE! | #VALUE! | #VALUE! | #VALUE! | #VALUE! | #VALUE! | #VALUE! | #VALUE! |  |  | #VALUE! | #VALUE! | #VALUE! | #VALUE! | #VALUE! |  |  | #VALUE! | #VALUE! | #VALUE! | #VALUE! | #VALUE! | #VALUE! | #VALUE! | #VALUE! |  |  | #VALUE! | #VALUE! | #VALUE! | #VALUE! | #VALUE! |  |  | #VALUE! | #VALUE! | #VALUE! | #VALUE! | #VALUE! | #VALUE! | #VALUE! | #VALUE! | 0 | #REF! | #VALUE! | #VALUE! | #VALUE! | #VALUE! | #VALUE! | #VALUE! | #VALUE! | 0
|  |  |  | 0 | 51 | 0 |  |  | 1 | 1.0842e-19 | 0 | 1.0669e-18 | 1.0669e-18 | 1.0669e-18 | 0 | 0 |  |  |  |  | #VALUE! | #VALUE! | #VALUE! |  |  | #VALUE! | #VALUE! | #VALUE! | #VALUE! | #VALUE! | #VALUE! | #VALUE! | #VALUE! |  |  |  |  | #VALUE! | #VALUE! | #VALUE! |  |  | #VALUE! | #VALUE! | #VALUE! | #VALUE! | #VALUE! | #VALUE! | #VALUE! | #VALUE! |  |  |  |  | #VALUE! | #VALUE! | #VALUE! |  |  | #VALUE! | #VALUE! | #VALUE! | #VALUE! | #VALUE! | #VALUE! | #VALUE! | #VALUE! |  |  |  |  | #VALUE! | #VALUE! | #VALUE! |  |  | #VALUE! | #VALUE! | #VALUE! | #VALUE! | #VALUE! | #VALUE! | #VALUE! | #VALUE! |  |  |  |  | #VALUE! | #VALUE! | #VALUE! |  |  | #VALUE! | #VALUE! | #VALUE! | #VALUE! | #VALUE! | #VALUE! | #VALUE! | #VALUE! |  |  | #VALUE! | #VALUE! | #VALUE! | #VALUE! | #VALUE! |  |  | #VALUE! | #VALUE! | #VALUE! | #VALUE! | #VALUE! | #VALUE! | #VALUE! | #VALUE! |  |  | #VALUE! | #VALUE! | #VALUE! | #VALUE! | #VALUE! |  |  | #VALUE! | #VALUE! | #VALUE! | #VALUE! | #VALUE! | #VALUE! | #VALUE! | #VALUE! | 0 | #REF! | #VALUE! | #VALUE! | #VALUE! | #VALUE! | #VALUE! | #VALUE! | #VALUE! | 0
|  |  |  | 0 | 51 | 0 |  |  | 1 | 1.0842e-19 | 0 | 1.0669e-18 | 1.0669e-18 | 1.0669e-18 | 0 | 0 |  |  |  |  | #VALUE! | #VALUE! | #VALUE! |  |  | #VALUE! | #VALUE! | #VALUE! | #VALUE! | #VALUE! | #VALUE! | #VALUE! | #VALUE! |  |  |  |  | #VALUE! | #VALUE! | #VALUE! |  |  | #VALUE! | #VALUE! | #VALUE! | #VALUE! | #VALUE! | #VALUE! | #VALUE! | #VALUE! |  |  |  |  | #VALUE! | #VALUE! | #VALUE! |  |  | #VALUE! | #VALUE! | #VALUE! | #VALUE! | #VALUE! | #VALUE! | #VALUE! | #VALUE! |  |  |  |  | #VALUE! | #VALUE! | #VALUE! |  |  | #VALUE! | #VALUE! | #VALUE! | #VALUE! | #VALUE! | #VALUE! | #VALUE! | #VALUE! |  |  |  |  | #VALUE! | #VALUE! | #VALUE! |  |  | #VALUE! | #VALUE! | #VALUE! | #VALUE! | #VALUE! | #VALUE! | #VALUE! | #VALUE! |  |  | #VALUE! | #VALUE! | #VALUE! | #VALUE! | #VALUE! |  |  | #VALUE! | #VALUE! | #VALUE! | #VALUE! | #VALUE! | #VALUE! | #VALUE! | #VALUE! |  |  | #VALUE! | #VALUE! | #VALUE! | #VALUE! | #VALUE! |  |  | #VALUE! | #VALUE! | #VALUE! | #VALUE! | #VALUE! | #VALUE! | #VALUE! | #VALUE! | 0 | #REF! | #VALUE! | #VALUE! | #VALUE! | #VALUE! | #VALUE! | #VALUE! | #VALUE! | 0
|  |  |  | 0 | 51 | 0 |  |  | 1 | 1.0842e-19 | 0 | 1.0669e-18 | 1.0669e-18 | 1.0669e-18 | 0 | 0 |  |  |  |  | #VALUE! | #VALUE! | #VALUE! |  |  | #VALUE! | #VALUE! | #VALUE! | #VALUE! | #VALUE! | #VALUE! | #VALUE! | #VALUE! |  |  |  |  | #VALUE! | #VALUE! | #VALUE! |  |  | #VALUE! | #VALUE! | #VALUE! | #VALUE! | #VALUE! | #VALUE! | #VALUE! | #VALUE! |  |  |  |  | #VALUE! | #VALUE! | #VALUE! |  |  | #VALUE! | #VALUE! | #VALUE! | #VALUE! | #VALUE! | #VALUE! | #VALUE! | #VALUE! |  |  |  |  | #VALUE! | #VALUE! | #VALUE! |  |  | #VALUE! | #VALUE! | #VALUE! | #VALUE! | #VALUE! | #VALUE! | #VALUE! | #VALUE! |  |  |  |  | #VALUE! | #VALUE! | #VALUE! |  |  | #VALUE! | #VALUE! | #VALUE! | #VALUE! | #VALUE! | #VALUE! | #VALUE! | #VALUE! |  |  | #VALUE! | #VALUE! | #VALUE! | #VALUE! | #VALUE! |  |  | #VALUE! | #VALUE! | #VALUE! | #VALUE! | #VALUE! | #VALUE! | #VALUE! | #VALUE! |  |  | #VALUE! | #VALUE! | #VALUE! | #VALUE! | #VALUE! |  |  | #VALUE! | #VALUE! | #VALUE! | #VALUE! | #VALUE! | #VALUE! | #VALUE! | #VALUE! | 0 | #REF! | #VALUE! | #VALUE! | #VALUE! | #VALUE! | #VALUE! | #VALUE! | #VALUE! | 0
|  |  |  | 0 | 51 | 0 |  |  | 1 | 1.0842e-19 | 0 | 1.0669e-18 | 1.0669e-18 | 1.0669e-18 | 0 | 0 |  |  |  |  | #VALUE! | #VALUE! | #VALUE! |  |  | #VALUE! | #VALUE! | #VALUE! | #VALUE! | #VALUE! | #VALUE! | #VALUE! | #VALUE! |  |  |  |  | #VALUE! | #VALUE! | #VALUE! |  |  | #VALUE! | #VALUE! | #VALUE! | #VALUE! | #VALUE! | #VALUE! | #VALUE! | #VALUE! |  |  |  |  | #VALUE! | #VALUE! | #VALUE! |  |  | #VALUE! | #VALUE! | #VALUE! | #VALUE! | #VALUE! | #VALUE! | #VALUE! | #VALUE! |  |  |  |  | #VALUE! | #VALUE! | #VALUE! |  |  | #VALUE! | #VALUE! | #VALUE! | #VALUE! | #VALUE! | #VALUE! | #VALUE! | #VALUE! |  |  |  |  | #VALUE! | #VALUE! | #VALUE! |  |  | #VALUE! | #VALUE! | #VALUE! | #VALUE! | #VALUE! | #VALUE! | #VALUE! | #VALUE! |  |  | #VALUE! | #VALUE! | #VALUE! | #VALUE! | #VALUE! |  |  | #VALUE! | #VALUE! | #VALUE! | #VALUE! | #VALUE! | #VALUE! | #VALUE! | #VALUE! |  |  | #VALUE! | #VALUE! | #VALUE! | #VALUE! | #VALUE! |  |  | #VALUE! | #VALUE! | #VALUE! | #VALUE! | #VALUE! | #VALUE! | #VALUE! | #VALUE! | 0 | #REF! | #VALUE! | #VALUE! | #VALUE! | #VALUE! | #VALUE! | #VALUE! | #VALUE! | 0
|  |  |  | 0 | 51 | 0 |  |  | 1 | 1.0842e-19 | 0 | 1.0669e-18 | 1.0669e-18 | 1.0669e-18 | 0 | 0 |  |  |  |  | #VALUE! | #VALUE! | #VALUE! |  |  | #VALUE! | #VALUE! | #VALUE! | #VALUE! | #VALUE! | #VALUE! | #VALUE! | #VALUE! |  |  |  |  | #VALUE! | #VALUE! | #VALUE! |  |  | #VALUE! | #VALUE! | #VALUE! | #VALUE! | #VALUE! | #VALUE! | #VALUE! | #VALUE! |  |  |  |  | #VALUE! | #VALUE! | #VALUE! |  |  | #VALUE! | #VALUE! | #VALUE! | #VALUE! | #VALUE! | #VALUE! | #VALUE! | #VALUE! |  |  |  |  | #VALUE! | #VALUE! | #VALUE! |  |  | #VALUE! | #VALUE! | #VALUE! | #VALUE! | #VALUE! | #VALUE! | #VALUE! | #VALUE! |  |  |  |  | #VALUE! | #VALUE! | #VALUE! |  |  | #VALUE! | #VALUE! | #VALUE! | #VALUE! | #VALUE! | #VALUE! | #VALUE! | #VALUE! |  |  | #VALUE! | #VALUE! | #VALUE! | #VALUE! | #VALUE! |  |  | #VALUE! | #VALUE! | #VALUE! | #VALUE! | #VALUE! | #VALUE! | #VALUE! | #VALUE! |  |  | #VALUE! | #VALUE! | #VALUE! | #VALUE! | #VALUE! |  |  | #VALUE! | #VALUE! | #VALUE! | #VALUE! | #VALUE! | #VALUE! | #VALUE! | #VALUE! | 0 | #REF! | #VALUE! | #VALUE! | #VALUE! | #VALUE! | #VALUE! | #VALUE! | #VALUE! | 0
|  |  |  | 0 | 51 | 0 |  |  | 1 | 1.0842e-19 | 0 | 1.0669e-18 | 1.0669e-18 | 1.0669e-18 | 0 | 0 |  |  |  |  | #VALUE! | #VALUE! | #VALUE! |  |  | #VALUE! | #VALUE! | #VALUE! | #VALUE! | #VALUE! | #VALUE! | #VALUE! | #VALUE! |  |  |  |  | #VALUE! | #VALUE! | #VALUE! |  |  | #VALUE! | #VALUE! | #VALUE! | #VALUE! | #VALUE! | #VALUE! | #VALUE! | #VALUE! |  |  |  |  | #VALUE! | #VALUE! | #VALUE! |  |  | #VALUE! | #VALUE! | #VALUE! | #VALUE! | #VALUE! | #VALUE! | #VALUE! | #VALUE! |  |  |  |  | #VALUE! | #VALUE! | #VALUE! |  |  | #VALUE! | #VALUE! | #VALUE! | #VALUE! | #VALUE! | #VALUE! | #VALUE! | #VALUE! |  |  |  |  | #VALUE! | #VALUE! | #VALUE! |  |  | #VALUE! | #VALUE! | #VALUE! | #VALUE! | #VALUE! | #VALUE! | #VALUE! | #VALUE! |  |  | #VALUE! | #VALUE! | #VALUE! | #VALUE! | #VALUE! |  |  | #VALUE! | #VALUE! | #VALUE! | #VALUE! | #VALUE! | #VALUE! | #VALUE! | #VALUE! |  |  | #VALUE! | #VALUE! | #VALUE! | #VALUE! | #VALUE! |  |  | #VALUE! | #VALUE! | #VALUE! | #VALUE! | #VALUE! | #VALUE! | #VALUE! | #VALUE! | 0 | #REF! | #VALUE! | #VALUE! | #VALUE! | #VALUE! | #VALUE! | #VALUE! | #VALUE! | 0
|  |  |  | 0 | 51 | 0 |  |  | 1 | 1.0842e-19 | 0 | 1.0669e-18 | 1.0669e-18 | 1.0669e-18 | 0 | 0 |  |  |  |  | #VALUE! | #VALUE! | #VALUE! |  |  | #VALUE! | #VALUE! | #VALUE! | #VALUE! | #VALUE! | #VALUE! | #VALUE! | #VALUE! |  |  |  |  | #VALUE! | #VALUE! | #VALUE! |  |  | #VALUE! | #VALUE! | #VALUE! | #VALUE! | #VALUE! | #VALUE! | #VALUE! | #VALUE! |  |  |  |  | #VALUE! | #VALUE! | #VALUE! |  |  | #VALUE! | #VALUE! | #VALUE! | #VALUE! | #VALUE! | #VALUE! | #VALUE! | #VALUE! |  |  |  |  | #VALUE! | #VALUE! | #VALUE! |  |  | #VALUE! | #VALUE! | #VALUE! | #VALUE! | #VALUE! | #VALUE! | #VALUE! | #VALUE! |  |  |  |  | #VALUE! | #VALUE! | #VALUE! |  |  | #VALUE! | #VALUE! | #VALUE! | #VALUE! | #VALUE! | #VALUE! | #VALUE! | #VALUE! |  |  | #VALUE! | #VALUE! | #VALUE! | #VALUE! | #VALUE! |  |  | #VALUE! | #VALUE! | #VALUE! | #VALUE! | #VALUE! | #VALUE! | #VALUE! | #VALUE! |  |  | #VALUE! | #VALUE! | #VALUE! | #VALUE! | #VALUE! |  |  | #VALUE! | #VALUE! | #VALUE! | #VALUE! | #VALUE! | #VALUE! | #VALUE! | #VALUE! | 0 | #REF! | #VALUE! | #VALUE! | #VALUE! | #VALUE! | #VALUE! | #VALUE! | #VALUE! | 0
|  |  |  | 0 | 51 | 0 |  |  | 1 | 1.0842e-19 | 0 | 1.0669e-18 | 1.0669e-18 | 1.0669e-18 | 0 | 0 |  |  |  |  | #VALUE! | #VALUE! | #VALUE! |  |  | #VALUE! | #VALUE! | #VALUE! | #VALUE! | #VALUE! | #VALUE! | #VALUE! | #VALUE! |  |  |  |  | #VALUE! | #VALUE! | #VALUE! |  |  | #VALUE! | #VALUE! | #VALUE! | #VALUE! | #VALUE! | #VALUE! | #VALUE! | #VALUE! |  |  |  |  | #VALUE! | #VALUE! | #VALUE! |  |  | #VALUE! | #VALUE! | #VALUE! | #VALUE! | #VALUE! | #VALUE! | #VALUE! | #VALUE! |  |  |  |  | #VALUE! | #VALUE! | #VALUE! |  |  | #VALUE! | #VALUE! | #VALUE! | #VALUE! | #VALUE! | #VALUE! | #VALUE! | #VALUE! |  |  |  |  | #VALUE! | #VALUE! | #VALUE! |  |  | #VALUE! | #VALUE! | #VALUE! | #VALUE! | #VALUE! | #VALUE! | #VALUE! | #VALUE! |  |  | #VALUE! | #VALUE! | #VALUE! | #VALUE! | #VALUE! |  |  | #VALUE! | #VALUE! | #VALUE! | #VALUE! | #VALUE! | #VALUE! | #VALUE! | #VALUE! |  |  | #VALUE! | #VALUE! | #VALUE! | #VALUE! | #VALUE! |  |  | #VALUE! | #VALUE! | #VALUE! | #VALUE! | #VALUE! | #VALUE! | #VALUE! | #VALUE! | 0 | #REF! | #VALUE! | #VALUE! | #VALUE! | #VALUE! | #VALUE! | #VALUE! | #VALUE! | 0
|  |  |  | 0 | 51 | 0 |  |  | 1 | 1.0842e-19 | 0 | 1.0669e-18 | 1.0669e-18 | 1.0669e-18 | 0 | 0 |  |  |  |  | #VALUE! | #VALUE! | #VALUE! |  |  | #VALUE! | #VALUE! | #VALUE! | #VALUE! | #VALUE! | #VALUE! | #VALUE! | #VALUE! |  |  |  |  | #VALUE! | #VALUE! | #VALUE! |  |  | #VALUE! | #VALUE! | #VALUE! | #VALUE! | #VALUE! | #VALUE! | #VALUE! | #VALUE! |  |  |  |  | #VALUE! | #VALUE! | #VALUE! |  |  | #VALUE! | #VALUE! | #VALUE! | #VALUE! | #VALUE! | #VALUE! | #VALUE! | #VALUE! |  |  |  |  | #VALUE! | #VALUE! | #VALUE! |  |  | #VALUE! | #VALUE! | #VALUE! | #VALUE! | #VALUE! | #VALUE! | #VALUE! | #VALUE! |  |  |  |  | #VALUE! | #VALUE! | #VALUE! |  |  | #VALUE! | #VALUE! | #VALUE! | #VALUE! | #VALUE! | #VALUE! | #VALUE! | #VALUE! |  |  | #VALUE! | #VALUE! | #VALUE! | #VALUE! | #VALUE! |  |  | #VALUE! | #VALUE! | #VALUE! | #VALUE! | #VALUE! | #VALUE! | #VALUE! | #VALUE! |  |  | #VALUE! | #VALUE! | #VALUE! | #VALUE! | #VALUE! |  |  | #VALUE! | #VALUE! | #VALUE! | #VALUE! | #VALUE! | #VALUE! | #VALUE! | #VALUE! | 0 | #REF! | #VALUE! | #VALUE! | #VALUE! | #VALUE! | #VALUE! | #VALUE! | #VALUE! | 0
|  |  |  | 0 | 51 | 0 |  |  | 1 | 1.0842e-19 | 0 | 1.0669e-18 | 1.0669e-18 | 1.0669e-18 | 0 | 0 |  |  |  |  | #VALUE! | #VALUE! | #VALUE! |  |  | #VALUE! | #VALUE! | #VALUE! | #VALUE! | #VALUE! | #VALUE! | #VALUE! | #VALUE! |  |  |  |  | #VALUE! | #VALUE! | #VALUE! |  |  | #VALUE! | #VALUE! | #VALUE! | #VALUE! | #VALUE! | #VALUE! | #VALUE! | #VALUE! |  |  |  |  | #VALUE! | #VALUE! | #VALUE! |  |  | #VALUE! | #VALUE! | #VALUE! | #VALUE! | #VALUE! | #VALUE! | #VALUE! | #VALUE! |  |  |  |  | #VALUE! | #VALUE! | #VALUE! |  |  | #VALUE! | #VALUE! | #VALUE! | #VALUE! | #VALUE! | #VALUE! | #VALUE! | #VALUE! |  |  |  |  | #VALUE! | #VALUE! | #VALUE! |  |  | #VALUE! | #VALUE! | #VALUE! | #VALUE! | #VALUE! | #VALUE! | #VALUE! | #VALUE! |  |  | #VALUE! | #VALUE! | #VALUE! | #VALUE! | #VALUE! |  |  | #VALUE! | #VALUE! | #VALUE! | #VALUE! | #VALUE! | #VALUE! | #VALUE! | #VALUE! |  |  | #VALUE! | #VALUE! | #VALUE! | #VALUE! | #VALUE! |  |  | #VALUE! | #VALUE! | #VALUE! | #VALUE! | #VALUE! | #VALUE! | #VALUE! | #VALUE! | 0 | #REF! | #VALUE! | #VALUE! | #VALUE! | #VALUE! | #VALUE! | #VALUE! | #VALUE! | 0
|  |  |  | 0 | 51 | 0 |  |  | 1 | 1.0842e-19 | 0 | 1.0669e-18 | 1.0669e-18 | 1.0669e-18 | 0 | 0 |  |  |  |  | #VALUE! | #VALUE! | #VALUE! |  |  | #VALUE! | #VALUE! | #VALUE! | #VALUE! | #VALUE! | #VALUE! | #VALUE! | #VALUE! |  |  |  |  | #VALUE! | #VALUE! | #VALUE! |  |  | #VALUE! | #VALUE! | #VALUE! | #VALUE! | #VALUE! | #VALUE! | #VALUE! | #VALUE! |  |  |  |  | #VALUE! | #VALUE! | #VALUE! |  |  | #VALUE! | #VALUE! | #VALUE! | #VALUE! | #VALUE! | #VALUE! | #VALUE! | #VALUE! |  |  |  |  | #VALUE! | #VALUE! | #VALUE! |  |  | #VALUE! | #VALUE! | #VALUE! | #VALUE! | #VALUE! | #VALUE! | #VALUE! | #VALUE! |  |  |  |  | #VALUE! | #VALUE! | #VALUE! |  |  | #VALUE! | #VALUE! | #VALUE! | #VALUE! | #VALUE! | #VALUE! | #VALUE! | #VALUE! |  |  | #VALUE! | #VALUE! | #VALUE! | #VALUE! | #VALUE! |  |  | #VALUE! | #VALUE! | #VALUE! | #VALUE! | #VALUE! | #VALUE! | #VALUE! | #VALUE! |  |  | #VALUE! | #VALUE! | #VALUE! | #VALUE! | #VALUE! |  |  | #VALUE! | #VALUE! | #VALUE! | #VALUE! | #VALUE! | #VALUE! | #VALUE! | #VALUE! | 0 | #REF! | #VALUE! | #VALUE! | #VALUE! | #VALUE! | #VALUE! | #VALUE! | #VALUE! | 0
|  |  |  | 0 | 51 | 0 |  |  | 1 | 1.0842e-19 | 0 | 1.0669e-18 | 1.0669e-18 | 1.0669e-18 | 0 | 0 |  |  |  |  | #VALUE! | #VALUE! | #VALUE! |  |  | #VALUE! | #VALUE! | #VALUE! | #VALUE! | #VALUE! | #VALUE! | #VALUE! | #VALUE! |  |  |  |  | #VALUE! | #VALUE! | #VALUE! |  |  | #VALUE! | #VALUE! | #VALUE! | #VALUE! | #VALUE! | #VALUE! | #VALUE! | #VALUE! |  |  |  |  | #VALUE! | #VALUE! | #VALUE! |  |  | #VALUE! | #VALUE! | #VALUE! | #VALUE! | #VALUE! | #VALUE! | #VALUE! | #VALUE! |  |  |  |  | #VALUE! | #VALUE! | #VALUE! |  |  | #VALUE! | #VALUE! | #VALUE! | #VALUE! | #VALUE! | #VALUE! | #VALUE! | #VALUE! |  |  |  |  | #VALUE! | #VALUE! | #VALUE! |  |  | #VALUE! | #VALUE! | #VALUE! | #VALUE! | #VALUE! | #VALUE! | #VALUE! | #VALUE! |  |  | #VALUE! | #VALUE! | #VALUE! | #VALUE! | #VALUE! |  |  | #VALUE! | #VALUE! | #VALUE! | #VALUE! | #VALUE! | #VALUE! | #VALUE! | #VALUE! |  |  | #VALUE! | #VALUE! | #VALUE! | #VALUE! | #VALUE! |  |  | #VALUE! | #VALUE! | #VALUE! | #VALUE! | #VALUE! | #VALUE! | #VALUE! | #VALUE! | 0 | #REF! | #VALUE! | #VALUE! | #VALUE! | #VALUE! | #VALUE! | #VALUE! | #VALUE! | 0
|  |  |  | 0 | 51 | 0 |  |  | 1 | 1.0842e-19 | 0 | 1.0669e-18 | 1.0669e-18 | 1.0669e-18 | 0 | 0 |  |  |  |  | #VALUE! | #VALUE! | #VALUE! |  |  | #VALUE! | #VALUE! | #VALUE! | #VALUE! | #VALUE! | #VALUE! | #VALUE! | #VALUE! |  |  |  |  | #VALUE! | #VALUE! | #VALUE! |  |  | #VALUE! | #VALUE! | #VALUE! | #VALUE! | #VALUE! | #VALUE! | #VALUE! | #VALUE! |  |  |  |  | #VALUE! | #VALUE! | #VALUE! |  |  | #VALUE! | #VALUE! | #VALUE! | #VALUE! | #VALUE! | #VALUE! | #VALUE! | #VALUE! |  |  |  |  | #VALUE! | #VALUE! | #VALUE! |  |  | #VALUE! | #VALUE! | #VALUE! | #VALUE! | #VALUE! | #VALUE! | #VALUE! | #VALUE! |  |  |  |  | #VALUE! | #VALUE! | #VALUE! |  |  | #VALUE! | #VALUE! | #VALUE! | #VALUE! | #VALUE! | #VALUE! | #VALUE! | #VALUE! |  |  | #VALUE! | #VALUE! | #VALUE! | #VALUE! | #VALUE! |  |  | #VALUE! | #VALUE! | #VALUE! | #VALUE! | #VALUE! | #VALUE! | #VALUE! | #VALUE! |  |  | #VALUE! | #VALUE! | #VALUE! | #VALUE! | #VALUE! |  |  | #VALUE! | #VALUE! | #VALUE! | #VALUE! | #VALUE! | #VALUE! | #VALUE! | #VALUE! | 0 | #REF! | #VALUE! | #VALUE! | #VALUE! | #VALUE! | #VALUE! | #VALUE! | #VALUE! | 0
|  |  |  | 0 | 51 | 0 |  |  | 1 | 1.0842e-19 | 0 | 1.0669e-18 | 1.0669e-18 | 1.0669e-18 | 0 | 0 |  |  |  |  | #VALUE! | #VALUE! | #VALUE! |  |  | #VALUE! | #VALUE! | #VALUE! | #VALUE! | #VALUE! | #VALUE! | #VALUE! | #VALUE! |  |  |  |  | #VALUE! | #VALUE! | #VALUE! |  |  | #VALUE! | #VALUE! | #VALUE! | #VALUE! | #VALUE! | #VALUE! | #VALUE! | #VALUE! |  |  |  |  | #VALUE! | #VALUE! | #VALUE! |  |  | #VALUE! | #VALUE! | #VALUE! | #VALUE! | #VALUE! | #VALUE! | #VALUE! | #VALUE! |  |  |  |  | #VALUE! | #VALUE! | #VALUE! |  |  | #VALUE! | #VALUE! | #VALUE! | #VALUE! | #VALUE! | #VALUE! | #VALUE! | #VALUE! |  |  |  |  | #VALUE! | #VALUE! | #VALUE! |  |  | #VALUE! | #VALUE! | #VALUE! | #VALUE! | #VALUE! | #VALUE! | #VALUE! | #VALUE! |  |  | #VALUE! | #VALUE! | #VALUE! | #VALUE! | #VALUE! |  |  | #VALUE! | #VALUE! | #VALUE! | #VALUE! | #VALUE! | #VALUE! | #VALUE! | #VALUE! |  |  | #VALUE! | #VALUE! | #VALUE! | #VALUE! | #VALUE! |  |  | #VALUE! | #VALUE! | #VALUE! | #VALUE! | #VALUE! | #VALUE! | #VALUE! | #VALUE! | 0 | #REF! | #VALUE! | #VALUE! | #VALUE! | #VALUE! | #VALUE! | #VALUE! | #VALUE! | 0
|  |  |  | 0 | 51 | 0 |  |  | 1 | 1.0842e-19 | 0 | 1.0669e-18 | 1.0669e-18 | 1.0669e-18 | 0 | 0 |  |  |  |  | #VALUE! | #VALUE! | #VALUE! |  |  | #VALUE! | #VALUE! | #VALUE! | #VALUE! | #VALUE! | #VALUE! | #VALUE! | #VALUE! |  |  |  |  | #VALUE! | #VALUE! | #VALUE! |  |  | #VALUE! | #VALUE! | #VALUE! | #VALUE! | #VALUE! | #VALUE! | #VALUE! | #VALUE! |  |  |  |  | #VALUE! | #VALUE! | #VALUE! |  |  | #VALUE! | #VALUE! | #VALUE! | #VALUE! | #VALUE! | #VALUE! | #VALUE! | #VALUE! |  |  |  |  | #VALUE! | #VALUE! | #VALUE! |  |  | #VALUE! | #VALUE! | #VALUE! | #VALUE! | #VALUE! | #VALUE! | #VALUE! | #VALUE! |  |  |  |  | #VALUE! | #VALUE! | #VALUE! |  |  | #VALUE! | #VALUE! | #VALUE! | #VALUE! | #VALUE! | #VALUE! | #VALUE! | #VALUE! |  |  | #VALUE! | #VALUE! | #VALUE! | #VALUE! | #VALUE! |  |  | #VALUE! | #VALUE! | #VALUE! | #VALUE! | #VALUE! | #VALUE! | #VALUE! | #VALUE! |  |  | #VALUE! | #VALUE! | #VALUE! | #VALUE! | #VALUE! |  |  | #VALUE! | #VALUE! | #VALUE! | #VALUE! | #VALUE! | #VALUE! | #VALUE! | #VALUE! | 0 | #REF! | #VALUE! | #VALUE! | #VALUE! | #VALUE! | #VALUE! | #VALUE! | #VALUE! | 0
|  |  |  | 0 | 51 | 0 |  |  | 1 | 1.0842e-19 | 0 | 1.0669e-18 | 1.0669e-18 | 1.0669e-18 | 0 | 0 |  |  |  |  | #VALUE! | #VALUE! | #VALUE! |  |  | #VALUE! | #VALUE! | #VALUE! | #VALUE! | #VALUE! | #VALUE! | #VALUE! | #VALUE! |  |  |  |  | #VALUE! | #VALUE! | #VALUE! |  |  | #VALUE! | #VALUE! | #VALUE! | #VALUE! | #VALUE! | #VALUE! | #VALUE! | #VALUE! |  |  |  |  | #VALUE! | #VALUE! | #VALUE! |  |  | #VALUE! | #VALUE! | #VALUE! | #VALUE! | #VALUE! | #VALUE! | #VALUE! | #VALUE! |  |  |  |  | #VALUE! | #VALUE! | #VALUE! |  |  | #VALUE! | #VALUE! | #VALUE! | #VALUE! | #VALUE! | #VALUE! | #VALUE! | #VALUE! |  |  |  |  | #VALUE! | #VALUE! | #VALUE! |  |  | #VALUE! | #VALUE! | #VALUE! | #VALUE! | #VALUE! | #VALUE! | #VALUE! | #VALUE! |  |  | #VALUE! | #VALUE! | #VALUE! | #VALUE! | #VALUE! |  |  | #VALUE! | #VALUE! | #VALUE! | #VALUE! | #VALUE! | #VALUE! | #VALUE! | #VALUE! |  |  | #VALUE! | #VALUE! | #VALUE! | #VALUE! | #VALUE! |  |  | #VALUE! | #VALUE! | #VALUE! | #VALUE! | #VALUE! | #VALUE! | #VALUE! | #VALUE! | 0 | #REF! | #VALUE! | #VALUE! | #VALUE! | #VALUE! | #VALUE! | #VALUE! | #VALUE! | 0
|  |  |  | 0 | 51 | 0 |  |  | 1 | 1.0842e-19 | 0 | 1.0669e-18 | 1.0669e-18 | 1.0669e-18 | 0 | 0 |  |  |  |  | #VALUE! | #VALUE! | #VALUE! |  |  | #VALUE! | #VALUE! | #VALUE! | #VALUE! | #VALUE! | #VALUE! | #VALUE! | #VALUE! |  |  |  |  | #VALUE! | #VALUE! | #VALUE! |  |  | #VALUE! | #VALUE! | #VALUE! | #VALUE! | #VALUE! | #VALUE! | #VALUE! | #VALUE! |  |  |  |  | #VALUE! | #VALUE! | #VALUE! |  |  | #VALUE! | #VALUE! | #VALUE! | #VALUE! | #VALUE! | #VALUE! | #VALUE! | #VALUE! |  |  |  |  | #VALUE! | #VALUE! | #VALUE! |  |  | #VALUE! | #VALUE! | #VALUE! | #VALUE! | #VALUE! | #VALUE! | #VALUE! | #VALUE! |  |  |  |  | #VALUE! | #VALUE! | #VALUE! |  |  | #VALUE! | #VALUE! | #VALUE! | #VALUE! | #VALUE! | #VALUE! | #VALUE! | #VALUE! |  |  | #VALUE! | #VALUE! | #VALUE! | #VALUE! | #VALUE! |  |  | #VALUE! | #VALUE! | #VALUE! | #VALUE! | #VALUE! | #VALUE! | #VALUE! | #VALUE! |  |  | #VALUE! | #VALUE! | #VALUE! | #VALUE! | #VALUE! |  |  | #VALUE! | #VALUE! | #VALUE! | #VALUE! | #VALUE! | #VALUE! | #VALUE! | #VALUE! | 0 | #REF! | #VALUE! | #VALUE! | #VALUE! | #VALUE! | #VALUE! | #VALUE! | #VALUE! | 0
|  |  |  | 0 | 51 | 0 |  |  | 1 | 1.0842e-19 | 0 | 1.0669e-18 | 1.0669e-18 | 1.0669e-18 | 0 | 0 |  |  |  |  | #VALUE! | #VALUE! | #VALUE! |  |  | #VALUE! | #VALUE! | #VALUE! | #VALUE! | #VALUE! | #VALUE! | #VALUE! | #VALUE! |  |  |  |  | #VALUE! | #VALUE! | #VALUE! |  |  | #VALUE! | #VALUE! | #VALUE! | #VALUE! | #VALUE! | #VALUE! | #VALUE! | #VALUE! |  |  |  |  | #VALUE! | #VALUE! | #VALUE! |  |  | #VALUE! | #VALUE! | #VALUE! | #VALUE! | #VALUE! | #VALUE! | #VALUE! | #VALUE! |  |  |  |  | #VALUE! | #VALUE! | #VALUE! |  |  | #VALUE! | #VALUE! | #VALUE! | #VALUE! | #VALUE! | #VALUE! | #VALUE! | #VALUE! |  |  |  |  | #VALUE! | #VALUE! | #VALUE! |  |  | #VALUE! | #VALUE! | #VALUE! | #VALUE! | #VALUE! | #VALUE! | #VALUE! | #VALUE! |  |  | #VALUE! | #VALUE! | #VALUE! | #VALUE! | #VALUE! |  |  | #VALUE! | #VALUE! | #VALUE! | #VALUE! | #VALUE! | #VALUE! | #VALUE! | #VALUE! |  |  | #VALUE! | #VALUE! | #VALUE! | #VALUE! | #VALUE! |  |  | #VALUE! | #VALUE! | #VALUE! | #VALUE! | #VALUE! | #VALUE! | #VALUE! | #VALUE! | 0 | #REF! | #VALUE! | #VALUE! | #VALUE! | #VALUE! | #VALUE! | #VALUE! | #VALUE! | 0
|  |  |  | 0 | 51 | 0 |  |  | 1 | 1.0842e-19 | 0 | 1.0669e-18 | 1.0669e-18 | 1.0669e-18 | 0 | 0 |  |  |  |  | #VALUE! | #VALUE! | #VALUE! |  |  | #VALUE! | #VALUE! | #VALUE! | #VALUE! | #VALUE! | #VALUE! | #VALUE! | #VALUE! |  |  |  |  | #VALUE! | #VALUE! | #VALUE! |  |  | #VALUE! | #VALUE! | #VALUE! | #VALUE! | #VALUE! | #VALUE! | #VALUE! | #VALUE! |  |  |  |  | #VALUE! | #VALUE! | #VALUE! |  |  | #VALUE! | #VALUE! | #VALUE! | #VALUE! | #VALUE! | #VALUE! | #VALUE! | #VALUE! |  |  |  |  | #VALUE! | #VALUE! | #VALUE! |  |  | #VALUE! | #VALUE! | #VALUE! | #VALUE! | #VALUE! | #VALUE! | #VALUE! | #VALUE! |  |  |  |  | #VALUE! | #VALUE! | #VALUE! |  |  | #VALUE! | #VALUE! | #VALUE! | #VALUE! | #VALUE! | #VALUE! | #VALUE! | #VALUE! |  |  | #VALUE! | #VALUE! | #VALUE! | #VALUE! | #VALUE! |  |  | #VALUE! | #VALUE! | #VALUE! | #VALUE! | #VALUE! | #VALUE! | #VALUE! | #VALUE! |  |  | #VALUE! | #VALUE! | #VALUE! | #VALUE! | #VALUE! |  |  | #VALUE! | #VALUE! | #VALUE! | #VALUE! | #VALUE! | #VALUE! | #VALUE! | #VALUE! | 0 | #REF! | #VALUE! | #VALUE! | #VALUE! | #VALUE! | #VALUE! | #VALUE! | #VALUE! | 0
|  |  |  | 0 | 51 | 0 |  |  | 1 | 1.0842e-19 | 0 | 1.0669e-18 | 1.0669e-18 | 1.0669e-18 | 0 | 0 |  |  |  |  | #VALUE! | #VALUE! | #VALUE! |  |  | #VALUE! | #VALUE! | #VALUE! | #VALUE! | #VALUE! | #VALUE! | #VALUE! | #VALUE! |  |  |  |  | #VALUE! | #VALUE! | #VALUE! |  |  | #VALUE! | #VALUE! | #VALUE! | #VALUE! | #VALUE! | #VALUE! | #VALUE! | #VALUE! |  |  |  |  | #VALUE! | #VALUE! | #VALUE! |  |  | #VALUE! | #VALUE! | #VALUE! | #VALUE! | #VALUE! | #VALUE! | #VALUE! | #VALUE! |  |  |  |  | #VALUE! | #VALUE! | #VALUE! |  |  | #VALUE! | #VALUE! | #VALUE! | #VALUE! | #VALUE! | #VALUE! | #VALUE! | #VALUE! |  |  |  |  | #VALUE! | #VALUE! | #VALUE! |  |  | #VALUE! | #VALUE! | #VALUE! | #VALUE! | #VALUE! | #VALUE! | #VALUE! | #VALUE! |  |  | #VALUE! | #VALUE! | #VALUE! | #VALUE! | #VALUE! |  |  | #VALUE! | #VALUE! | #VALUE! | #VALUE! | #VALUE! | #VALUE! | #VALUE! | #VALUE! |  |  | #VALUE! | #VALUE! | #VALUE! | #VALUE! | #VALUE! |  |  | #VALUE! | #VALUE! | #VALUE! | #VALUE! | #VALUE! | #VALUE! | #VALUE! | #VALUE! | 0 | #REF! | #VALUE! | #VALUE! | #VALUE! | #VALUE! | #VALUE! | #VALUE! | #VALUE! | 0
|  |  |  | 0 | 51 | 0 |  |  | 1 | 1.0842e-19 | 0 | 1.0669e-18 | 1.0669e-18 | 1.0669e-18 | 0 | 0 |  |  |  |  | #VALUE! | #VALUE! | #VALUE! |  |  | #VALUE! | #VALUE! | #VALUE! | #VALUE! | #VALUE! | #VALUE! | #VALUE! | #VALUE! |  |  |  |  | #VALUE! | #VALUE! | #VALUE! |  |  | #VALUE! | #VALUE! | #VALUE! | #VALUE! | #VALUE! | #VALUE! | #VALUE! | #VALUE! |  |  |  |  | #VALUE! | #VALUE! | #VALUE! |  |  | #VALUE! | #VALUE! | #VALUE! | #VALUE! | #VALUE! | #VALUE! | #VALUE! | #VALUE! |  |  |  |  | #VALUE! | #VALUE! | #VALUE! |  |  | #VALUE! | #VALUE! | #VALUE! | #VALUE! | #VALUE! | #VALUE! | #VALUE! | #VALUE! |  |  |  |  | #VALUE! | #VALUE! | #VALUE! |  |  | #VALUE! | #VALUE! | #VALUE! | #VALUE! | #VALUE! | #VALUE! | #VALUE! | #VALUE! |  |  | #VALUE! | #VALUE! | #VALUE! | #VALUE! | #VALUE! |  |  | #VALUE! | #VALUE! | #VALUE! | #VALUE! | #VALUE! | #VALUE! | #VALUE! | #VALUE! |  |  | #VALUE! | #VALUE! | #VALUE! | #VALUE! | #VALUE! |  |  | #VALUE! | #VALUE! | #VALUE! | #VALUE! | #VALUE! | #VALUE! | #VALUE! | #VALUE! | 0 | #REF! | #VALUE! | #VALUE! | #VALUE! | #VALUE! | #VALUE! | #VALUE! | #VALUE! | 0
|  |  |  | 0 | 51 | 0 |  |  | 1 | 1.0842e-19 | 0 | 1.0669e-18 | 1.0669e-18 | 1.0669e-18 | 0 | 0 |  |  |  |  | #VALUE! | #VALUE! | #VALUE! |  |  | #VALUE! | #VALUE! | #VALUE! | #VALUE! | #VALUE! | #VALUE! | #VALUE! | #VALUE! |  |  |  |  | #VALUE! | #VALUE! | #VALUE! |  |  | #VALUE! | #VALUE! | #VALUE! | #VALUE! | #VALUE! | #VALUE! | #VALUE! | #VALUE! |  |  |  |  | #VALUE! | #VALUE! | #VALUE! |  |  | #VALUE! | #VALUE! | #VALUE! | #VALUE! | #VALUE! | #VALUE! | #VALUE! | #VALUE! |  |  |  |  | #VALUE! | #VALUE! | #VALUE! |  |  | #VALUE! | #VALUE! | #VALUE! | #VALUE! | #VALUE! | #VALUE! | #VALUE! | #VALUE! |  |  |  |  | #VALUE! | #VALUE! | #VALUE! |  |  | #VALUE! | #VALUE! | #VALUE! | #VALUE! | #VALUE! | #VALUE! | #VALUE! | #VALUE! |  |  | #VALUE! | #VALUE! | #VALUE! | #VALUE! | #VALUE! |  |  | #VALUE! | #VALUE! | #VALUE! | #VALUE! | #VALUE! | #VALUE! | #VALUE! | #VALUE! |  |  | #VALUE! | #VALUE! | #VALUE! | #VALUE! | #VALUE! |  |  | #VALUE! | #VALUE! | #VALUE! | #VALUE! | #VALUE! | #VALUE! | #VALUE! | #VALUE! | 0 | #REF! | #VALUE! | #VALUE! | #VALUE! | #VALUE! | #VALUE! | #VALUE! | #VALUE! | 0
|  |  |  | 0 | 51 | 0 |  |  | 1 | 1.0842e-19 | 0 | 1.0669e-18 | 1.0669e-18 | 1.0669e-18 | 0 | 0 |  |  |  |  | #VALUE! | #VALUE! | #VALUE! |  |  | #VALUE! | #VALUE! | #VALUE! | #VALUE! | #VALUE! | #VALUE! | #VALUE! | #VALUE! |  |  |  |  | #VALUE! | #VALUE! | #VALUE! |  |  | #VALUE! | #VALUE! | #VALUE! | #VALUE! | #VALUE! | #VALUE! | #VALUE! | #VALUE! |  |  |  |  | #VALUE! | #VALUE! | #VALUE! |  |  | #VALUE! | #VALUE! | #VALUE! | #VALUE! | #VALUE! | #VALUE! | #VALUE! | #VALUE! |  |  |  |  | #VALUE! | #VALUE! | #VALUE! |  |  | #VALUE! | #VALUE! | #VALUE! | #VALUE! | #VALUE! | #VALUE! | #VALUE! | #VALUE! |  |  |  |  | #VALUE! | #VALUE! | #VALUE! |  |  | #VALUE! | #VALUE! | #VALUE! | #VALUE! | #VALUE! | #VALUE! | #VALUE! | #VALUE! |  |  | #VALUE! | #VALUE! | #VALUE! | #VALUE! | #VALUE! |  |  | #VALUE! | #VALUE! | #VALUE! | #VALUE! | #VALUE! | #VALUE! | #VALUE! | #VALUE! |  |  | #VALUE! | #VALUE! | #VALUE! | #VALUE! | #VALUE! |  |  | #VALUE! | #VALUE! | #VALUE! | #VALUE! | #VALUE! | #VALUE! | #VALUE! | #VALUE! | 0 | #REF! | #VALUE! | #VALUE! | #VALUE! | #VALUE! | #VALUE! | #VALUE! | #VALUE! | 0
|  |  |  | 0 | 51 | 0 |  |  | 1 | 1.0842e-19 | 0 | 1.0669e-18 | 1.0669e-18 | 1.0669e-18 | 0 | 0 |  |  |  |  | #VALUE! | #VALUE! | #VALUE! |  |  | #VALUE! | #VALUE! | #VALUE! | #VALUE! | #VALUE! | #VALUE! | #VALUE! | #VALUE! |  |  |  |  | #VALUE! | #VALUE! | #VALUE! |  |  | #VALUE! | #VALUE! | #VALUE! | #VALUE! | #VALUE! | #VALUE! | #VALUE! | #VALUE! |  |  |  |  | #VALUE! | #VALUE! | #VALUE! |  |  | #VALUE! | #VALUE! | #VALUE! | #VALUE! | #VALUE! | #VALUE! | #VALUE! | #VALUE! |  |  |  |  | #VALUE! | #VALUE! | #VALUE! |  |  | #VALUE! | #VALUE! | #VALUE! | #VALUE! | #VALUE! | #VALUE! | #VALUE! | #VALUE! |  |  |  |  | #VALUE! | #VALUE! | #VALUE! |  |  | #VALUE! | #VALUE! | #VALUE! | #VALUE! | #VALUE! | #VALUE! | #VALUE! | #VALUE! |  |  | #VALUE! | #VALUE! | #VALUE! | #VALUE! | #VALUE! |  |  | #VALUE! | #VALUE! | #VALUE! | #VALUE! | #VALUE! | #VALUE! | #VALUE! | #VALUE! |  |  | #VALUE! | #VALUE! | #VALUE! | #VALUE! | #VALUE! |  |  | #VALUE! | #VALUE! | #VALUE! | #VALUE! | #VALUE! | #VALUE! | #VALUE! | #VALUE! | 0 | #REF! | #VALUE! | #VALUE! | #VALUE! | #VALUE! | #VALUE! | #VALUE! | #VALUE! | 0
|  |  |  | 0 | 51 | 0 |  |  | 1 | 1.0842e-19 | 0 | 1.0669e-18 | 1.0669e-18 | 1.0669e-18 | 0 | 0 |  |  |  |  | #VALUE! | #VALUE! | #VALUE! |  |  | #VALUE! | #VALUE! | #VALUE! | #VALUE! | #VALUE! | #VALUE! | #VALUE! | #VALUE! |  |  |  |  | #VALUE! | #VALUE! | #VALUE! |  |  | #VALUE! | #VALUE! | #VALUE! | #VALUE! | #VALUE! | #VALUE! | #VALUE! | #VALUE! |  |  |  |  | #VALUE! | #VALUE! | #VALUE! |  |  | #VALUE! | #VALUE! | #VALUE! | #VALUE! | #VALUE! | #VALUE! | #VALUE! | #VALUE! |  |  |  |  | #VALUE! | #VALUE! | #VALUE! |  |  | #VALUE! | #VALUE! | #VALUE! | #VALUE! | #VALUE! | #VALUE! | #VALUE! | #VALUE! |  |  |  |  | #VALUE! | #VALUE! | #VALUE! |  |  | #VALUE! | #VALUE! | #VALUE! | #VALUE! | #VALUE! | #VALUE! | #VALUE! | #VALUE! |  |  | #VALUE! | #VALUE! | #VALUE! | #VALUE! | #VALUE! |  |  | #VALUE! | #VALUE! | #VALUE! | #VALUE! | #VALUE! | #VALUE! | #VALUE! | #VALUE! |  |  | #VALUE! | #VALUE! | #VALUE! | #VALUE! | #VALUE! |  |  | #VALUE! | #VALUE! | #VALUE! | #VALUE! | #VALUE! | #VALUE! | #VALUE! | #VALUE! | 0 | #REF! | #VALUE! | #VALUE! | #VALUE! | #VALUE! | #VALUE! | #VALUE! | #VALUE! | 0
|  |  |  | 0 | 51 | 0 |  |  | 1 | 1.0842e-19 | 0 | 1.0669e-18 | 1.0669e-18 | 1.0669e-18 | 0 | 0 |  |  |  |  | #VALUE! | #VALUE! | #VALUE! |  |  | #VALUE! | #VALUE! | #VALUE! | #VALUE! | #VALUE! | #VALUE! | #VALUE! | #VALUE! |  |  |  |  | #VALUE! | #VALUE! | #VALUE! |  |  | #VALUE! | #VALUE! | #VALUE! | #VALUE! | #VALUE! | #VALUE! | #VALUE! | #VALUE! |  |  |  |  | #VALUE! | #VALUE! | #VALUE! |  |  | #VALUE! | #VALUE! | #VALUE! | #VALUE! | #VALUE! | #VALUE! | #VALUE! | #VALUE! |  |  |  |  | #VALUE! | #VALUE! | #VALUE! |  |  | #VALUE! | #VALUE! | #VALUE! | #VALUE! | #VALUE! | #VALUE! | #VALUE! | #VALUE! |  |  |  |  | #VALUE! | #VALUE! | #VALUE! |  |  | #VALUE! | #VALUE! | #VALUE! | #VALUE! | #VALUE! | #VALUE! | #VALUE! | #VALUE! |  |  | #VALUE! | #VALUE! | #VALUE! | #VALUE! | #VALUE! |  |  | #VALUE! | #VALUE! | #VALUE! | #VALUE! | #VALUE! | #VALUE! | #VALUE! | #VALUE! |  |  | #VALUE! | #VALUE! | #VALUE! | #VALUE! | #VALUE! |  |  | #VALUE! | #VALUE! | #VALUE! | #VALUE! | #VALUE! | #VALUE! | #VALUE! | #VALUE! | 0 | #REF! | #VALUE! | #VALUE! | #VALUE! | #VALUE! | #VALUE! | #VALUE! | #VALUE! | 0
|  |  |  | 0 | 51 | 0 |  |  | 1 | 1.0842e-19 | 0 | 1.0669e-18 | 1.0669e-18 | 1.0669e-18 | 0 | 0 |  |  |  |  | #VALUE! | #VALUE! | #VALUE! |  |  | #VALUE! | #VALUE! | #VALUE! | #VALUE! | #VALUE! | #VALUE! | #VALUE! | #VALUE! |  |  |  |  | #VALUE! | #VALUE! | #VALUE! |  |  | #VALUE! | #VALUE! | #VALUE! | #VALUE! | #VALUE! | #VALUE! | #VALUE! | #VALUE! |  |  |  |  | #VALUE! | #VALUE! | #VALUE! |  |  | #VALUE! | #VALUE! | #VALUE! | #VALUE! | #VALUE! | #VALUE! | #VALUE! | #VALUE! |  |  |  |  | #VALUE! | #VALUE! | #VALUE! |  |  | #VALUE! | #VALUE! | #VALUE! | #VALUE! | #VALUE! | #VALUE! | #VALUE! | #VALUE! |  |  |  |  | #VALUE! | #VALUE! | #VALUE! |  |  | #VALUE! | #VALUE! | #VALUE! | #VALUE! | #VALUE! | #VALUE! | #VALUE! | #VALUE! |  |  | #VALUE! | #VALUE! | #VALUE! | #VALUE! | #VALUE! |  |  | #VALUE! | #VALUE! | #VALUE! | #VALUE! | #VALUE! | #VALUE! | #VALUE! | #VALUE! |  |  | #VALUE! | #VALUE! | #VALUE! | #VALUE! | #VALUE! |  |  | #VALUE! | #VALUE! | #VALUE! | #VALUE! | #VALUE! | #VALUE! | #VALUE! | #VALUE! | 0 | #REF! | #VALUE! | #VALUE! | #VALUE! | #VALUE! | #VALUE! | #VALUE! | #VALUE! | 0
|  |  |  | 0 | 51 | 0 |  |  | 1 | 1.0842e-19 | 0 | 1.0669e-18 | 1.0669e-18 | 1.0669e-18 | 0 | 0 |  |  |  |  | #VALUE! | #VALUE! | #VALUE! |  |  | #VALUE! | #VALUE! | #VALUE! | #VALUE! | #VALUE! | #VALUE! | #VALUE! | #VALUE! |  |  |  |  | #VALUE! | #VALUE! | #VALUE! |  |  | #VALUE! | #VALUE! | #VALUE! | #VALUE! | #VALUE! | #VALUE! | #VALUE! | #VALUE! |  |  |  |  | #VALUE! | #VALUE! | #VALUE! |  |  | #VALUE! | #VALUE! | #VALUE! | #VALUE! | #VALUE! | #VALUE! | #VALUE! | #VALUE! |  |  |  |  | #VALUE! | #VALUE! | #VALUE! |  |  | #VALUE! | #VALUE! | #VALUE! | #VALUE! | #VALUE! | #VALUE! | #VALUE! | #VALUE! |  |  |  |  | #VALUE! | #VALUE! | #VALUE! |  |  | #VALUE! | #VALUE! | #VALUE! | #VALUE! | #VALUE! | #VALUE! | #VALUE! | #VALUE! |  |  | #VALUE! | #VALUE! | #VALUE! | #VALUE! | #VALUE! |  |  | #VALUE! | #VALUE! | #VALUE! | #VALUE! | #VALUE! | #VALUE! | #VALUE! | #VALUE! |  |  | #VALUE! | #VALUE! | #VALUE! | #VALUE! | #VALUE! |  |  | #VALUE! | #VALUE! | #VALUE! | #VALUE! | #VALUE! | #VALUE! | #VALUE! | #VALUE! | 0 | #REF! | #VALUE! | #VALUE! | #VALUE! | #VALUE! | #VALUE! | #VALUE! | #VALUE! | 0
|  |  |  | 0 | 51 | 0 |  |  | 1 | 1.0842e-19 | 0 | 1.0669e-18 | 1.0669e-18 | 1.0669e-18 | 0 | 0 |  |  |  |  | #VALUE! | #VALUE! | #VALUE! |  |  | #VALUE! | #VALUE! | #VALUE! | #VALUE! | #VALUE! | #VALUE! | #VALUE! | #VALUE! |  |  |  |  | #VALUE! | #VALUE! | #VALUE! |  |  | #VALUE! | #VALUE! | #VALUE! | #VALUE! | #VALUE! | #VALUE! | #VALUE! | #VALUE! |  |  |  |  | #VALUE! | #VALUE! | #VALUE! |  |  | #VALUE! | #VALUE! | #VALUE! | #VALUE! | #VALUE! | #VALUE! | #VALUE! | #VALUE! |  |  |  |  | #VALUE! | #VALUE! | #VALUE! |  |  | #VALUE! | #VALUE! | #VALUE! | #VALUE! | #VALUE! | #VALUE! | #VALUE! | #VALUE! |  |  |  |  | #VALUE! | #VALUE! | #VALUE! |  |  | #VALUE! | #VALUE! | #VALUE! | #VALUE! | #VALUE! | #VALUE! | #VALUE! | #VALUE! |  |  | #VALUE! | #VALUE! | #VALUE! | #VALUE! | #VALUE! |  |  | #VALUE! | #VALUE! | #VALUE! | #VALUE! | #VALUE! | #VALUE! | #VALUE! | #VALUE! |  |  | #VALUE! | #VALUE! | #VALUE! | #VALUE! | #VALUE! |  |  | #VALUE! | #VALUE! | #VALUE! | #VALUE! | #VALUE! | #VALUE! | #VALUE! | #VALUE! | 0 | #REF! | #VALUE! | #VALUE! | #VALUE! | #VALUE! | #VALUE! | #VALUE! | #VALUE! | 0
|  |  |  | 0 | 51 | 0 |  |  | 1 | 1.0842e-19 | 0 | 1.0669e-18 | 1.0669e-18 | 1.0669e-18 | 0 | 0 |  |  |  |  | #VALUE! | #VALUE! | #VALUE! |  |  | #VALUE! | #VALUE! | #VALUE! | #VALUE! | #VALUE! | #VALUE! | #VALUE! | #VALUE! |  |  |  |  | #VALUE! | #VALUE! | #VALUE! |  |  | #VALUE! | #VALUE! | #VALUE! | #VALUE! | #VALUE! | #VALUE! | #VALUE! | #VALUE! |  |  |  |  | #VALUE! | #VALUE! | #VALUE! |  |  | #VALUE! | #VALUE! | #VALUE! | #VALUE! | #VALUE! | #VALUE! | #VALUE! | #VALUE! |  |  |  |  | #VALUE! | #VALUE! | #VALUE! |  |  | #VALUE! | #VALUE! | #VALUE! | #VALUE! | #VALUE! | #VALUE! | #VALUE! | #VALUE! |  |  |  |  | #VALUE! | #VALUE! | #VALUE! |  |  | #VALUE! | #VALUE! | #VALUE! | #VALUE! | #VALUE! | #VALUE! | #VALUE! | #VALUE! |  |  | #VALUE! | #VALUE! | #VALUE! | #VALUE! | #VALUE! |  |  | #VALUE! | #VALUE! | #VALUE! | #VALUE! | #VALUE! | #VALUE! | #VALUE! | #VALUE! |  |  | #VALUE! | #VALUE! | #VALUE! | #VALUE! | #VALUE! |  |  | #VALUE! | #VALUE! | #VALUE! | #VALUE! | #VALUE! | #VALUE! | #VALUE! | #VALUE! | 0 | #REF! | #VALUE! | #VALUE! | #VALUE! | #VALUE! | #VALUE! | #VALUE! | #VALUE! | 0
|  |  |  | 0 | 51 | 0 |  |  | 1 | 1.0842e-19 | 0 | 1.0669e-18 | 1.0669e-18 | 1.0669e-18 | 0 | 0 |  |  |  |  | #VALUE! | #VALUE! | #VALUE! |  |  | #VALUE! | #VALUE! | #VALUE! | #VALUE! | #VALUE! | #VALUE! | #VALUE! | #VALUE! |  |  |  |  | #VALUE! | #VALUE! | #VALUE! |  |  | #VALUE! | #VALUE! | #VALUE! | #VALUE! | #VALUE! | #VALUE! | #VALUE! | #VALUE! |  |  |  |  | #VALUE! | #VALUE! | #VALUE! |  |  | #VALUE! | #VALUE! | #VALUE! | #VALUE! | #VALUE! | #VALUE! | #VALUE! | #VALUE! |  |  |  |  | #VALUE! | #VALUE! | #VALUE! |  |  | #VALUE! | #VALUE! | #VALUE! | #VALUE! | #VALUE! | #VALUE! | #VALUE! | #VALUE! |  |  |  |  | #VALUE! | #VALUE! | #VALUE! |  |  | #VALUE! | #VALUE! | #VALUE! | #VALUE! | #VALUE! | #VALUE! | #VALUE! | #VALUE! |  |  | #VALUE! | #VALUE! | #VALUE! | #VALUE! | #VALUE! |  |  | #VALUE! | #VALUE! | #VALUE! | #VALUE! | #VALUE! | #VALUE! | #VALUE! | #VALUE! |  |  | #VALUE! | #VALUE! | #VALUE! | #VALUE! | #VALUE! |  |  | #VALUE! | #VALUE! | #VALUE! | #VALUE! | #VALUE! | #VALUE! | #VALUE! | #VALUE! | 0 | #REF! | #VALUE! | #VALUE! | #VALUE! | #VALUE! | #VALUE! | #VALUE! | #VALUE! | 0
|  |  |  | 0 | 51 | 0 |  |  | 1 | 1.0842e-19 | 0 | 1.0669e-18 | 1.0669e-18 | 1.0669e-18 | 0 | 0 |  |  |  |  | #VALUE! | #VALUE! | #VALUE! |  |  | #VALUE! | #VALUE! | #VALUE! | #VALUE! | #VALUE! | #VALUE! | #VALUE! | #VALUE! |  |  |  |  | #VALUE! | #VALUE! | #VALUE! |  |  | #VALUE! | #VALUE! | #VALUE! | #VALUE! | #VALUE! | #VALUE! | #VALUE! | #VALUE! |  |  |  |  | #VALUE! | #VALUE! | #VALUE! |  |  | #VALUE! | #VALUE! | #VALUE! | #VALUE! | #VALUE! | #VALUE! | #VALUE! | #VALUE! |  |  |  |  | #VALUE! | #VALUE! | #VALUE! |  |  | #VALUE! | #VALUE! | #VALUE! | #VALUE! | #VALUE! | #VALUE! | #VALUE! | #VALUE! |  |  |  |  | #VALUE! | #VALUE! | #VALUE! |  |  | #VALUE! | #VALUE! | #VALUE! | #VALUE! | #VALUE! | #VALUE! | #VALUE! | #VALUE! |  |  | #VALUE! | #VALUE! | #VALUE! | #VALUE! | #VALUE! |  |  | #VALUE! | #VALUE! | #VALUE! | #VALUE! | #VALUE! | #VALUE! | #VALUE! | #VALUE! |  |  | #VALUE! | #VALUE! | #VALUE! | #VALUE! | #VALUE! |  |  | #VALUE! | #VALUE! | #VALUE! | #VALUE! | #VALUE! | #VALUE! | #VALUE! | #VALUE! | 0 | #REF! | #VALUE! | #VALUE! | #VALUE! | #VALUE! | #VALUE! | #VALUE! | #VALUE! | 0
|  |  |  | 0 | 51 | 0 |  |  | 1 | 1.0842e-19 | 0 | 1.0669e-18 | 1.0669e-18 | 1.0669e-18 | 0 | 0 |  |  |  |  | #VALUE! | #VALUE! | #VALUE! |  |  | #VALUE! | #VALUE! | #VALUE! | #VALUE! | #VALUE! | #VALUE! | #VALUE! | #VALUE! |  |  |  |  | #VALUE! | #VALUE! | #VALUE! |  |  | #VALUE! | #VALUE! | #VALUE! | #VALUE! | #VALUE! | #VALUE! | #VALUE! | #VALUE! |  |  |  |  | #VALUE! | #VALUE! | #VALUE! |  |  | #VALUE! | #VALUE! | #VALUE! | #VALUE! | #VALUE! | #VALUE! | #VALUE! | #VALUE! |  |  |  |  | #VALUE! | #VALUE! | #VALUE! |  |  | #VALUE! | #VALUE! | #VALUE! | #VALUE! | #VALUE! | #VALUE! | #VALUE! | #VALUE! |  |  |  |  | #VALUE! | #VALUE! | #VALUE! |  |  | #VALUE! | #VALUE! | #VALUE! | #VALUE! | #VALUE! | #VALUE! | #VALUE! | #VALUE! |  |  | #VALUE! | #VALUE! | #VALUE! | #VALUE! | #VALUE! |  |  | #VALUE! | #VALUE! | #VALUE! | #VALUE! | #VALUE! | #VALUE! | #VALUE! | #VALUE! |  |  | #VALUE! | #VALUE! | #VALUE! | #VALUE! | #VALUE! |  |  | #VALUE! | #VALUE! | #VALUE! | #VALUE! | #VALUE! | #VALUE! | #VALUE! | #VALUE! | 0 | #REF! | #VALUE! | #VALUE! | #VALUE! | #VALUE! | #VALUE! | #VALUE! | #VALUE! | 0
|  |  |  | 0 | 51 | 0 |  |  | 1 | 1.0842e-19 | 0 | 1.0669e-18 | 1.0669e-18 | 1.0669e-18 | 0 | 0 |  |  |  |  | #VALUE! | #VALUE! | #VALUE! |  |  | #VALUE! | #VALUE! | #VALUE! | #VALUE! | #VALUE! | #VALUE! | #VALUE! | #VALUE! |  |  |  |  | #VALUE! | #VALUE! | #VALUE! |  |  | #VALUE! | #VALUE! | #VALUE! | #VALUE! | #VALUE! | #VALUE! | #VALUE! | #VALUE! |  |  |  |  | #VALUE! | #VALUE! | #VALUE! |  |  | #VALUE! | #VALUE! | #VALUE! | #VALUE! | #VALUE! | #VALUE! | #VALUE! | #VALUE! |  |  |  |  | #VALUE! | #VALUE! | #VALUE! |  |  | #VALUE! | #VALUE! | #VALUE! | #VALUE! | #VALUE! | #VALUE! | #VALUE! | #VALUE! |  |  |  |  | #VALUE! | #VALUE! | #VALUE! |  |  | #VALUE! | #VALUE! | #VALUE! | #VALUE! | #VALUE! | #VALUE! | #VALUE! | #VALUE! |  |  | #VALUE! | #VALUE! | #VALUE! | #VALUE! | #VALUE! |  |  | #VALUE! | #VALUE! | #VALUE! | #VALUE! | #VALUE! | #VALUE! | #VALUE! | #VALUE! |  |  | #VALUE! | #VALUE! | #VALUE! | #VALUE! | #VALUE! |  |  | #VALUE! | #VALUE! | #VALUE! | #VALUE! | #VALUE! | #VALUE! | #VALUE! | #VALUE! | 0 | #REF! | #VALUE! | #VALUE! | #VALUE! | #VALUE! | #VALUE! | #VALUE! | #VALUE! | 0
|  |  |  | 0 | 51 | 0 |  |  | 1 | 1.0842e-19 | 0 | 1.0669e-18 | 1.0669e-18 | 1.0669e-18 | 0 | 0 |  |  |  |  | #VALUE! | #VALUE! | #VALUE! |  |  | #VALUE! | #VALUE! | #VALUE! | #VALUE! | #VALUE! | #VALUE! | #VALUE! | #VALUE! |  |  |  |  | #VALUE! | #VALUE! | #VALUE! |  |  | #VALUE! | #VALUE! | #VALUE! | #VALUE! | #VALUE! | #VALUE! | #VALUE! | #VALUE! |  |  |  |  | #VALUE! | #VALUE! | #VALUE! |  |  | #VALUE! | #VALUE! | #VALUE! | #VALUE! | #VALUE! | #VALUE! | #VALUE! | #VALUE! |  |  |  |  | #VALUE! | #VALUE! | #VALUE! |  |  | #VALUE! | #VALUE! | #VALUE! | #VALUE! | #VALUE! | #VALUE! | #VALUE! | #VALUE! |  |  |  |  | #VALUE! | #VALUE! | #VALUE! |  |  | #VALUE! | #VALUE! | #VALUE! | #VALUE! | #VALUE! | #VALUE! | #VALUE! | #VALUE! |  |  | #VALUE! | #VALUE! | #VALUE! | #VALUE! | #VALUE! |  |  | #VALUE! | #VALUE! | #VALUE! | #VALUE! | #VALUE! | #VALUE! | #VALUE! | #VALUE! |  |  | #VALUE! | #VALUE! | #VALUE! | #VALUE! | #VALUE! |  |  | #VALUE! | #VALUE! | #VALUE! | #VALUE! | #VALUE! | #VALUE! | #VALUE! | #VALUE! | 0 | #REF! | #VALUE! | #VALUE! | #VALUE! | #VALUE! | #VALUE! | #VALUE! | #VALUE! | 0
|  |  |  | 0 | 51 | 0 |  |  | 1 | 1.0842e-19 | 0 | 1.0669e-18 | 1.0669e-18 | 1.0669e-18 | 0 | 0 |  |  |  |  | #VALUE! | #VALUE! | #VALUE! |  |  | #VALUE! | #VALUE! | #VALUE! | #VALUE! | #VALUE! | #VALUE! | #VALUE! | #VALUE! |  |  |  |  | #VALUE! | #VALUE! | #VALUE! |  |  | #VALUE! | #VALUE! | #VALUE! | #VALUE! | #VALUE! | #VALUE! | #VALUE! | #VALUE! |  |  |  |  | #VALUE! | #VALUE! | #VALUE! |  |  | #VALUE! | #VALUE! | #VALUE! | #VALUE! | #VALUE! | #VALUE! | #VALUE! | #VALUE! |  |  |  |  | #VALUE! | #VALUE! | #VALUE! |  |  | #VALUE! | #VALUE! | #VALUE! | #VALUE! | #VALUE! | #VALUE! | #VALUE! | #VALUE! |  |  |  |  | #VALUE! | #VALUE! | #VALUE! |  |  | #VALUE! | #VALUE! | #VALUE! | #VALUE! | #VALUE! | #VALUE! | #VALUE! | #VALUE! |  |  | #VALUE! | #VALUE! | #VALUE! | #VALUE! | #VALUE! |  |  | #VALUE! | #VALUE! | #VALUE! | #VALUE! | #VALUE! | #VALUE! | #VALUE! | #VALUE! |  |  | #VALUE! | #VALUE! | #VALUE! | #VALUE! | #VALUE! |  |  | #VALUE! | #VALUE! | #VALUE! | #VALUE! | #VALUE! | #VALUE! | #VALUE! | #VALUE! | 0 | #REF! | #VALUE! | #VALUE! | #VALUE! | #VALUE! | #VALUE! | #VALUE! | #VALUE! | 0
|  |  |  | 0 | 51 | 0 |  |  | 1 | 1.0842e-19 | 0 | 1.0669e-18 | 1.0669e-18 | 1.0669e-18 | 0 | 0 |  |  |  |  | #VALUE! | #VALUE! | #VALUE! |  |  | #VALUE! | #VALUE! | #VALUE! | #VALUE! | #VALUE! | #VALUE! | #VALUE! | #VALUE! |  |  |  |  | #VALUE! | #VALUE! | #VALUE! |  |  | #VALUE! | #VALUE! | #VALUE! | #VALUE! | #VALUE! | #VALUE! | #VALUE! | #VALUE! |  |  |  |  | #VALUE! | #VALUE! | #VALUE! |  |  | #VALUE! | #VALUE! | #VALUE! | #VALUE! | #VALUE! | #VALUE! | #VALUE! | #VALUE! |  |  |  |  | #VALUE! | #VALUE! | #VALUE! |  |  | #VALUE! | #VALUE! | #VALUE! | #VALUE! | #VALUE! | #VALUE! | #VALUE! | #VALUE! |  |  |  |  | #VALUE! | #VALUE! | #VALUE! |  |  | #VALUE! | #VALUE! | #VALUE! | #VALUE! | #VALUE! | #VALUE! | #VALUE! | #VALUE! |  |  | #VALUE! | #VALUE! | #VALUE! | #VALUE! | #VALUE! |  |  | #VALUE! | #VALUE! | #VALUE! | #VALUE! | #VALUE! | #VALUE! | #VALUE! | #VALUE! |  |  | #VALUE! | #VALUE! | #VALUE! | #VALUE! | #VALUE! |  |  | #VALUE! | #VALUE! | #VALUE! | #VALUE! | #VALUE! | #VALUE! | #VALUE! | #VALUE! | 0 | #REF! | #VALUE! | #VALUE! | #VALUE! | #VALUE! | #VALUE! | #VALUE! | #VALUE! | 0
|  |  |  | 0 | 51 | 0 |  |  | 1 | 1.0842e-19 | 0 | 1.0669e-18 | 1.0669e-18 | 1.0669e-18 | 0 | 0 |  |  |  |  | #VALUE! | #VALUE! | #VALUE! |  |  | #VALUE! | #VALUE! | #VALUE! | #VALUE! | #VALUE! | #VALUE! | #VALUE! | #VALUE! |  |  |  |  | #VALUE! | #VALUE! | #VALUE! |  |  | #VALUE! | #VALUE! | #VALUE! | #VALUE! | #VALUE! | #VALUE! | #VALUE! | #VALUE! |  |  |  |  | #VALUE! | #VALUE! | #VALUE! |  |  | #VALUE! | #VALUE! | #VALUE! | #VALUE! | #VALUE! | #VALUE! | #VALUE! | #VALUE! |  |  |  |  | #VALUE! | #VALUE! | #VALUE! |  |  | #VALUE! | #VALUE! | #VALUE! | #VALUE! | #VALUE! | #VALUE! | #VALUE! | #VALUE! |  |  |  |  | #VALUE! | #VALUE! | #VALUE! |  |  | #VALUE! | #VALUE! | #VALUE! | #VALUE! | #VALUE! | #VALUE! | #VALUE! | #VALUE! |  |  | #VALUE! | #VALUE! | #VALUE! | #VALUE! | #VALUE! |  |  | #VALUE! | #VALUE! | #VALUE! | #VALUE! | #VALUE! | #VALUE! | #VALUE! | #VALUE! |  |  | #VALUE! | #VALUE! | #VALUE! | #VALUE! | #VALUE! |  |  | #VALUE! | #VALUE! | #VALUE! | #VALUE! | #VALUE! | #VALUE! | #VALUE! | #VALUE! | 0 | #REF! | #VALUE! | #VALUE! | #VALUE! | #VALUE! | #VALUE! | #VALUE! | #VALUE! | 0
|  |  |  | 0 | 51 | 0 |  |  | 1 | 1.0842e-19 | 0 | 1.0669e-18 | 1.0669e-18 | 1.0669e-18 | 0 | 0 |  |  |  |  | #VALUE! | #VALUE! | #VALUE! |  |  | #VALUE! | #VALUE! | #VALUE! | #VALUE! | #VALUE! | #VALUE! | #VALUE! | #VALUE! |  |  |  |  | #VALUE! | #VALUE! | #VALUE! |  |  | #VALUE! | #VALUE! | #VALUE! | #VALUE! | #VALUE! | #VALUE! | #VALUE! | #VALUE! |  |  |  |  | #VALUE! | #VALUE! | #VALUE! |  |  | #VALUE! | #VALUE! | #VALUE! | #VALUE! | #VALUE! | #VALUE! | #VALUE! | #VALUE! |  |  |  |  | #VALUE! | #VALUE! | #VALUE! |  |  | #VALUE! | #VALUE! | #VALUE! | #VALUE! | #VALUE! | #VALUE! | #VALUE! | #VALUE! |  |  |  |  | #VALUE! | #VALUE! | #VALUE! |  |  | #VALUE! | #VALUE! | #VALUE! | #VALUE! | #VALUE! | #VALUE! | #VALUE! | #VALUE! |  |  | #VALUE! | #VALUE! | #VALUE! | #VALUE! | #VALUE! |  |  | #VALUE! | #VALUE! | #VALUE! | #VALUE! | #VALUE! | #VALUE! | #VALUE! | #VALUE! |  |  | #VALUE! | #VALUE! | #VALUE! | #VALUE! | #VALUE! |  |  | #VALUE! | #VALUE! | #VALUE! | #VALUE! | #VALUE! | #VALUE! | #VALUE! | #VALUE! | 0 | #REF! | #VALUE! | #VALUE! | #VALUE! | #VALUE! | #VALUE! | #VALUE! | #VALUE! | 0
|  |  |  | 0 | 51 | 0 |  |  | 1 | 1.0842e-19 | 0 | 1.0669e-18 | 1.0669e-18 | 1.0669e-18 | 0 | 0 |  |  |  |  | #VALUE! | #VALUE! | #VALUE! |  |  | #VALUE! | #VALUE! | #VALUE! | #VALUE! | #VALUE! | #VALUE! | #VALUE! | #VALUE! |  |  |  |  | #VALUE! | #VALUE! | #VALUE! |  |  | #VALUE! | #VALUE! | #VALUE! | #VALUE! | #VALUE! | #VALUE! | #VALUE! | #VALUE! |  |  |  |  | #VALUE! | #VALUE! | #VALUE! |  |  | #VALUE! | #VALUE! | #VALUE! | #VALUE! | #VALUE! | #VALUE! | #VALUE! | #VALUE! |  |  |  |  | #VALUE! | #VALUE! | #VALUE! |  |  | #VALUE! | #VALUE! | #VALUE! | #VALUE! | #VALUE! | #VALUE! | #VALUE! | #VALUE! |  |  |  |  | #VALUE! | #VALUE! | #VALUE! |  |  | #VALUE! | #VALUE! | #VALUE! | #VALUE! | #VALUE! | #VALUE! | #VALUE! | #VALUE! |  |  | #VALUE! | #VALUE! | #VALUE! | #VALUE! | #VALUE! |  |  | #VALUE! | #VALUE! | #VALUE! | #VALUE! | #VALUE! | #VALUE! | #VALUE! | #VALUE! |  |  | #VALUE! | #VALUE! | #VALUE! | #VALUE! | #VALUE! |  |  | #VALUE! | #VALUE! | #VALUE! | #VALUE! | #VALUE! | #VALUE! | #VALUE! | #VALUE! | 0 | #REF! | #VALUE! | #VALUE! | #VALUE! | #VALUE! | #VALUE! | #VALUE! | #VALUE! | 0
|  |  |  | 0 | 51 | 0 |  |  | 1 | 1.0842e-19 | 0 | 1.0669e-18 | 1.0669e-18 | 1.0669e-18 | 0 | 0 |  |  |  |  | #VALUE! | #VALUE! | #VALUE! |  |  | #VALUE! | #VALUE! | #VALUE! | #VALUE! | #VALUE! | #VALUE! | #VALUE! | #VALUE! |  |  |  |  | #VALUE! | #VALUE! | #VALUE! |  |  | #VALUE! | #VALUE! | #VALUE! | #VALUE! | #VALUE! | #VALUE! | #VALUE! | #VALUE! |  |  |  |  | #VALUE! | #VALUE! | #VALUE! |  |  | #VALUE! | #VALUE! | #VALUE! | #VALUE! | #VALUE! | #VALUE! | #VALUE! | #VALUE! |  |  |  |  | #VALUE! | #VALUE! | #VALUE! |  |  | #VALUE! | #VALUE! | #VALUE! | #VALUE! | #VALUE! | #VALUE! | #VALUE! | #VALUE! |  |  |  |  | #VALUE! | #VALUE! | #VALUE! |  |  | #VALUE! | #VALUE! | #VALUE! | #VALUE! | #VALUE! | #VALUE! | #VALUE! | #VALUE! |  |  | #VALUE! | #VALUE! | #VALUE! | #VALUE! | #VALUE! |  |  | #VALUE! | #VALUE! | #VALUE! | #VALUE! | #VALUE! | #VALUE! | #VALUE! | #VALUE! |  |  | #VALUE! | #VALUE! | #VALUE! | #VALUE! | #VALUE! |  |  | #VALUE! | #VALUE! | #VALUE! | #VALUE! | #VALUE! | #VALUE! | #VALUE! | #VALUE! | 0 | #REF! | #VALUE! | #VALUE! | #VALUE! | #VALUE! | #VALUE! | #VALUE! | #VALUE! | 0
|  |  |  | 0 | 51 | 0 |  |  | 1 | 1.0842e-19 | 0 | 1.0669e-18 | 1.0669e-18 | 1.0669e-18 | 0 | 0 |  |  |  |  | #VALUE! | #VALUE! | #VALUE! |  |  | #VALUE! | #VALUE! | #VALUE! | #VALUE! | #VALUE! | #VALUE! | #VALUE! | #VALUE! |  |  |  |  | #VALUE! | #VALUE! | #VALUE! |  |  | #VALUE! | #VALUE! | #VALUE! | #VALUE! | #VALUE! | #VALUE! | #VALUE! | #VALUE! |  |  |  |  | #VALUE! | #VALUE! | #VALUE! |  |  | #VALUE! | #VALUE! | #VALUE! | #VALUE! | #VALUE! | #VALUE! | #VALUE! | #VALUE! |  |  |  |  | #VALUE! | #VALUE! | #VALUE! |  |  | #VALUE! | #VALUE! | #VALUE! | #VALUE! | #VALUE! | #VALUE! | #VALUE! | #VALUE! |  |  |  |  | #VALUE! | #VALUE! | #VALUE! |  |  | #VALUE! | #VALUE! | #VALUE! | #VALUE! | #VALUE! | #VALUE! | #VALUE! | #VALUE! |  |  | #VALUE! | #VALUE! | #VALUE! | #VALUE! | #VALUE! |  |  | #VALUE! | #VALUE! | #VALUE! | #VALUE! | #VALUE! | #VALUE! | #VALUE! | #VALUE! |  |  | #VALUE! | #VALUE! | #VALUE! | #VALUE! | #VALUE! |  |  | #VALUE! | #VALUE! | #VALUE! | #VALUE! | #VALUE! | #VALUE! | #VALUE! | #VALUE! | 0 | #REF! | #VALUE! | #VALUE! | #VALUE! | #VALUE! | #VALUE! | #VALUE! | #VALUE! | 0
|  |  |  | 0 | 51 | 0 |  |  | 1 | 1.0842e-19 | 0 | 1.0669e-18 | 1.0669e-18 | 1.0669e-18 | 0 | 0 |  |  |  |  | #VALUE! | #VALUE! | #VALUE! |  |  | #VALUE! | #VALUE! | #VALUE! | #VALUE! | #VALUE! | #VALUE! | #VALUE! | #VALUE! |  |  |  |  | #VALUE! | #VALUE! | #VALUE! |  |  | #VALUE! | #VALUE! | #VALUE! | #VALUE! | #VALUE! | #VALUE! | #VALUE! | #VALUE! |  |  |  |  | #VALUE! | #VALUE! | #VALUE! |  |  | #VALUE! | #VALUE! | #VALUE! | #VALUE! | #VALUE! | #VALUE! | #VALUE! | #VALUE! |  |  |  |  | #VALUE! | #VALUE! | #VALUE! |  |  | #VALUE! | #VALUE! | #VALUE! | #VALUE! | #VALUE! | #VALUE! | #VALUE! | #VALUE! |  |  |  |  | #VALUE! | #VALUE! | #VALUE! |  |  | #VALUE! | #VALUE! | #VALUE! | #VALUE! | #VALUE! | #VALUE! | #VALUE! | #VALUE! |  |  | #VALUE! | #VALUE! | #VALUE! | #VALUE! | #VALUE! |  |  | #VALUE! | #VALUE! | #VALUE! | #VALUE! | #VALUE! | #VALUE! | #VALUE! | #VALUE! |  |  | #VALUE! | #VALUE! | #VALUE! | #VALUE! | #VALUE! |  |  | #VALUE! | #VALUE! | #VALUE! | #VALUE! | #VALUE! | #VALUE! | #VALUE! | #VALUE! | 0 | #REF! | #VALUE! | #VALUE! | #VALUE! | #VALUE! | #VALUE! | #VALUE! | #VALUE! | 0
|  |  |  | 0 | 51 | 0 |  |  | 1 | 1.0842e-19 | 0 | 1.0669e-18 | 1.0669e-18 | 1.0669e-18 | 0 | 0 |  |  |  |  | #VALUE! | #VALUE! | #VALUE! |  |  | #VALUE! | #VALUE! | #VALUE! | #VALUE! | #VALUE! | #VALUE! | #VALUE! | #VALUE! |  |  |  |  | #VALUE! | #VALUE! | #VALUE! |  |  | #VALUE! | #VALUE! | #VALUE! | #VALUE! | #VALUE! | #VALUE! | #VALUE! | #VALUE! |  |  |  |  | #VALUE! | #VALUE! | #VALUE! |  |  | #VALUE! | #VALUE! | #VALUE! | #VALUE! | #VALUE! | #VALUE! | #VALUE! | #VALUE! |  |  |  |  | #VALUE! | #VALUE! | #VALUE! |  |  | #VALUE! | #VALUE! | #VALUE! | #VALUE! | #VALUE! | #VALUE! | #VALUE! | #VALUE! |  |  |  |  | #VALUE! | #VALUE! | #VALUE! |  |  | #VALUE! | #VALUE! | #VALUE! | #VALUE! | #VALUE! | #VALUE! | #VALUE! | #VALUE! |  |  | #VALUE! | #VALUE! | #VALUE! | #VALUE! | #VALUE! |  |  | #VALUE! | #VALUE! | #VALUE! | #VALUE! | #VALUE! | #VALUE! | #VALUE! | #VALUE! |  |  | #VALUE! | #VALUE! | #VALUE! | #VALUE! | #VALUE! |  |  | #VALUE! | #VALUE! | #VALUE! | #VALUE! | #VALUE! | #VALUE! | #VALUE! | #VALUE! | 0 | #REF! | #VALUE! | #VALUE! | #VALUE! | #VALUE! | #VALUE! | #VALUE! | #VALUE! | 0
|  |  |  | 0 | 51 | 0 |  |  | 1 | 1.0842e-19 | 0 | 1.0669e-18 | 1.0669e-18 | 1.0669e-18 | 0 | 0 |  |  |  |  | #VALUE! | #VALUE! | #VALUE! |  |  | #VALUE! | #VALUE! | #VALUE! | #VALUE! | #VALUE! | #VALUE! | #VALUE! | #VALUE! |  |  |  |  | #VALUE! | #VALUE! | #VALUE! |  |  | #VALUE! | #VALUE! | #VALUE! | #VALUE! | #VALUE! | #VALUE! | #VALUE! | #VALUE! |  |  |  |  | #VALUE! | #VALUE! | #VALUE! |  |  | #VALUE! | #VALUE! | #VALUE! | #VALUE! | #VALUE! | #VALUE! | #VALUE! | #VALUE! |  |  |  |  | #VALUE! | #VALUE! | #VALUE! |  |  | #VALUE! | #VALUE! | #VALUE! | #VALUE! | #VALUE! | #VALUE! | #VALUE! | #VALUE! |  |  |  |  | #VALUE! | #VALUE! | #VALUE! |  |  | #VALUE! | #VALUE! | #VALUE! | #VALUE! | #VALUE! | #VALUE! | #VALUE! | #VALUE! |  |  | #VALUE! | #VALUE! | #VALUE! | #VALUE! | #VALUE! |  |  | #VALUE! | #VALUE! | #VALUE! | #VALUE! | #VALUE! | #VALUE! | #VALUE! | #VALUE! |  |  | #VALUE! | #VALUE! | #VALUE! | #VALUE! | #VALUE! |  |  | #VALUE! | #VALUE! | #VALUE! | #VALUE! | #VALUE! | #VALUE! | #VALUE! | #VALUE! | 0 | #REF! | #VALUE! | #VALUE! | #VALUE! | #VALUE! | #VALUE! | #VALUE! | #VALUE! | 0
|  |  |  | 0 | 51 | 0 |  |  | 1 | 1.0842e-19 | 0 | 1.0669e-18 | 1.0669e-18 | 1.0669e-18 | 0 | 0 |  |  |  |  | #VALUE! | #VALUE! | #VALUE! |  |  | #VALUE! | #VALUE! | #VALUE! | #VALUE! | #VALUE! | #VALUE! | #VALUE! | #VALUE! |  |  |  |  | #VALUE! | #VALUE! | #VALUE! |  |  | #VALUE! | #VALUE! | #VALUE! | #VALUE! | #VALUE! | #VALUE! | #VALUE! | #VALUE! |  |  |  |  | #VALUE! | #VALUE! | #VALUE! |  |  | #VALUE! | #VALUE! | #VALUE! | #VALUE! | #VALUE! | #VALUE! | #VALUE! | #VALUE! |  |  |  |  | #VALUE! | #VALUE! | #VALUE! |  |  | #VALUE! | #VALUE! | #VALUE! | #VALUE! | #VALUE! | #VALUE! | #VALUE! | #VALUE! |  |  |  |  | #VALUE! | #VALUE! | #VALUE! |  |  | #VALUE! | #VALUE! | #VALUE! | #VALUE! | #VALUE! | #VALUE! | #VALUE! | #VALUE! |  |  | #VALUE! | #VALUE! | #VALUE! | #VALUE! | #VALUE! |  |  | #VALUE! | #VALUE! | #VALUE! | #VALUE! | #VALUE! | #VALUE! | #VALUE! | #VALUE! |  |  | #VALUE! | #VALUE! | #VALUE! | #VALUE! | #VALUE! |  |  | #VALUE! | #VALUE! | #VALUE! | #VALUE! | #VALUE! | #VALUE! | #VALUE! | #VALUE! | 0 | #REF! | #VALUE! | #VALUE! | #VALUE! | #VALUE! | #VALUE! | #VALUE! | #VALUE! | 0
|  |  |  | 0 | 51 | 0 |  |  | 1 | 1.0842e-19 | 0 | 1.0669e-18 | 1.0669e-18 | 1.0669e-18 | 0 | 0 |  |  |  |  | #VALUE! | #VALUE! | #VALUE! |  |  | #VALUE! | #VALUE! | #VALUE! | #VALUE! | #VALUE! | #VALUE! | #VALUE! | #VALUE! |  |  |  |  | #VALUE! | #VALUE! | #VALUE! |  |  | #VALUE! | #VALUE! | #VALUE! | #VALUE! | #VALUE! | #VALUE! | #VALUE! | #VALUE! |  |  |  |  | #VALUE! | #VALUE! | #VALUE! |  |  | #VALUE! | #VALUE! | #VALUE! | #VALUE! | #VALUE! | #VALUE! | #VALUE! | #VALUE! |  |  |  |  | #VALUE! | #VALUE! | #VALUE! |  |  | #VALUE! | #VALUE! | #VALUE! | #VALUE! | #VALUE! | #VALUE! | #VALUE! | #VALUE! |  |  |  |  | #VALUE! | #VALUE! | #VALUE! |  |  | #VALUE! | #VALUE! | #VALUE! | #VALUE! | #VALUE! | #VALUE! | #VALUE! | #VALUE! |  |  | #VALUE! | #VALUE! | #VALUE! | #VALUE! | #VALUE! |  |  | #VALUE! | #VALUE! | #VALUE! | #VALUE! | #VALUE! | #VALUE! | #VALUE! | #VALUE! |  |  | #VALUE! | #VALUE! | #VALUE! | #VALUE! | #VALUE! |  |  | #VALUE! | #VALUE! | #VALUE! | #VALUE! | #VALUE! | #VALUE! | #VALUE! | #VALUE! | 0 | #REF! | #VALUE! | #VALUE! | #VALUE! | #VALUE! | #VALUE! | #VALUE! | #VALUE! | 0
|  |  |  | 0 | 51 | 0 |  |  | 1 | 1.0842e-19 | 0 | 1.0669e-18 | 1.0669e-18 | 1.0669e-18 | 0 | 0 |  |  |  |  | #VALUE! | #VALUE! | #VALUE! |  |  | #VALUE! | #VALUE! | #VALUE! | #VALUE! | #VALUE! | #VALUE! | #VALUE! | #VALUE! |  |  |  |  | #VALUE! | #VALUE! | #VALUE! |  |  | #VALUE! | #VALUE! | #VALUE! | #VALUE! | #VALUE! | #VALUE! | #VALUE! | #VALUE! |  |  |  |  | #VALUE! | #VALUE! | #VALUE! |  |  | #VALUE! | #VALUE! | #VALUE! | #VALUE! | #VALUE! | #VALUE! | #VALUE! | #VALUE! |  |  |  |  | #VALUE! | #VALUE! | #VALUE! |  |  | #VALUE! | #VALUE! | #VALUE! | #VALUE! | #VALUE! | #VALUE! | #VALUE! | #VALUE! |  |  |  |  | #VALUE! | #VALUE! | #VALUE! |  |  | #VALUE! | #VALUE! | #VALUE! | #VALUE! | #VALUE! | #VALUE! | #VALUE! | #VALUE! |  |  | #VALUE! | #VALUE! | #VALUE! | #VALUE! | #VALUE! |  |  | #VALUE! | #VALUE! | #VALUE! | #VALUE! | #VALUE! | #VALUE! | #VALUE! | #VALUE! |  |  | #VALUE! | #VALUE! | #VALUE! | #VALUE! | #VALUE! |  |  | #VALUE! | #VALUE! | #VALUE! | #VALUE! | #VALUE! | #VALUE! | #VALUE! | #VALUE! | 0 | #REF! | #VALUE! | #VALUE! | #VALUE! | #VALUE! | #VALUE! | #VALUE! | #VALUE! | 0
|  |  |  | 0 | 51 | 0 |  |  | 1 | 1.0842e-19 | 0 | 1.0669e-18 | 1.0669e-18 | 1.0669e-18 | 0 | 0 |  |  |  |  | #VALUE! | #VALUE! | #VALUE! |  |  | #VALUE! | #VALUE! | #VALUE! | #VALUE! | #VALUE! | #VALUE! | #VALUE! | #VALUE! |  |  |  |  | #VALUE! | #VALUE! | #VALUE! |  |  | #VALUE! | #VALUE! | #VALUE! | #VALUE! | #VALUE! | #VALUE! | #VALUE! | #VALUE! |  |  |  |  | #VALUE! | #VALUE! | #VALUE! |  |  | #VALUE! | #VALUE! | #VALUE! | #VALUE! | #VALUE! | #VALUE! | #VALUE! | #VALUE! |  |  |  |  | #VALUE! | #VALUE! | #VALUE! |  |  | #VALUE! | #VALUE! | #VALUE! | #VALUE! | #VALUE! | #VALUE! | #VALUE! | #VALUE! |  |  |  |  | #VALUE! | #VALUE! | #VALUE! |  |  | #VALUE! | #VALUE! | #VALUE! | #VALUE! | #VALUE! | #VALUE! | #VALUE! | #VALUE! |  |  | #VALUE! | #VALUE! | #VALUE! | #VALUE! | #VALUE! |  |  | #VALUE! | #VALUE! | #VALUE! | #VALUE! | #VALUE! | #VALUE! | #VALUE! | #VALUE! |  |  | #VALUE! | #VALUE! | #VALUE! | #VALUE! | #VALUE! |  |  | #VALUE! | #VALUE! | #VALUE! | #VALUE! | #VALUE! | #VALUE! | #VALUE! | #VALUE! | 0 | #REF! | #VALUE! | #VALUE! | #VALUE! | #VALUE! | #VALUE! | #VALUE! | #VALUE! | 0
|  |  |  | 0 | 51 | 0 |  |  | 1 | 1.0842e-19 | 0 | 1.0669e-18 | 1.0669e-18 | 1.0669e-18 | 0 | 0 |  |  |  |  | #VALUE! | #VALUE! | #VALUE! |  |  | #VALUE! | #VALUE! | #VALUE! | #VALUE! | #VALUE! | #VALUE! | #VALUE! | #VALUE! |  |  |  |  | #VALUE! | #VALUE! | #VALUE! |  |  | #VALUE! | #VALUE! | #VALUE! | #VALUE! | #VALUE! | #VALUE! | #VALUE! | #VALUE! |  |  |  |  | #VALUE! | #VALUE! | #VALUE! |  |  | #VALUE! | #VALUE! | #VALUE! | #VALUE! | #VALUE! | #VALUE! | #VALUE! | #VALUE! |  |  |  |  | #VALUE! | #VALUE! | #VALUE! |  |  | #VALUE! | #VALUE! | #VALUE! | #VALUE! | #VALUE! | #VALUE! | #VALUE! | #VALUE! |  |  |  |  | #VALUE! | #VALUE! | #VALUE! |  |  | #VALUE! | #VALUE! | #VALUE! | #VALUE! | #VALUE! | #VALUE! | #VALUE! | #VALUE! |  |  | #VALUE! | #VALUE! | #VALUE! | #VALUE! | #VALUE! |  |  | #VALUE! | #VALUE! | #VALUE! | #VALUE! | #VALUE! | #VALUE! | #VALUE! | #VALUE! |  |  | #VALUE! | #VALUE! | #VALUE! | #VALUE! | #VALUE! |  |  | #VALUE! | #VALUE! | #VALUE! | #VALUE! | #VALUE! | #VALUE! | #VALUE! | #VALUE! | 0 | #REF! | #VALUE! | #VALUE! | #VALUE! | #VALUE! | #VALUE! | #VALUE! | #VALUE! | 0
|  |  |  | 0 | 51 | 0 |  |  | 1 | 1.0842e-19 | 0 | 1.0669e-18 | 1.0669e-18 | 1.0669e-18 | 0 | 0 |  |  |  |  | #VALUE! | #VALUE! | #VALUE! |  |  | #VALUE! | #VALUE! | #VALUE! | #VALUE! | #VALUE! | #VALUE! | #VALUE! | #VALUE! |  |  |  |  | #VALUE! | #VALUE! | #VALUE! |  |  | #VALUE! | #VALUE! | #VALUE! | #VALUE! | #VALUE! | #VALUE! | #VALUE! | #VALUE! |  |  |  |  | #VALUE! | #VALUE! | #VALUE! |  |  | #VALUE! | #VALUE! | #VALUE! | #VALUE! | #VALUE! | #VALUE! | #VALUE! | #VALUE! |  |  |  |  | #VALUE! | #VALUE! | #VALUE! |  |  | #VALUE! | #VALUE! | #VALUE! | #VALUE! | #VALUE! | #VALUE! | #VALUE! | #VALUE! |  |  |  |  | #VALUE! | #VALUE! | #VALUE! |  |  | #VALUE! | #VALUE! | #VALUE! | #VALUE! | #VALUE! | #VALUE! | #VALUE! | #VALUE! |  |  | #VALUE! | #VALUE! | #VALUE! | #VALUE! | #VALUE! |  |  | #VALUE! | #VALUE! | #VALUE! | #VALUE! | #VALUE! | #VALUE! | #VALUE! | #VALUE! |  |  | #VALUE! | #VALUE! | #VALUE! | #VALUE! | #VALUE! |  |  | #VALUE! | #VALUE! | #VALUE! | #VALUE! | #VALUE! | #VALUE! | #VALUE! | #VALUE! | 0 | #REF! | #VALUE! | #VALUE! | #VALUE! | #VALUE! | #VALUE! | #VALUE! | #VALUE! | 0
|  |  |  | 0 | 51 | 0 |  |  | 1 | 1.0842e-19 | 0 | 1.0669e-18 | 1.0669e-18 | 1.0669e-18 | 0 | 0 |  |  |  |  | #VALUE! | #VALUE! | #VALUE! |  |  | #VALUE! | #VALUE! | #VALUE! | #VALUE! | #VALUE! | #VALUE! | #VALUE! | #VALUE! |  |  |  |  | #VALUE! | #VALUE! | #VALUE! |  |  | #VALUE! | #VALUE! | #VALUE! | #VALUE! | #VALUE! | #VALUE! | #VALUE! | #VALUE! |  |  |  |  | #VALUE! | #VALUE! | #VALUE! |  |  | #VALUE! | #VALUE! | #VALUE! | #VALUE! | #VALUE! | #VALUE! | #VALUE! | #VALUE! |  |  |  |  | #VALUE! | #VALUE! | #VALUE! |  |  | #VALUE! | #VALUE! | #VALUE! | #VALUE! | #VALUE! | #VALUE! | #VALUE! | #VALUE! |  |  |  |  | #VALUE! | #VALUE! | #VALUE! |  |  | #VALUE! | #VALUE! | #VALUE! | #VALUE! | #VALUE! | #VALUE! | #VALUE! | #VALUE! |  |  | #VALUE! | #VALUE! | #VALUE! | #VALUE! | #VALUE! |  |  | #VALUE! | #VALUE! | #VALUE! | #VALUE! | #VALUE! | #VALUE! | #VALUE! | #VALUE! |  |  | #VALUE! | #VALUE! | #VALUE! | #VALUE! | #VALUE! |  |  | #VALUE! | #VALUE! | #VALUE! | #VALUE! | #VALUE! | #VALUE! | #VALUE! | #VALUE! | 0 | #REF! | #VALUE! | #VALUE! | #VALUE! | #VALUE! | #VALUE! | #VALUE! | #VALUE! | 0
|  |  |  | 0 | 51 | 0 |  |  | 1 | 1.0842e-19 | 0 | 1.0669e-18 | 1.0669e-18 | 1.0669e-18 | 0 | 0 |  |  |  |  | #VALUE! | #VALUE! | #VALUE! |  |  | #VALUE! | #VALUE! | #VALUE! | #VALUE! | #VALUE! | #VALUE! | #VALUE! | #VALUE! |  |  |  |  | #VALUE! | #VALUE! | #VALUE! |  |  | #VALUE! | #VALUE! | #VALUE! | #VALUE! | #VALUE! | #VALUE! | #VALUE! | #VALUE! |  |  |  |  | #VALUE! | #VALUE! | #VALUE! |  |  | #VALUE! | #VALUE! | #VALUE! | #VALUE! | #VALUE! | #VALUE! | #VALUE! | #VALUE! |  |  |  |  | #VALUE! | #VALUE! | #VALUE! |  |  | #VALUE! | #VALUE! | #VALUE! | #VALUE! | #VALUE! | #VALUE! | #VALUE! | #VALUE! |  |  |  |  | #VALUE! | #VALUE! | #VALUE! |  |  | #VALUE! | #VALUE! | #VALUE! | #VALUE! | #VALUE! | #VALUE! | #VALUE! | #VALUE! |  |  | #VALUE! | #VALUE! | #VALUE! | #VALUE! | #VALUE! |  |  | #VALUE! | #VALUE! | #VALUE! | #VALUE! | #VALUE! | #VALUE! | #VALUE! | #VALUE! |  |  | #VALUE! | #VALUE! | #VALUE! | #VALUE! | #VALUE! |  |  | #VALUE! | #VALUE! | #VALUE! | #VALUE! | #VALUE! | #VALUE! | #VALUE! | #VALUE! | 0 | #REF! | #VALUE! | #VALUE! | #VALUE! | #VALUE! | #VALUE! | #VALUE! | #VALUE! | 0
|  |  |  | 0 | 51 | 0 |  |  | 1 | 1.0842e-19 | 0 | 1.0669e-18 | 1.0669e-18 | 1.0669e-18 | 0 | 0 |  |  |  |  | #VALUE! | #VALUE! | #VALUE! |  |  | #VALUE! | #VALUE! | #VALUE! | #VALUE! | #VALUE! | #VALUE! | #VALUE! | #VALUE! |  |  |  |  | #VALUE! | #VALUE! | #VALUE! |  |  | #VALUE! | #VALUE! | #VALUE! | #VALUE! | #VALUE! | #VALUE! | #VALUE! | #VALUE! |  |  |  |  | #VALUE! | #VALUE! | #VALUE! |  |  | #VALUE! | #VALUE! | #VALUE! | #VALUE! | #VALUE! | #VALUE! | #VALUE! | #VALUE! |  |  |  |  | #VALUE! | #VALUE! | #VALUE! |  |  | #VALUE! | #VALUE! | #VALUE! | #VALUE! | #VALUE! | #VALUE! | #VALUE! | #VALUE! |  |  |  |  | #VALUE! | #VALUE! | #VALUE! |  |  | #VALUE! | #VALUE! | #VALUE! | #VALUE! | #VALUE! | #VALUE! | #VALUE! | #VALUE! |  |  | #VALUE! | #VALUE! | #VALUE! | #VALUE! | #VALUE! |  |  | #VALUE! | #VALUE! | #VALUE! | #VALUE! | #VALUE! | #VALUE! | #VALUE! | #VALUE! |  |  | #VALUE! | #VALUE! | #VALUE! | #VALUE! | #VALUE! |  |  | #VALUE! | #VALUE! | #VALUE! | #VALUE! | #VALUE! | #VALUE! | #VALUE! | #VALUE! | 0 | #REF! | #VALUE! | #VALUE! | #VALUE! | #VALUE! | #VALUE! | #VALUE! | #VALUE! | 0
|  |  |  | 0 | 51 | 0 |  |  | 1 | 1.0842e-19 | 0 | 1.0669e-18 | 1.0669e-18 | 1.0669e-18 | 0 | 0 |  |  |  |  | #VALUE! | #VALUE! | #VALUE! |  |  | #VALUE! | #VALUE! | #VALUE! | #VALUE! | #VALUE! | #VALUE! | #VALUE! | #VALUE! |  |  |  |  | #VALUE! | #VALUE! | #VALUE! |  |  | #VALUE! | #VALUE! | #VALUE! | #VALUE! | #VALUE! | #VALUE! | #VALUE! | #VALUE! |  |  |  |  | #VALUE! | #VALUE! | #VALUE! |  |  | #VALUE! | #VALUE! | #VALUE! | #VALUE! | #VALUE! | #VALUE! | #VALUE! | #VALUE! |  |  |  |  | #VALUE! | #VALUE! | #VALUE! |  |  | #VALUE! | #VALUE! | #VALUE! | #VALUE! | #VALUE! | #VALUE! | #VALUE! | #VALUE! |  |  |  |  | #VALUE! | #VALUE! | #VALUE! |  |  | #VALUE! | #VALUE! | #VALUE! | #VALUE! | #VALUE! | #VALUE! | #VALUE! | #VALUE! |  |  | #VALUE! | #VALUE! | #VALUE! | #VALUE! | #VALUE! |  |  | #VALUE! | #VALUE! | #VALUE! | #VALUE! | #VALUE! | #VALUE! | #VALUE! | #VALUE! |  |  | #VALUE! | #VALUE! | #VALUE! | #VALUE! | #VALUE! |  |  | #VALUE! | #VALUE! | #VALUE! | #VALUE! | #VALUE! | #VALUE! | #VALUE! | #VALUE! | 0 | #REF! | #VALUE! | #VALUE! | #VALUE! | #VALUE! | #VALUE! | #VALUE! | #VALUE! | 0
|  |  |  | 0 | 51 | 0 |  |  | 1 | 1.0842e-19 | 0 | 1.0669e-18 | 1.0669e-18 | 1.0669e-18 | 0 | 0 |  |  |  |  | #VALUE! | #VALUE! | #VALUE! |  |  | #VALUE! | #VALUE! | #VALUE! | #VALUE! | #VALUE! | #VALUE! | #VALUE! | #VALUE! |  |  |  |  | #VALUE! | #VALUE! | #VALUE! |  |  | #VALUE! | #VALUE! | #VALUE! | #VALUE! | #VALUE! | #VALUE! | #VALUE! | #VALUE! |  |  |  |  | #VALUE! | #VALUE! | #VALUE! |  |  | #VALUE! | #VALUE! | #VALUE! | #VALUE! | #VALUE! | #VALUE! | #VALUE! | #VALUE! |  |  |  |  | #VALUE! | #VALUE! | #VALUE! |  |  | #VALUE! | #VALUE! | #VALUE! | #VALUE! | #VALUE! | #VALUE! | #VALUE! | #VALUE! |  |  |  |  | #VALUE! | #VALUE! | #VALUE! |  |  | #VALUE! | #VALUE! | #VALUE! | #VALUE! | #VALUE! | #VALUE! | #VALUE! | #VALUE! |  |  | #VALUE! | #VALUE! | #VALUE! | #VALUE! | #VALUE! |  |  | #VALUE! | #VALUE! | #VALUE! | #VALUE! | #VALUE! | #VALUE! | #VALUE! | #VALUE! |  |  | #VALUE! | #VALUE! | #VALUE! | #VALUE! | #VALUE! |  |  | #VALUE! | #VALUE! | #VALUE! | #VALUE! | #VALUE! | #VALUE! | #VALUE! | #VALUE! | 0 | #REF! | #VALUE! | #VALUE! | #VALUE! | #VALUE! | #VALUE! | #VALUE! | #VALUE! | 0
|  |  |  | 0 | 51 | 0 |  |  | 1 | 1.0842e-19 | 0 | 1.0669e-18 | 1.0669e-18 | 1.0669e-18 | 0 | 0 |  |  |  |  | #VALUE! | #VALUE! | #VALUE! |  |  | #VALUE! | #VALUE! | #VALUE! | #VALUE! | #VALUE! | #VALUE! | #VALUE! | #VALUE! |  |  |  |  | #VALUE! | #VALUE! | #VALUE! |  |  | #VALUE! | #VALUE! | #VALUE! | #VALUE! | #VALUE! | #VALUE! | #VALUE! | #VALUE! |  |  |  |  | #VALUE! | #VALUE! | #VALUE! |  |  | #VALUE! | #VALUE! | #VALUE! | #VALUE! | #VALUE! | #VALUE! | #VALUE! | #VALUE! |  |  |  |  | #VALUE! | #VALUE! | #VALUE! |  |  | #VALUE! | #VALUE! | #VALUE! | #VALUE! | #VALUE! | #VALUE! | #VALUE! | #VALUE! |  |  |  |  | #VALUE! | #VALUE! | #VALUE! |  |  | #VALUE! | #VALUE! | #VALUE! | #VALUE! | #VALUE! | #VALUE! | #VALUE! | #VALUE! |  |  | #VALUE! | #VALUE! | #VALUE! | #VALUE! | #VALUE! |  |  | #VALUE! | #VALUE! | #VALUE! | #VALUE! | #VALUE! | #VALUE! | #VALUE! | #VALUE! |  |  | #VALUE! | #VALUE! | #VALUE! | #VALUE! | #VALUE! |  |  | #VALUE! | #VALUE! | #VALUE! | #VALUE! | #VALUE! | #VALUE! | #VALUE! | #VALUE! | 0 | #REF! | #VALUE! | #VALUE! | #VALUE! | #VALUE! | #VALUE! | #VALUE! | #VALUE! | 0
|  |  |  | 0 | 51 | 0 |  |  | 1 | 1.0842e-19 | 0 | 1.0669e-18 | 1.0669e-18 | 1.0669e-18 | 0 | 0 |  |  |  |  | #VALUE! | #VALUE! | #VALUE! |  |  | #VALUE! | #VALUE! | #VALUE! | #VALUE! | #VALUE! | #VALUE! | #VALUE! | #VALUE! |  |  |  |  | #VALUE! | #VALUE! | #VALUE! |  |  | #VALUE! | #VALUE! | #VALUE! | #VALUE! | #VALUE! | #VALUE! | #VALUE! | #VALUE! |  |  |  |  | #VALUE! | #VALUE! | #VALUE! |  |  | #VALUE! | #VALUE! | #VALUE! | #VALUE! | #VALUE! | #VALUE! | #VALUE! | #VALUE! |  |  |  |  | #VALUE! | #VALUE! | #VALUE! |  |  | #VALUE! | #VALUE! | #VALUE! | #VALUE! | #VALUE! | #VALUE! | #VALUE! | #VALUE! |  |  |  |  | #VALUE! | #VALUE! | #VALUE! |  |  | #VALUE! | #VALUE! | #VALUE! | #VALUE! | #VALUE! | #VALUE! | #VALUE! | #VALUE! |  |  | #VALUE! | #VALUE! | #VALUE! | #VALUE! | #VALUE! |  |  | #VALUE! | #VALUE! | #VALUE! | #VALUE! | #VALUE! | #VALUE! | #VALUE! | #VALUE! |  |  | #VALUE! | #VALUE! | #VALUE! | #VALUE! | #VALUE! |  |  | #VALUE! | #VALUE! | #VALUE! | #VALUE! | #VALUE! | #VALUE! | #VALUE! | #VALUE! | 0 | #REF! | #VALUE! | #VALUE! | #VALUE! | #VALUE! | #VALUE! | #VALUE! | #VALUE! | 0
|  |  |  | 0 | 51 | 0 |  |  | 1 | 1.0842e-19 | 0 | 1.0669e-18 | 1.0669e-18 | 1.0669e-18 | 0 | 0 |  |  |  |  | #VALUE! | #VALUE! | #VALUE! |  |  | #VALUE! | #VALUE! | #VALUE! | #VALUE! | #VALUE! | #VALUE! | #VALUE! | #VALUE! |  |  |  |  | #VALUE! | #VALUE! | #VALUE! |  |  | #VALUE! | #VALUE! | #VALUE! | #VALUE! | #VALUE! | #VALUE! | #VALUE! | #VALUE! |  |  |  |  | #VALUE! | #VALUE! | #VALUE! |  |  | #VALUE! | #VALUE! | #VALUE! | #VALUE! | #VALUE! | #VALUE! | #VALUE! | #VALUE! |  |  |  |  | #VALUE! | #VALUE! | #VALUE! |  |  | #VALUE! | #VALUE! | #VALUE! | #VALUE! | #VALUE! | #VALUE! | #VALUE! | #VALUE! |  |  |  |  | #VALUE! | #VALUE! | #VALUE! |  |  | #VALUE! | #VALUE! | #VALUE! | #VALUE! | #VALUE! | #VALUE! | #VALUE! | #VALUE! |  |  | #VALUE! | #VALUE! | #VALUE! | #VALUE! | #VALUE! |  |  | #VALUE! | #VALUE! | #VALUE! | #VALUE! | #VALUE! | #VALUE! | #VALUE! | #VALUE! |  |  | #VALUE! | #VALUE! | #VALUE! | #VALUE! | #VALUE! |  |  | #VALUE! | #VALUE! | #VALUE! | #VALUE! | #VALUE! | #VALUE! | #VALUE! | #VALUE! | 0 | #REF! | #VALUE! | #VALUE! | #VALUE! | #VALUE! | #VALUE! | #VALUE! | #VALUE! | 0
|  |  |  | 0 | 51 | 0 |  |  | 1 | 1.0842e-19 | 0 | 1.0669e-18 | 1.0669e-18 | 1.0669e-18 | 0 | 0 |  |  |  |  | #VALUE! | #VALUE! | #VALUE! |  |  | #VALUE! | #VALUE! | #VALUE! | #VALUE! | #VALUE! | #VALUE! | #VALUE! | #VALUE! |  |  |  |  | #VALUE! | #VALUE! | #VALUE! |  |  | #VALUE! | #VALUE! | #VALUE! | #VALUE! | #VALUE! | #VALUE! | #VALUE! | #VALUE! |  |  |  |  | #VALUE! | #VALUE! | #VALUE! |  |  | #VALUE! | #VALUE! | #VALUE! | #VALUE! | #VALUE! | #VALUE! | #VALUE! | #VALUE! |  |  |  |  | #VALUE! | #VALUE! | #VALUE! |  |  | #VALUE! | #VALUE! | #VALUE! | #VALUE! | #VALUE! | #VALUE! | #VALUE! | #VALUE! |  |  |  |  | #VALUE! | #VALUE! | #VALUE! |  |  | #VALUE! | #VALUE! | #VALUE! | #VALUE! | #VALUE! | #VALUE! | #VALUE! | #VALUE! |  |  | #VALUE! | #VALUE! | #VALUE! | #VALUE! | #VALUE! |  |  | #VALUE! | #VALUE! | #VALUE! | #VALUE! | #VALUE! | #VALUE! | #VALUE! | #VALUE! |  |  | #VALUE! | #VALUE! | #VALUE! | #VALUE! | #VALUE! |  |  | #VALUE! | #VALUE! | #VALUE! | #VALUE! | #VALUE! | #VALUE! | #VALUE! | #VALUE! | 0 | #REF! | #VALUE! | #VALUE! | #VALUE! | #VALUE! | #VALUE! | #VALUE! | #VALUE! | 0
|  |  |  | 0 | 51 | 0 |  |  | 1 | 1.0842e-19 | 0 | 1.0669e-18 | 1.0669e-18 | 1.0669e-18 | 0 | 0 |  |  |  |  | #VALUE! | #VALUE! | #VALUE! |  |  | #VALUE! | #VALUE! | #VALUE! | #VALUE! | #VALUE! | #VALUE! | #VALUE! | #VALUE! |  |  |  |  | #VALUE! | #VALUE! | #VALUE! |  |  | #VALUE! | #VALUE! | #VALUE! | #VALUE! | #VALUE! | #VALUE! | #VALUE! | #VALUE! |  |  |  |  | #VALUE! | #VALUE! | #VALUE! |  |  | #VALUE! | #VALUE! | #VALUE! | #VALUE! | #VALUE! | #VALUE! | #VALUE! | #VALUE! |  |  |  |  | #VALUE! | #VALUE! | #VALUE! |  |  | #VALUE! | #VALUE! | #VALUE! | #VALUE! | #VALUE! | #VALUE! | #VALUE! | #VALUE! |  |  |  |  | #VALUE! | #VALUE! | #VALUE! |  |  | #VALUE! | #VALUE! | #VALUE! | #VALUE! | #VALUE! | #VALUE! | #VALUE! | #VALUE! |  |  | #VALUE! | #VALUE! | #VALUE! | #VALUE! | #VALUE! |  |  | #VALUE! | #VALUE! | #VALUE! | #VALUE! | #VALUE! | #VALUE! | #VALUE! | #VALUE! |  |  | #VALUE! | #VALUE! | #VALUE! | #VALUE! | #VALUE! |  |  | #VALUE! | #VALUE! | #VALUE! | #VALUE! | #VALUE! | #VALUE! | #VALUE! | #VALUE! | 0 | #REF! | #VALUE! | #VALUE! | #VALUE! | #VALUE! | #VALUE! | #VALUE! | #VALUE! | 0
|  |  |  | 0 | 51 | 0 |  |  | 1 | 1.0842e-19 | 0 | 1.0669e-18 | 1.0669e-18 | 1.0669e-18 | 0 | 0 |  |  |  |  | #VALUE! | #VALUE! | #VALUE! |  |  | #VALUE! | #VALUE! | #VALUE! | #VALUE! | #VALUE! | #VALUE! | #VALUE! | #VALUE! |  |  |  |  | #VALUE! | #VALUE! | #VALUE! |  |  | #VALUE! | #VALUE! | #VALUE! | #VALUE! | #VALUE! | #VALUE! | #VALUE! | #VALUE! |  |  |  |  | #VALUE! | #VALUE! | #VALUE! |  |  | #VALUE! | #VALUE! | #VALUE! | #VALUE! | #VALUE! | #VALUE! | #VALUE! | #VALUE! |  |  |  |  | #VALUE! | #VALUE! | #VALUE! |  |  | #VALUE! | #VALUE! | #VALUE! | #VALUE! | #VALUE! | #VALUE! | #VALUE! | #VALUE! |  |  |  |  | #VALUE! | #VALUE! | #VALUE! |  |  | #VALUE! | #VALUE! | #VALUE! | #VALUE! | #VALUE! | #VALUE! | #VALUE! | #VALUE! |  |  | #VALUE! | #VALUE! | #VALUE! | #VALUE! | #VALUE! |  |  | #VALUE! | #VALUE! | #VALUE! | #VALUE! | #VALUE! | #VALUE! | #VALUE! | #VALUE! |  |  | #VALUE! | #VALUE! | #VALUE! | #VALUE! | #VALUE! |  |  | #VALUE! | #VALUE! | #VALUE! | #VALUE! | #VALUE! | #VALUE! | #VALUE! | #VALUE! | 0 | #REF! | #VALUE! | #VALUE! | #VALUE! | #VALUE! | #VALUE! | #VALUE! | #VALUE! | 0
|  |  |  | 0 | 51 | 0 |  |  | 1 | 1.0842e-19 | 0 | 1.0669e-18 | 1.0669e-18 | 1.0669e-18 | 0 | 0 |  |  |  |  | #VALUE! | #VALUE! | #VALUE! |  |  | #VALUE! | #VALUE! | #VALUE! | #VALUE! | #VALUE! | #VALUE! | #VALUE! | #VALUE! |  |  |  |  | #VALUE! | #VALUE! | #VALUE! |  |  | #VALUE! | #VALUE! | #VALUE! | #VALUE! | #VALUE! | #VALUE! | #VALUE! | #VALUE! |  |  |  |  | #VALUE! | #VALUE! | #VALUE! |  |  | #VALUE! | #VALUE! | #VALUE! | #VALUE! | #VALUE! | #VALUE! | #VALUE! | #VALUE! |  |  |  |  | #VALUE! | #VALUE! | #VALUE! |  |  | #VALUE! | #VALUE! | #VALUE! | #VALUE! | #VALUE! | #VALUE! | #VALUE! | #VALUE! |  |  |  |  | #VALUE! | #VALUE! | #VALUE! |  |  | #VALUE! | #VALUE! | #VALUE! | #VALUE! | #VALUE! | #VALUE! | #VALUE! | #VALUE! |  |  | #VALUE! | #VALUE! | #VALUE! | #VALUE! | #VALUE! |  |  | #VALUE! | #VALUE! | #VALUE! | #VALUE! | #VALUE! | #VALUE! | #VALUE! | #VALUE! |  |  | #VALUE! | #VALUE! | #VALUE! | #VALUE! | #VALUE! |  |  | #VALUE! | #VALUE! | #VALUE! | #VALUE! | #VALUE! | #VALUE! | #VALUE! | #VALUE! | 0 | #REF! | #VALUE! | #VALUE! | #VALUE! | #VALUE! | #VALUE! | #VALUE! | #VALUE! | 0
|  |  |  | 0 | 51 | 0 |  |  | 1 | 1.0842e-19 | 0 | 1.0669e-18 | 1.0669e-18 | 1.0669e-18 | 0 | 0 |  |  |  |  | #VALUE! | #VALUE! | #VALUE! |  |  | #VALUE! | #VALUE! | #VALUE! | #VALUE! | #VALUE! | #VALUE! | #VALUE! | #VALUE! |  |  |  |  | #VALUE! | #VALUE! | #VALUE! |  |  | #VALUE! | #VALUE! | #VALUE! | #VALUE! | #VALUE! | #VALUE! | #VALUE! | #VALUE! |  |  |  |  | #VALUE! | #VALUE! | #VALUE! |  |  | #VALUE! | #VALUE! | #VALUE! | #VALUE! | #VALUE! | #VALUE! | #VALUE! | #VALUE! |  |  |  |  | #VALUE! | #VALUE! | #VALUE! |  |  | #VALUE! | #VALUE! | #VALUE! | #VALUE! | #VALUE! | #VALUE! | #VALUE! | #VALUE! |  |  |  |  | #VALUE! | #VALUE! | #VALUE! |  |  | #VALUE! | #VALUE! | #VALUE! | #VALUE! | #VALUE! | #VALUE! | #VALUE! | #VALUE! |  |  | #VALUE! | #VALUE! | #VALUE! | #VALUE! | #VALUE! |  |  | #VALUE! | #VALUE! | #VALUE! | #VALUE! | #VALUE! | #VALUE! | #VALUE! | #VALUE! |  |  | #VALUE! | #VALUE! | #VALUE! | #VALUE! | #VALUE! |  |  | #VALUE! | #VALUE! | #VALUE! | #VALUE! | #VALUE! | #VALUE! | #VALUE! | #VALUE! | 0 | #REF! | #VALUE! | #VALUE! | #VALUE! | #VALUE! | #VALUE! | #VALUE! | #VALUE! | 0
|  |  |  | 0 | 51 | 0 |  |  | 1 | 1.0842e-19 | 0 | 1.0669e-18 | 1.0669e-18 | 1.0669e-18 | 0 | 0 |  |  |  |  | #VALUE! | #VALUE! | #VALUE! |  |  | #VALUE! | #VALUE! | #VALUE! | #VALUE! | #VALUE! | #VALUE! | #VALUE! | #VALUE! |  |  |  |  | #VALUE! | #VALUE! | #VALUE! |  |  | #VALUE! | #VALUE! | #VALUE! | #VALUE! | #VALUE! | #VALUE! | #VALUE! | #VALUE! |  |  |  |  | #VALUE! | #VALUE! | #VALUE! |  |  | #VALUE! | #VALUE! | #VALUE! | #VALUE! | #VALUE! | #VALUE! | #VALUE! | #VALUE! |  |  |  |  | #VALUE! | #VALUE! | #VALUE! |  |  | #VALUE! | #VALUE! | #VALUE! | #VALUE! | #VALUE! | #VALUE! | #VALUE! | #VALUE! |  |  |  |  | #VALUE! | #VALUE! | #VALUE! |  |  | #VALUE! | #VALUE! | #VALUE! | #VALUE! | #VALUE! | #VALUE! | #VALUE! | #VALUE! |  |  | #VALUE! | #VALUE! | #VALUE! | #VALUE! | #VALUE! |  |  | #VALUE! | #VALUE! | #VALUE! | #VALUE! | #VALUE! | #VALUE! | #VALUE! | #VALUE! |  |  | #VALUE! | #VALUE! | #VALUE! | #VALUE! | #VALUE! |  |  | #VALUE! | #VALUE! | #VALUE! | #VALUE! | #VALUE! | #VALUE! | #VALUE! | #VALUE! | 0 | #REF! | #VALUE! | #VALUE! | #VALUE! | #VALUE! | #VALUE! | #VALUE! | #VALUE! | 0
|  |  |  | 0 | 51 | 0 |  |  | 1 | 1.0842e-19 | 0 | 1.0669e-18 | 1.0669e-18 | 1.0669e-18 | 0 | 0 |  |  |  |  | #VALUE! | #VALUE! | #VALUE! |  |  | #VALUE! | #VALUE! | #VALUE! | #VALUE! | #VALUE! | #VALUE! | #VALUE! | #VALUE! |  |  |  |  | #VALUE! | #VALUE! | #VALUE! |  |  | #VALUE! | #VALUE! | #VALUE! | #VALUE! | #VALUE! | #VALUE! | #VALUE! | #VALUE! |  |  |  |  | #VALUE! | #VALUE! | #VALUE! |  |  | #VALUE! | #VALUE! | #VALUE! | #VALUE! | #VALUE! | #VALUE! | #VALUE! | #VALUE! |  |  |  |  | #VALUE! | #VALUE! | #VALUE! |  |  | #VALUE! | #VALUE! | #VALUE! | #VALUE! | #VALUE! | #VALUE! | #VALUE! | #VALUE! |  |  |  |  | #VALUE! | #VALUE! | #VALUE! |  |  | #VALUE! | #VALUE! | #VALUE! | #VALUE! | #VALUE! | #VALUE! | #VALUE! | #VALUE! |  |  | #VALUE! | #VALUE! | #VALUE! | #VALUE! | #VALUE! |  |  | #VALUE! | #VALUE! | #VALUE! | #VALUE! | #VALUE! | #VALUE! | #VALUE! | #VALUE! |  |  | #VALUE! | #VALUE! | #VALUE! | #VALUE! | #VALUE! |  |  | #VALUE! | #VALUE! | #VALUE! | #VALUE! | #VALUE! | #VALUE! | #VALUE! | #VALUE! | 0 | #REF! | #VALUE! | #VALUE! | #VALUE! | #VALUE! | #VALUE! | #VALUE! | #VALUE! | 0
|  |  |  | 0 | 51 | 0 |  |  | 1 | 1.0842e-19 | 0 | 1.0669e-18 | 1.0669e-18 | 1.0669e-18 | 0 | 0 |  |  |  |  | #VALUE! | #VALUE! | #VALUE! |  |  | #VALUE! | #VALUE! | #VALUE! | #VALUE! | #VALUE! | #VALUE! | #VALUE! | #VALUE! |  |  |  |  | #VALUE! | #VALUE! | #VALUE! |  |  | #VALUE! | #VALUE! | #VALUE! | #VALUE! | #VALUE! | #VALUE! | #VALUE! | #VALUE! |  |  |  |  | #VALUE! | #VALUE! | #VALUE! |  |  | #VALUE! | #VALUE! | #VALUE! | #VALUE! | #VALUE! | #VALUE! | #VALUE! | #VALUE! |  |  |  |  | #VALUE! | #VALUE! | #VALUE! |  |  | #VALUE! | #VALUE! | #VALUE! | #VALUE! | #VALUE! | #VALUE! | #VALUE! | #VALUE! |  |  |  |  | #VALUE! | #VALUE! | #VALUE! |  |  | #VALUE! | #VALUE! | #VALUE! | #VALUE! | #VALUE! | #VALUE! | #VALUE! | #VALUE! |  |  | #VALUE! | #VALUE! | #VALUE! | #VALUE! | #VALUE! |  |  | #VALUE! | #VALUE! | #VALUE! | #VALUE! | #VALUE! | #VALUE! | #VALUE! | #VALUE! |  |  | #VALUE! | #VALUE! | #VALUE! | #VALUE! | #VALUE! |  |  | #VALUE! | #VALUE! | #VALUE! | #VALUE! | #VALUE! | #VALUE! | #VALUE! | #VALUE! | 0 | #REF! | #VALUE! | #VALUE! | #VALUE! | #VALUE! | #VALUE! | #VALUE! | #VALUE! | 0
|  |  |  | 0 | 51 | 0 |  |  | 1 | 1.0842e-19 | 0 | 1.0669e-18 | 1.0669e-18 | 1.0669e-18 | 0 | 0 |  |  |  |  | #VALUE! | #VALUE! | #VALUE! |  |  | #VALUE! | #VALUE! | #VALUE! | #VALUE! | #VALUE! | #VALUE! | #VALUE! | #VALUE! |  |  |  |  | #VALUE! | #VALUE! | #VALUE! |  |  | #VALUE! | #VALUE! | #VALUE! | #VALUE! | #VALUE! | #VALUE! | #VALUE! | #VALUE! |  |  |  |  | #VALUE! | #VALUE! | #VALUE! |  |  | #VALUE! | #VALUE! | #VALUE! | #VALUE! | #VALUE! | #VALUE! | #VALUE! | #VALUE! |  |  |  |  | #VALUE! | #VALUE! | #VALUE! |  |  | #VALUE! | #VALUE! | #VALUE! | #VALUE! | #VALUE! | #VALUE! | #VALUE! | #VALUE! |  |  |  |  | #VALUE! | #VALUE! | #VALUE! |  |  | #VALUE! | #VALUE! | #VALUE! | #VALUE! | #VALUE! | #VALUE! | #VALUE! | #VALUE! |  |  | #VALUE! | #VALUE! | #VALUE! | #VALUE! | #VALUE! |  |  | #VALUE! | #VALUE! | #VALUE! | #VALUE! | #VALUE! | #VALUE! | #VALUE! | #VALUE! |  |  | #VALUE! | #VALUE! | #VALUE! | #VALUE! | #VALUE! |  |  | #VALUE! | #VALUE! | #VALUE! | #VALUE! | #VALUE! | #VALUE! | #VALUE! | #VALUE! | 0 | #REF! | #VALUE! | #VALUE! | #VALUE! | #VALUE! | #VALUE! | #VALUE! | #VALUE! | 0
|  |  |  | 0 | 51 | 0 |  |  | 1 | 1.0842e-19 | 0 | 1.0669e-18 | 1.0669e-18 | 1.0669e-18 | 0 | 0 |  |  |  |  | #VALUE! | #VALUE! | #VALUE! |  |  | #VALUE! | #VALUE! | #VALUE! | #VALUE! | #VALUE! | #VALUE! | #VALUE! | #VALUE! |  |  |  |  | #VALUE! | #VALUE! | #VALUE! |  |  | #VALUE! | #VALUE! | #VALUE! | #VALUE! | #VALUE! | #VALUE! | #VALUE! | #VALUE! |  |  |  |  | #VALUE! | #VALUE! | #VALUE! |  |  | #VALUE! | #VALUE! | #VALUE! | #VALUE! | #VALUE! | #VALUE! | #VALUE! | #VALUE! |  |  |  |  | #VALUE! | #VALUE! | #VALUE! |  |  | #VALUE! | #VALUE! | #VALUE! | #VALUE! | #VALUE! | #VALUE! | #VALUE! | #VALUE! |  |  |  |  | #VALUE! | #VALUE! | #VALUE! |  |  | #VALUE! | #VALUE! | #VALUE! | #VALUE! | #VALUE! | #VALUE! | #VALUE! | #VALUE! |  |  | #VALUE! | #VALUE! | #VALUE! | #VALUE! | #VALUE! |  |  | #VALUE! | #VALUE! | #VALUE! | #VALUE! | #VALUE! | #VALUE! | #VALUE! | #VALUE! |  |  | #VALUE! | #VALUE! | #VALUE! | #VALUE! | #VALUE! |  |  | #VALUE! | #VALUE! | #VALUE! | #VALUE! | #VALUE! | #VALUE! | #VALUE! | #VALUE! | 0 | #REF! | #VALUE! | #VALUE! | #VALUE! | #VALUE! | #VALUE! | #VALUE! | #VALUE! | 0
|  |  |  | 0 | 51 | 0 |  |  | 1 | 1.0842e-19 | 0 | 1.0669e-18 | 1.0669e-18 | 1.0669e-18 | 0 | 0 |  |  |  |  | #VALUE! | #VALUE! | #VALUE! |  |  | #VALUE! | #VALUE! | #VALUE! | #VALUE! | #VALUE! | #VALUE! | #VALUE! | #VALUE! |  |  |  |  | #VALUE! | #VALUE! | #VALUE! |  |  | #VALUE! | #VALUE! | #VALUE! | #VALUE! | #VALUE! | #VALUE! | #VALUE! | #VALUE! |  |  |  |  | #VALUE! | #VALUE! | #VALUE! |  |  | #VALUE! | #VALUE! | #VALUE! | #VALUE! | #VALUE! | #VALUE! | #VALUE! | #VALUE! |  |  |  |  | #VALUE! | #VALUE! | #VALUE! |  |  | #VALUE! | #VALUE! | #VALUE! | #VALUE! | #VALUE! | #VALUE! | #VALUE! | #VALUE! |  |  |  |  | #VALUE! | #VALUE! | #VALUE! |  |  | #VALUE! | #VALUE! | #VALUE! | #VALUE! | #VALUE! | #VALUE! | #VALUE! | #VALUE! |  |  | #VALUE! | #VALUE! | #VALUE! | #VALUE! | #VALUE! |  |  | #VALUE! | #VALUE! | #VALUE! | #VALUE! | #VALUE! | #VALUE! | #VALUE! | #VALUE! |  |  | #VALUE! | #VALUE! | #VALUE! | #VALUE! | #VALUE! |  |  | #VALUE! | #VALUE! | #VALUE! | #VALUE! | #VALUE! | #VALUE! | #VALUE! | #VALUE! | 0 | #REF! | #VALUE! | #VALUE! | #VALUE! | #VALUE! | #VALUE! | #VALUE! | #VALUE! | 0
|  |  |  | 0 | 51 | 0 |  |  | 1 | 1.0842e-19 | 0 | 1.0669e-18 | 1.0669e-18 | 1.0669e-18 | 0 | 0 |  |  |  |  | #VALUE! | #VALUE! | #VALUE! |  |  | #VALUE! | #VALUE! | #VALUE! | #VALUE! | #VALUE! | #VALUE! | #VALUE! | #VALUE! |  |  |  |  | #VALUE! | #VALUE! | #VALUE! |  |  | #VALUE! | #VALUE! | #VALUE! | #VALUE! | #VALUE! | #VALUE! | #VALUE! | #VALUE! |  |  |  |  | #VALUE! | #VALUE! | #VALUE! |  |  | #VALUE! | #VALUE! | #VALUE! | #VALUE! | #VALUE! | #VALUE! | #VALUE! | #VALUE! |  |  |  |  | #VALUE! | #VALUE! | #VALUE! |  |  | #VALUE! | #VALUE! | #VALUE! | #VALUE! | #VALUE! | #VALUE! | #VALUE! | #VALUE! |  |  |  |  | #VALUE! | #VALUE! | #VALUE! |  |  | #VALUE! | #VALUE! | #VALUE! | #VALUE! | #VALUE! | #VALUE! | #VALUE! | #VALUE! |  |  | #VALUE! | #VALUE! | #VALUE! | #VALUE! | #VALUE! |  |  | #VALUE! | #VALUE! | #VALUE! | #VALUE! | #VALUE! | #VALUE! | #VALUE! | #VALUE! |  |  | #VALUE! | #VALUE! | #VALUE! | #VALUE! | #VALUE! |  |  | #VALUE! | #VALUE! | #VALUE! | #VALUE! | #VALUE! | #VALUE! | #VALUE! | #VALUE! | 0 | #REF! | #VALUE! | #VALUE! | #VALUE! | #VALUE! | #VALUE! | #VALUE! | #VALUE! | 0
|  |  |  | 0 | 51 | 0 |  |  | 1 | 1.0842e-19 | 0 | 1.0669e-18 | 1.0669e-18 | 1.0669e-18 | 0 | 0 |  |  |  |  | #VALUE! | #VALUE! | #VALUE! |  |  | #VALUE! | #VALUE! | #VALUE! | #VALUE! | #VALUE! | #VALUE! | #VALUE! | #VALUE! |  |  |  |  | #VALUE! | #VALUE! | #VALUE! |  |  | #VALUE! | #VALUE! | #VALUE! | #VALUE! | #VALUE! | #VALUE! | #VALUE! | #VALUE! |  |  |  |  | #VALUE! | #VALUE! | #VALUE! |  |  | #VALUE! | #VALUE! | #VALUE! | #VALUE! | #VALUE! | #VALUE! | #VALUE! | #VALUE! |  |  |  |  | #VALUE! | #VALUE! | #VALUE! |  |  | #VALUE! | #VALUE! | #VALUE! | #VALUE! | #VALUE! | #VALUE! | #VALUE! | #VALUE! |  |  |  |  | #VALUE! | #VALUE! | #VALUE! |  |  | #VALUE! | #VALUE! | #VALUE! | #VALUE! | #VALUE! | #VALUE! | #VALUE! | #VALUE! |  |  | #VALUE! | #VALUE! | #VALUE! | #VALUE! | #VALUE! |  |  | #VALUE! | #VALUE! | #VALUE! | #VALUE! | #VALUE! | #VALUE! | #VALUE! | #VALUE! |  |  | #VALUE! | #VALUE! | #VALUE! | #VALUE! | #VALUE! |  |  | #VALUE! | #VALUE! | #VALUE! | #VALUE! | #VALUE! | #VALUE! | #VALUE! | #VALUE! | 0 | #REF! | #VALUE! | #VALUE! | #VALUE! | #VALUE! | #VALUE! | #VALUE! | #VALUE! | 0
|  |  |  | 0 | 51 | 0 |  |  | 1 | 1.0842e-19 | 0 | 1.0669e-18 | 1.0669e-18 | 1.0669e-18 | 0 | 0 |  |  |  |  | #VALUE! | #VALUE! | #VALUE! |  |  | #VALUE! | #VALUE! | #VALUE! | #VALUE! | #VALUE! | #VALUE! | #VALUE! | #VALUE! |  |  |  |  | #VALUE! | #VALUE! | #VALUE! |  |  | #VALUE! | #VALUE! | #VALUE! | #VALUE! | #VALUE! | #VALUE! | #VALUE! | #VALUE! |  |  |  |  | #VALUE! | #VALUE! | #VALUE! |  |  | #VALUE! | #VALUE! | #VALUE! | #VALUE! | #VALUE! | #VALUE! | #VALUE! | #VALUE! |  |  |  |  | #VALUE! | #VALUE! | #VALUE! |  |  | #VALUE! | #VALUE! | #VALUE! | #VALUE! | #VALUE! | #VALUE! | #VALUE! | #VALUE! |  |  |  |  | #VALUE! | #VALUE! | #VALUE! |  |  | #VALUE! | #VALUE! | #VALUE! | #VALUE! | #VALUE! | #VALUE! | #VALUE! | #VALUE! |  |  | #VALUE! | #VALUE! | #VALUE! | #VALUE! | #VALUE! |  |  | #VALUE! | #VALUE! | #VALUE! | #VALUE! | #VALUE! | #VALUE! | #VALUE! | #VALUE! |  |  | #VALUE! | #VALUE! | #VALUE! | #VALUE! | #VALUE! |  |  | #VALUE! | #VALUE! | #VALUE! | #VALUE! | #VALUE! | #VALUE! | #VALUE! | #VALUE! | 0 | #REF! | #VALUE! | #VALUE! | #VALUE! | #VALUE! | #VALUE! | #VALUE! | #VALUE! | 0
|  |  |  | 0 | 51 | 0 |  |  | 1 | 1.0842e-19 | 0 | 1.0669e-18 | 1.0669e-18 | 1.0669e-18 | 0 | 0 |  |  |  |  | #VALUE! | #VALUE! | #VALUE! |  |  | #VALUE! | #VALUE! | #VALUE! | #VALUE! | #VALUE! | #VALUE! | #VALUE! | #VALUE! |  |  |  |  | #VALUE! | #VALUE! | #VALUE! |  |  | #VALUE! | #VALUE! | #VALUE! | #VALUE! | #VALUE! | #VALUE! | #VALUE! | #VALUE! |  |  |  |  | #VALUE! | #VALUE! | #VALUE! |  |  | #VALUE! | #VALUE! | #VALUE! | #VALUE! | #VALUE! | #VALUE! | #VALUE! | #VALUE! |  |  |  |  | #VALUE! | #VALUE! | #VALUE! |  |  | #VALUE! | #VALUE! | #VALUE! | #VALUE! | #VALUE! | #VALUE! | #VALUE! | #VALUE! |  |  |  |  | #VALUE! | #VALUE! | #VALUE! |  |  | #VALUE! | #VALUE! | #VALUE! | #VALUE! | #VALUE! | #VALUE! | #VALUE! | #VALUE! |  |  | #VALUE! | #VALUE! | #VALUE! | #VALUE! | #VALUE! |  |  | #VALUE! | #VALUE! | #VALUE! | #VALUE! | #VALUE! | #VALUE! | #VALUE! | #VALUE! |  |  | #VALUE! | #VALUE! | #VALUE! | #VALUE! | #VALUE! |  |  | #VALUE! | #VALUE! | #VALUE! | #VALUE! | #VALUE! | #VALUE! | #VALUE! | #VALUE! | 0 | #REF! | #VALUE! | #VALUE! | #VALUE! | #VALUE! | #VALUE! | #VALUE! | #VALUE! | 0
|  |  |  | 0 | 51 | 0 |  |  | 1 | 1.0842e-19 | 0 | 1.0669e-18 | 1.0669e-18 | 1.0669e-18 | 0 | 0 |  |  |  |  | #VALUE! | #VALUE! | #VALUE! |  |  | #VALUE! | #VALUE! | #VALUE! | #VALUE! | #VALUE! | #VALUE! | #VALUE! | #VALUE! |  |  |  |  | #VALUE! | #VALUE! | #VALUE! |  |  | #VALUE! | #VALUE! | #VALUE! | #VALUE! | #VALUE! | #VALUE! | #VALUE! | #VALUE! |  |  |  |  | #VALUE! | #VALUE! | #VALUE! |  |  | #VALUE! | #VALUE! | #VALUE! | #VALUE! | #VALUE! | #VALUE! | #VALUE! | #VALUE! |  |  |  |  | #VALUE! | #VALUE! | #VALUE! |  |  | #VALUE! | #VALUE! | #VALUE! | #VALUE! | #VALUE! | #VALUE! | #VALUE! | #VALUE! |  |  |  |  | #VALUE! | #VALUE! | #VALUE! |  |  | #VALUE! | #VALUE! | #VALUE! | #VALUE! | #VALUE! | #VALUE! | #VALUE! | #VALUE! |  |  | #VALUE! | #VALUE! | #VALUE! | #VALUE! | #VALUE! |  |  | #VALUE! | #VALUE! | #VALUE! | #VALUE! | #VALUE! | #VALUE! | #VALUE! | #VALUE! |  |  | #VALUE! | #VALUE! | #VALUE! | #VALUE! | #VALUE! |  |  | #VALUE! | #VALUE! | #VALUE! | #VALUE! | #VALUE! | #VALUE! | #VALUE! | #VALUE! | 0 | #REF! | #VALUE! | #VALUE! | #VALUE! | #VALUE! | #VALUE! | #VALUE! | #VALUE! | 0
|  |  |  | 0 | 51 | 0 |  |  | 1 | 1.0842e-19 | 0 | 1.0669e-18 | 1.0669e-18 | 1.0669e-18 | 0 | 0 |  |  |  |  | #VALUE! | #VALUE! | #VALUE! |  |  | #VALUE! | #VALUE! | #VALUE! | #VALUE! | #VALUE! | #VALUE! | #VALUE! | #VALUE! |  |  |  |  | #VALUE! | #VALUE! | #VALUE! |  |  | #VALUE! | #VALUE! | #VALUE! | #VALUE! | #VALUE! | #VALUE! | #VALUE! | #VALUE! |  |  |  |  | #VALUE! | #VALUE! | #VALUE! |  |  | #VALUE! | #VALUE! | #VALUE! | #VALUE! | #VALUE! | #VALUE! | #VALUE! | #VALUE! |  |  |  |  | #VALUE! | #VALUE! | #VALUE! |  |  | #VALUE! | #VALUE! | #VALUE! | #VALUE! | #VALUE! | #VALUE! | #VALUE! | #VALUE! |  |  |  |  | #VALUE! | #VALUE! | #VALUE! |  |  | #VALUE! | #VALUE! | #VALUE! | #VALUE! | #VALUE! | #VALUE! | #VALUE! | #VALUE! |  |  | #VALUE! | #VALUE! | #VALUE! | #VALUE! | #VALUE! |  |  | #VALUE! | #VALUE! | #VALUE! | #VALUE! | #VALUE! | #VALUE! | #VALUE! | #VALUE! |  |  | #VALUE! | #VALUE! | #VALUE! | #VALUE! | #VALUE! |  |  | #VALUE! | #VALUE! | #VALUE! | #VALUE! | #VALUE! | #VALUE! | #VALUE! | #VALUE! | 0 | #REF! | #VALUE! | #VALUE! | #VALUE! | #VALUE! | #VALUE! | #VALUE! | #VALUE! | 0
|  |  |  | 0 | 51 | 0 |  |  | 1 | 1.0842e-19 | 0 | 1.0669e-18 | 1.0669e-18 | 1.0669e-18 | 0 | 0 |  |  |  |  | #VALUE! | #VALUE! | #VALUE! |  |  | #VALUE! | #VALUE! | #VALUE! | #VALUE! | #VALUE! | #VALUE! | #VALUE! | #VALUE! |  |  |  |  | #VALUE! | #VALUE! | #VALUE! |  |  | #VALUE! | #VALUE! | #VALUE! | #VALUE! | #VALUE! | #VALUE! | #VALUE! | #VALUE! |  |  |  |  | #VALUE! | #VALUE! | #VALUE! |  |  | #VALUE! | #VALUE! | #VALUE! | #VALUE! | #VALUE! | #VALUE! | #VALUE! | #VALUE! |  |  |  |  | #VALUE! | #VALUE! | #VALUE! |  |  | #VALUE! | #VALUE! | #VALUE! | #VALUE! | #VALUE! | #VALUE! | #VALUE! | #VALUE! |  |  |  |  | #VALUE! | #VALUE! | #VALUE! |  |  | #VALUE! | #VALUE! | #VALUE! | #VALUE! | #VALUE! | #VALUE! | #VALUE! | #VALUE! |  |  | #VALUE! | #VALUE! | #VALUE! | #VALUE! | #VALUE! |  |  | #VALUE! | #VALUE! | #VALUE! | #VALUE! | #VALUE! | #VALUE! | #VALUE! | #VALUE! |  |  | #VALUE! | #VALUE! | #VALUE! | #VALUE! | #VALUE! |  |  | #VALUE! | #VALUE! | #VALUE! | #VALUE! | #VALUE! | #VALUE! | #VALUE! | #VALUE! | 0 | #REF! | #VALUE! | #VALUE! | #VALUE! | #VALUE! | #VALUE! | #VALUE! | #VALUE! | 0
|  |  |  | 0 | 51 | 0 |  |  | 1 | 1.0842e-19 | 0 | 1.0669e-18 | 1.0669e-18 | 1.0669e-18 | 0 | 0 |  |  |  |  | #VALUE! | #VALUE! | #VALUE! |  |  | #VALUE! | #VALUE! | #VALUE! | #VALUE! | #VALUE! | #VALUE! | #VALUE! | #VALUE! |  |  |  |  | #VALUE! | #VALUE! | #VALUE! |  |  | #VALUE! | #VALUE! | #VALUE! | #VALUE! | #VALUE! | #VALUE! | #VALUE! | #VALUE! |  |  |  |  | #VALUE! | #VALUE! | #VALUE! |  |  | #VALUE! | #VALUE! | #VALUE! | #VALUE! | #VALUE! | #VALUE! | #VALUE! | #VALUE! |  |  |  |  | #VALUE! | #VALUE! | #VALUE! |  |  | #VALUE! | #VALUE! | #VALUE! | #VALUE! | #VALUE! | #VALUE! | #VALUE! | #VALUE! |  |  |  |  | #VALUE! | #VALUE! | #VALUE! |  |  | #VALUE! | #VALUE! | #VALUE! | #VALUE! | #VALUE! | #VALUE! | #VALUE! | #VALUE! |  |  | #VALUE! | #VALUE! | #VALUE! | #VALUE! | #VALUE! |  |  | #VALUE! | #VALUE! | #VALUE! | #VALUE! | #VALUE! | #VALUE! | #VALUE! | #VALUE! |  |  | #VALUE! | #VALUE! | #VALUE! | #VALUE! | #VALUE! |  |  | #VALUE! | #VALUE! | #VALUE! | #VALUE! | #VALUE! | #VALUE! | #VALUE! | #VALUE! | 0 | #REF! | #VALUE! | #VALUE! | #VALUE! | #VALUE! | #VALUE! | #VALUE! | #VALUE! | 0
|  |  |  | 0 | 51 | 0 |  |  | 1 | 1.0842e-19 | 0 | 1.0669e-18 | 1.0669e-18 | 1.0669e-18 | 0 | 0 |  |  |  |  | #VALUE! | #VALUE! | #VALUE! |  |  | #VALUE! | #VALUE! | #VALUE! | #VALUE! | #VALUE! | #VALUE! | #VALUE! | #VALUE! |  |  |  |  | #VALUE! | #VALUE! | #VALUE! |  |  | #VALUE! | #VALUE! | #VALUE! | #VALUE! | #VALUE! | #VALUE! | #VALUE! | #VALUE! |  |  |  |  | #VALUE! | #VALUE! | #VALUE! |  |  | #VALUE! | #VALUE! | #VALUE! | #VALUE! | #VALUE! | #VALUE! | #VALUE! | #VALUE! |  |  |  |  | #VALUE! | #VALUE! | #VALUE! |  |  | #VALUE! | #VALUE! | #VALUE! | #VALUE! | #VALUE! | #VALUE! | #VALUE! | #VALUE! |  |  |  |  | #VALUE! | #VALUE! | #VALUE! |  |  | #VALUE! | #VALUE! | #VALUE! | #VALUE! | #VALUE! | #VALUE! | #VALUE! | #VALUE! |  |  | #VALUE! | #VALUE! | #VALUE! | #VALUE! | #VALUE! |  |  | #VALUE! | #VALUE! | #VALUE! | #VALUE! | #VALUE! | #VALUE! | #VALUE! | #VALUE! |  |  | #VALUE! | #VALUE! | #VALUE! | #VALUE! | #VALUE! |  |  | #VALUE! | #VALUE! | #VALUE! | #VALUE! | #VALUE! | #VALUE! | #VALUE! | #VALUE! | 0 | #REF! | #VALUE! | #VALUE! | #VALUE! | #VALUE! | #VALUE! | #VALUE! | #VALUE! | 0
|  |  |  | 0 | 51 | 0 |  |  | 1 | 1.0842e-19 | 0 | 1.0669e-18 | 1.0669e-18 | 1.0669e-18 | 0 | 0 |  |  |  |  | #VALUE! | #VALUE! | #VALUE! |  |  | #VALUE! | #VALUE! | #VALUE! | #VALUE! | #VALUE! | #VALUE! | #VALUE! | #VALUE! |  |  |  |  | #VALUE! | #VALUE! | #VALUE! |  |  | #VALUE! | #VALUE! | #VALUE! | #VALUE! | #VALUE! | #VALUE! | #VALUE! | #VALUE! |  |  |  |  | #VALUE! | #VALUE! | #VALUE! |  |  | #VALUE! | #VALUE! | #VALUE! | #VALUE! | #VALUE! | #VALUE! | #VALUE! | #VALUE! |  |  |  |  | #VALUE! | #VALUE! | #VALUE! |  |  | #VALUE! | #VALUE! | #VALUE! | #VALUE! | #VALUE! | #VALUE! | #VALUE! | #VALUE! |  |  |  |  | #VALUE! | #VALUE! | #VALUE! |  |  | #VALUE! | #VALUE! | #VALUE! | #VALUE! | #VALUE! | #VALUE! | #VALUE! | #VALUE! |  |  | #VALUE! | #VALUE! | #VALUE! | #VALUE! | #VALUE! |  |  | #VALUE! | #VALUE! | #VALUE! | #VALUE! | #VALUE! | #VALUE! | #VALUE! | #VALUE! |  |  | #VALUE! | #VALUE! | #VALUE! | #VALUE! | #VALUE! |  |  | #VALUE! | #VALUE! | #VALUE! | #VALUE! | #VALUE! | #VALUE! | #VALUE! | #VALUE! | 0 | #REF! | #VALUE! | #VALUE! | #VALUE! | #VALUE! | #VALUE! | #VALUE! | #VALUE! | 0
|  |  |  | 0 | 51 | 0 |  |  | 1 | 1.0842e-19 | 0 | 1.0669e-18 | 1.0669e-18 | 1.0669e-18 | 0 | 0 |  |  |  |  | #VALUE! | #VALUE! | #VALUE! |  |  | #VALUE! | #VALUE! | #VALUE! | #VALUE! | #VALUE! | #VALUE! | #VALUE! | #VALUE! |  |  |  |  | #VALUE! | #VALUE! | #VALUE! |  |  | #VALUE! | #VALUE! | #VALUE! | #VALUE! | #VALUE! | #VALUE! | #VALUE! | #VALUE! |  |  |  |  | #VALUE! | #VALUE! | #VALUE! |  |  | #VALUE! | #VALUE! | #VALUE! | #VALUE! | #VALUE! | #VALUE! | #VALUE! | #VALUE! |  |  |  |  | #VALUE! | #VALUE! | #VALUE! |  |  | #VALUE! | #VALUE! | #VALUE! | #VALUE! | #VALUE! | #VALUE! | #VALUE! | #VALUE! |  |  |  |  | #VALUE! | #VALUE! | #VALUE! |  |  | #VALUE! | #VALUE! | #VALUE! | #VALUE! | #VALUE! | #VALUE! | #VALUE! | #VALUE! |  |  | #VALUE! | #VALUE! | #VALUE! | #VALUE! | #VALUE! |  |  | #VALUE! | #VALUE! | #VALUE! | #VALUE! | #VALUE! | #VALUE! | #VALUE! | #VALUE! |  |  | #VALUE! | #VALUE! | #VALUE! | #VALUE! | #VALUE! |  |  | #VALUE! | #VALUE! | #VALUE! | #VALUE! | #VALUE! | #VALUE! | #VALUE! | #VALUE! | 0 | #REF! | #VALUE! | #VALUE! | #VALUE! | #VALUE! | #VALUE! | #VALUE! | #VALUE! | 0
|  |  |  | 0 | 51 | 0 |  |  | 1 | 1.0842e-19 | 0 | 1.0669e-18 | 1.0669e-18 | 1.0669e-18 | 0 | 0 |  |  |  |  | #VALUE! | #VALUE! | #VALUE! |  |  | #VALUE! | #VALUE! | #VALUE! | #VALUE! | #VALUE! | #VALUE! | #VALUE! | #VALUE! |  |  |  |  | #VALUE! | #VALUE! | #VALUE! |  |  | #VALUE! | #VALUE! | #VALUE! | #VALUE! | #VALUE! | #VALUE! | #VALUE! | #VALUE! |  |  |  |  | #VALUE! | #VALUE! | #VALUE! |  |  | #VALUE! | #VALUE! | #VALUE! | #VALUE! | #VALUE! | #VALUE! | #VALUE! | #VALUE! |  |  |  |  | #VALUE! | #VALUE! | #VALUE! |  |  | #VALUE! | #VALUE! | #VALUE! | #VALUE! | #VALUE! | #VALUE! | #VALUE! | #VALUE! |  |  |  |  | #VALUE! | #VALUE! | #VALUE! |  |  | #VALUE! | #VALUE! | #VALUE! | #VALUE! | #VALUE! | #VALUE! | #VALUE! | #VALUE! |  |  | #VALUE! | #VALUE! | #VALUE! | #VALUE! | #VALUE! |  |  | #VALUE! | #VALUE! | #VALUE! | #VALUE! | #VALUE! | #VALUE! | #VALUE! | #VALUE! |  |  | #VALUE! | #VALUE! | #VALUE! | #VALUE! | #VALUE! |  |  | #VALUE! | #VALUE! | #VALUE! | #VALUE! | #VALUE! | #VALUE! | #VALUE! | #VALUE! | 0 | #REF! | #VALUE! | #VALUE! | #VALUE! | #VALUE! | #VALUE! | #VALUE! | #VALUE! | 0
|  |  |  | 0 | 51 | 0 |  |  | 1 | 1.0842e-19 | 0 | 1.0669e-18 | 1.0669e-18 | 1.0669e-18 | 0 | 0 |  |  |  |  | #VALUE! | #VALUE! | #VALUE! |  |  | #VALUE! | #VALUE! | #VALUE! | #VALUE! | #VALUE! | #VALUE! | #VALUE! | #VALUE! |  |  |  |  | #VALUE! | #VALUE! | #VALUE! |  |  | #VALUE! | #VALUE! | #VALUE! | #VALUE! | #VALUE! | #VALUE! | #VALUE! | #VALUE! |  |  |  |  | #VALUE! | #VALUE! | #VALUE! |  |  | #VALUE! | #VALUE! | #VALUE! | #VALUE! | #VALUE! | #VALUE! | #VALUE! | #VALUE! |  |  |  |  | #VALUE! | #VALUE! | #VALUE! |  |  | #VALUE! | #VALUE! | #VALUE! | #VALUE! | #VALUE! | #VALUE! | #VALUE! | #VALUE! |  |  |  |  | #VALUE! | #VALUE! | #VALUE! |  |  | #VALUE! | #VALUE! | #VALUE! | #VALUE! | #VALUE! | #VALUE! | #VALUE! | #VALUE! |  |  | #VALUE! | #VALUE! | #VALUE! | #VALUE! | #VALUE! |  |  | #VALUE! | #VALUE! | #VALUE! | #VALUE! | #VALUE! | #VALUE! | #VALUE! | #VALUE! |  |  | #VALUE! | #VALUE! | #VALUE! | #VALUE! | #VALUE! |  |  | #VALUE! | #VALUE! | #VALUE! | #VALUE! | #VALUE! | #VALUE! | #VALUE! | #VALUE! | 0 | #REF! | #VALUE! | #VALUE! | #VALUE! | #VALUE! | #VALUE! | #VALUE! | #VALUE! | 0
|  |  |  | 0 | 51 | 0 |  |  | 1 | 1.0842e-19 | 0 | 1.0669e-18 | 1.0669e-18 | 1.0669e-18 | 0 | 0 |  |  |  |  | #VALUE! | #VALUE! | #VALUE! |  |  | #VALUE! | #VALUE! | #VALUE! | #VALUE! | #VALUE! | #VALUE! | #VALUE! | #VALUE! |  |  |  |  | #VALUE! | #VALUE! | #VALUE! |  |  | #VALUE! | #VALUE! | #VALUE! | #VALUE! | #VALUE! | #VALUE! | #VALUE! | #VALUE! |  |  |  |  | #VALUE! | #VALUE! | #VALUE! |  |  | #VALUE! | #VALUE! | #VALUE! | #VALUE! | #VALUE! | #VALUE! | #VALUE! | #VALUE! |  |  |  |  | #VALUE! | #VALUE! | #VALUE! |  |  | #VALUE! | #VALUE! | #VALUE! | #VALUE! | #VALUE! | #VALUE! | #VALUE! | #VALUE! |  |  |  |  | #VALUE! | #VALUE! | #VALUE! |  |  | #VALUE! | #VALUE! | #VALUE! | #VALUE! | #VALUE! | #VALUE! | #VALUE! | #VALUE! |  |  | #VALUE! | #VALUE! | #VALUE! | #VALUE! | #VALUE! |  |  | #VALUE! | #VALUE! | #VALUE! | #VALUE! | #VALUE! | #VALUE! | #VALUE! | #VALUE! |  |  | #VALUE! | #VALUE! | #VALUE! | #VALUE! | #VALUE! |  |  | #VALUE! | #VALUE! | #VALUE! | #VALUE! | #VALUE! | #VALUE! | #VALUE! | #VALUE! | 0 | #REF! | #VALUE! | #VALUE! | #VALUE! | #VALUE! | #VALUE! | #VALUE! | #VALUE! | 0
|  |  |  | 0 | 51 | 0 |  |  | 1 | 1.0842e-19 | 0 | 1.0669e-18 | 1.0669e-18 | 1.0669e-18 | 0 | 0 |  |  |  |  | #VALUE! | #VALUE! | #VALUE! |  |  | #VALUE! | #VALUE! | #VALUE! | #VALUE! | #VALUE! | #VALUE! | #VALUE! | #VALUE! |  |  |  |  | #VALUE! | #VALUE! | #VALUE! |  |  | #VALUE! | #VALUE! | #VALUE! | #VALUE! | #VALUE! | #VALUE! | #VALUE! | #VALUE! |  |  |  |  | #VALUE! | #VALUE! | #VALUE! |  |  | #VALUE! | #VALUE! | #VALUE! | #VALUE! | #VALUE! | #VALUE! | #VALUE! | #VALUE! |  |  |  |  | #VALUE! | #VALUE! | #VALUE! |  |  | #VALUE! | #VALUE! | #VALUE! | #VALUE! | #VALUE! | #VALUE! | #VALUE! | #VALUE! |  |  |  |  | #VALUE! | #VALUE! | #VALUE! |  |  | #VALUE! | #VALUE! | #VALUE! | #VALUE! | #VALUE! | #VALUE! | #VALUE! | #VALUE! |  |  | #VALUE! | #VALUE! | #VALUE! | #VALUE! | #VALUE! |  |  | #VALUE! | #VALUE! | #VALUE! | #VALUE! | #VALUE! | #VALUE! | #VALUE! | #VALUE! |  |  | #VALUE! | #VALUE! | #VALUE! | #VALUE! | #VALUE! |  |  | #VALUE! | #VALUE! | #VALUE! | #VALUE! | #VALUE! | #VALUE! | #VALUE! | #VALUE! | 0 | #REF! | #VALUE! | #VALUE! | #VALUE! | #VALUE! | #VALUE! | #VALUE! | #VALUE! | 0
|  |  |  | 0 | 51 | 0 |  |  | 1 | 1.0842e-19 | 0 | 1.0669e-18 | 1.0669e-18 | 1.0669e-18 | 0 | 0 |  |  |  |  | #VALUE! | #VALUE! | #VALUE! |  |  | #VALUE! | #VALUE! | #VALUE! | #VALUE! | #VALUE! | #VALUE! | #VALUE! | #VALUE! |  |  |  |  | #VALUE! | #VALUE! | #VALUE! |  |  | #VALUE! | #VALUE! | #VALUE! | #VALUE! | #VALUE! | #VALUE! | #VALUE! | #VALUE! |  |  |  |  | #VALUE! | #VALUE! | #VALUE! |  |  | #VALUE! | #VALUE! | #VALUE! | #VALUE! | #VALUE! | #VALUE! | #VALUE! | #VALUE! |  |  |  |  | #VALUE! | #VALUE! | #VALUE! |  |  | #VALUE! | #VALUE! | #VALUE! | #VALUE! | #VALUE! | #VALUE! | #VALUE! | #VALUE! |  |  |  |  | #VALUE! | #VALUE! | #VALUE! |  |  | #VALUE! | #VALUE! | #VALUE! | #VALUE! | #VALUE! | #VALUE! | #VALUE! | #VALUE! |  |  | #VALUE! | #VALUE! | #VALUE! | #VALUE! | #VALUE! |  |  | #VALUE! | #VALUE! | #VALUE! | #VALUE! | #VALUE! | #VALUE! | #VALUE! | #VALUE! |  |  | #VALUE! | #VALUE! | #VALUE! | #VALUE! | #VALUE! |  |  | #VALUE! | #VALUE! | #VALUE! | #VALUE! | #VALUE! | #VALUE! | #VALUE! | #VALUE! | 0 | #REF! | #VALUE! | #VALUE! | #VALUE! | #VALUE! | #VALUE! | #VALUE! | #VALUE! | 0
|  |  |  | 0 | 51 | 0 |  |  | 1 | 1.0842e-19 | 0 | 1.0669e-18 | 1.0669e-18 | 1.0669e-18 | 0 | 0 |  |  |  |  | #VALUE! | #VALUE! | #VALUE! |  |  | #VALUE! | #VALUE! | #VALUE! | #VALUE! | #VALUE! | #VALUE! | #VALUE! | #VALUE! |  |  |  |  | #VALUE! | #VALUE! | #VALUE! |  |  | #VALUE! | #VALUE! | #VALUE! | #VALUE! | #VALUE! | #VALUE! | #VALUE! | #VALUE! |  |  |  |  | #VALUE! | #VALUE! | #VALUE! |  |  | #VALUE! | #VALUE! | #VALUE! | #VALUE! | #VALUE! | #VALUE! | #VALUE! | #VALUE! |  |  |  |  | #VALUE! | #VALUE! | #VALUE! |  |  | #VALUE! | #VALUE! | #VALUE! | #VALUE! | #VALUE! | #VALUE! | #VALUE! | #VALUE! |  |  |  |  | #VALUE! | #VALUE! | #VALUE! |  |  | #VALUE! | #VALUE! | #VALUE! | #VALUE! | #VALUE! | #VALUE! | #VALUE! | #VALUE! |  |  | #VALUE! | #VALUE! | #VALUE! | #VALUE! | #VALUE! |  |  | #VALUE! | #VALUE! | #VALUE! | #VALUE! | #VALUE! | #VALUE! | #VALUE! | #VALUE! |  |  | #VALUE! | #VALUE! | #VALUE! | #VALUE! | #VALUE! |  |  | #VALUE! | #VALUE! | #VALUE! | #VALUE! | #VALUE! | #VALUE! | #VALUE! | #VALUE! | 0 | #REF! | #VALUE! | #VALUE! | #VALUE! | #VALUE! | #VALUE! | #VALUE! | #VALUE! | 0
|  |  |  | 0 | 51 | 0 |  |  | 1 | 1.0842e-19 | 0 | 1.0669e-18 | 1.0669e-18 | 1.0669e-18 | 0 | 0 |  |  |  |  | #VALUE! | #VALUE! | #VALUE! |  |  | #VALUE! | #VALUE! | #VALUE! | #VALUE! | #VALUE! | #VALUE! | #VALUE! | #VALUE! |  |  |  |  | #VALUE! | #VALUE! | #VALUE! |  |  | #VALUE! | #VALUE! | #VALUE! | #VALUE! | #VALUE! | #VALUE! | #VALUE! | #VALUE! |  |  |  |  | #VALUE! | #VALUE! | #VALUE! |  |  | #VALUE! | #VALUE! | #VALUE! | #VALUE! | #VALUE! | #VALUE! | #VALUE! | #VALUE! |  |  |  |  | #VALUE! | #VALUE! | #VALUE! |  |  | #VALUE! | #VALUE! | #VALUE! | #VALUE! | #VALUE! | #VALUE! | #VALUE! | #VALUE! |  |  |  |  | #VALUE! | #VALUE! | #VALUE! |  |  | #VALUE! | #VALUE! | #VALUE! | #VALUE! | #VALUE! | #VALUE! | #VALUE! | #VALUE! |  |  | #VALUE! | #VALUE! | #VALUE! | #VALUE! | #VALUE! |  |  | #VALUE! | #VALUE! | #VALUE! | #VALUE! | #VALUE! | #VALUE! | #VALUE! | #VALUE! |  |  | #VALUE! | #VALUE! | #VALUE! | #VALUE! | #VALUE! |  |  | #VALUE! | #VALUE! | #VALUE! | #VALUE! | #VALUE! | #VALUE! | #VALUE! | #VALUE! | 0 | #REF! | #VALUE! | #VALUE! | #VALUE! | #VALUE! | #VALUE! | #VALUE! | #VALUE! | 0
|  |  |  | 0 | 51 | 0 |  |  | 1 | 1.0842e-19 | 0 | 1.0669e-18 | 1.0669e-18 | 1.0669e-18 | 0 | 0 |  |  |  |  | #VALUE! | #VALUE! | #VALUE! |  |  | #VALUE! | #VALUE! | #VALUE! | #VALUE! | #VALUE! | #VALUE! | #VALUE! | #VALUE! |  |  |  |  | #VALUE! | #VALUE! | #VALUE! |  |  | #VALUE! | #VALUE! | #VALUE! | #VALUE! | #VALUE! | #VALUE! | #VALUE! | #VALUE! |  |  |  |  | #VALUE! | #VALUE! | #VALUE! |  |  | #VALUE! | #VALUE! | #VALUE! | #VALUE! | #VALUE! | #VALUE! | #VALUE! | #VALUE! |  |  |  |  | #VALUE! | #VALUE! | #VALUE! |  |  | #VALUE! | #VALUE! | #VALUE! | #VALUE! | #VALUE! | #VALUE! | #VALUE! | #VALUE! |  |  |  |  | #VALUE! | #VALUE! | #VALUE! |  |  | #VALUE! | #VALUE! | #VALUE! | #VALUE! | #VALUE! | #VALUE! | #VALUE! | #VALUE! |  |  | #VALUE! | #VALUE! | #VALUE! | #VALUE! | #VALUE! |  |  | #VALUE! | #VALUE! | #VALUE! | #VALUE! | #VALUE! | #VALUE! | #VALUE! | #VALUE! |  |  | #VALUE! | #VALUE! | #VALUE! | #VALUE! | #VALUE! |  |  | #VALUE! | #VALUE! | #VALUE! | #VALUE! | #VALUE! | #VALUE! | #VALUE! | #VALUE! | 0 | #REF! | #VALUE! | #VALUE! | #VALUE! | #VALUE! | #VALUE! | #VALUE! | #VALUE! | 0
|  |  |  | 0 | 51 | 0 |  |  | 1 | 1.0842e-19 | 0 | 1.0669e-18 | 1.0669e-18 | 1.0669e-18 | 0 | 0 |  |  |  |  | #VALUE! | #VALUE! | #VALUE! |  |  | #VALUE! | #VALUE! | #VALUE! | #VALUE! | #VALUE! | #VALUE! | #VALUE! | #VALUE! |  |  |  |  | #VALUE! | #VALUE! | #VALUE! |  |  | #VALUE! | #VALUE! | #VALUE! | #VALUE! | #VALUE! | #VALUE! | #VALUE! | #VALUE! |  |  |  |  | #VALUE! | #VALUE! | #VALUE! |  |  | #VALUE! | #VALUE! | #VALUE! | #VALUE! | #VALUE! | #VALUE! | #VALUE! | #VALUE! |  |  |  |  | #VALUE! | #VALUE! | #VALUE! |  |  | #VALUE! | #VALUE! | #VALUE! | #VALUE! | #VALUE! | #VALUE! | #VALUE! | #VALUE! |  |  |  |  | #VALUE! | #VALUE! | #VALUE! |  |  | #VALUE! | #VALUE! | #VALUE! | #VALUE! | #VALUE! | #VALUE! | #VALUE! | #VALUE! |  |  | #VALUE! | #VALUE! | #VALUE! | #VALUE! | #VALUE! |  |  | #VALUE! | #VALUE! | #VALUE! | #VALUE! | #VALUE! | #VALUE! | #VALUE! | #VALUE! |  |  | #VALUE! | #VALUE! | #VALUE! | #VALUE! | #VALUE! |  |  | #VALUE! | #VALUE! | #VALUE! | #VALUE! | #VALUE! | #VALUE! | #VALUE! | #VALUE! | 0 | #REF! | #VALUE! | #VALUE! | #VALUE! | #VALUE! | #VALUE! | #VALUE! | #VALUE! | 0
|  |  |  | 0 | 51 | 0 |  |  | 1 | 1.0842e-19 | 0 | 1.0669e-18 | 1.0669e-18 | 1.0669e-18 | 0 | 0 |  |  |  |  | #VALUE! | #VALUE! | #VALUE! |  |  | #VALUE! | #VALUE! | #VALUE! | #VALUE! | #VALUE! | #VALUE! | #VALUE! | #VALUE! |  |  |  |  | #VALUE! | #VALUE! | #VALUE! |  |  | #VALUE! | #VALUE! | #VALUE! | #VALUE! | #VALUE! | #VALUE! | #VALUE! | #VALUE! |  |  |  |  | #VALUE! | #VALUE! | #VALUE! |  |  | #VALUE! | #VALUE! | #VALUE! | #VALUE! | #VALUE! | #VALUE! | #VALUE! | #VALUE! |  |  |  |  | #VALUE! | #VALUE! | #VALUE! |  |  | #VALUE! | #VALUE! | #VALUE! | #VALUE! | #VALUE! | #VALUE! | #VALUE! | #VALUE! |  |  |  |  | #VALUE! | #VALUE! | #VALUE! |  |  | #VALUE! | #VALUE! | #VALUE! | #VALUE! | #VALUE! | #VALUE! | #VALUE! | #VALUE! |  |  | #VALUE! | #VALUE! | #VALUE! | #VALUE! | #VALUE! |  |  | #VALUE! | #VALUE! | #VALUE! | #VALUE! | #VALUE! | #VALUE! | #VALUE! | #VALUE! |  |  | #VALUE! | #VALUE! | #VALUE! | #VALUE! | #VALUE! |  |  | #VALUE! | #VALUE! | #VALUE! | #VALUE! | #VALUE! | #VALUE! | #VALUE! | #VALUE! | 0 | #REF! | #VALUE! | #VALUE! | #VALUE! | #VALUE! | #VALUE! | #VALUE! | #VALUE! | 0
|  |  |  | 0 | 51 | 0 |  |  | 1 | 1.0842e-19 | 0 | 1.0669e-18 | 1.0669e-18 | 1.0669e-18 | 0 | 0 |  |  |  |  | #VALUE! | #VALUE! | #VALUE! |  |  | #VALUE! | #VALUE! | #VALUE! | #VALUE! | #VALUE! | #VALUE! | #VALUE! | #VALUE! |  |  |  |  | #VALUE! | #VALUE! | #VALUE! |  |  | #VALUE! | #VALUE! | #VALUE! | #VALUE! | #VALUE! | #VALUE! | #VALUE! | #VALUE! |  |  |  |  | #VALUE! | #VALUE! | #VALUE! |  |  | #VALUE! | #VALUE! | #VALUE! | #VALUE! | #VALUE! | #VALUE! | #VALUE! | #VALUE! |  |  |  |  | #VALUE! | #VALUE! | #VALUE! |  |  | #VALUE! | #VALUE! | #VALUE! | #VALUE! | #VALUE! | #VALUE! | #VALUE! | #VALUE! |  |  |  |  | #VALUE! | #VALUE! | #VALUE! |  |  | #VALUE! | #VALUE! | #VALUE! | #VALUE! | #VALUE! | #VALUE! | #VALUE! | #VALUE! |  |  | #VALUE! | #VALUE! | #VALUE! | #VALUE! | #VALUE! |  |  | #VALUE! | #VALUE! | #VALUE! | #VALUE! | #VALUE! | #VALUE! | #VALUE! | #VALUE! |  |  | #VALUE! | #VALUE! | #VALUE! | #VALUE! | #VALUE! |  |  | #VALUE! | #VALUE! | #VALUE! | #VALUE! | #VALUE! | #VALUE! | #VALUE! | #VALUE! | 0 | #REF! | #VALUE! | #VALUE! | #VALUE! | #VALUE! | #VALUE! | #VALUE! | #VALUE! | 0
|  |  |  | 0 | 51 | 0 |  |  | 1 | 1.0842e-19 | 0 | 1.0669e-18 | 1.0669e-18 | 1.0669e-18 | 0 | 0 |  |  |  |  | #VALUE! | #VALUE! | #VALUE! |  |  | #VALUE! | #VALUE! | #VALUE! | #VALUE! | #VALUE! | #VALUE! | #VALUE! | #VALUE! |  |  |  |  | #VALUE! | #VALUE! | #VALUE! |  |  | #VALUE! | #VALUE! | #VALUE! | #VALUE! | #VALUE! | #VALUE! | #VALUE! | #VALUE! |  |  |  |  | #VALUE! | #VALUE! | #VALUE! |  |  | #VALUE! | #VALUE! | #VALUE! | #VALUE! | #VALUE! | #VALUE! | #VALUE! | #VALUE! |  |  |  |  | #VALUE! | #VALUE! | #VALUE! |  |  | #VALUE! | #VALUE! | #VALUE! | #VALUE! | #VALUE! | #VALUE! | #VALUE! | #VALUE! |  |  |  |  | #VALUE! | #VALUE! | #VALUE! |  |  | #VALUE! | #VALUE! | #VALUE! | #VALUE! | #VALUE! | #VALUE! | #VALUE! | #VALUE! |  |  | #VALUE! | #VALUE! | #VALUE! | #VALUE! | #VALUE! |  |  | #VALUE! | #VALUE! | #VALUE! | #VALUE! | #VALUE! | #VALUE! | #VALUE! | #VALUE! |  |  | #VALUE! | #VALUE! | #VALUE! | #VALUE! | #VALUE! |  |  | #VALUE! | #VALUE! | #VALUE! | #VALUE! | #VALUE! | #VALUE! | #VALUE! | #VALUE! | 0 | #REF! | #VALUE! | #VALUE! | #VALUE! | #VALUE! | #VALUE! | #VALUE! | #VALUE! | 0
|  |  |  | 0 | 51 | 0 |  |  | 1 | 1.0842e-19 | 0 | 1.0669e-18 | 1.0669e-18 | 1.0669e-18 | 0 | 0 |  |  |  |  | #VALUE! | #VALUE! | #VALUE! |  |  | #VALUE! | #VALUE! | #VALUE! | #VALUE! | #VALUE! | #VALUE! | #VALUE! | #VALUE! |  |  |  |  | #VALUE! | #VALUE! | #VALUE! |  |  | #VALUE! | #VALUE! | #VALUE! | #VALUE! | #VALUE! | #VALUE! | #VALUE! | #VALUE! |  |  |  |  | #VALUE! | #VALUE! | #VALUE! |  |  | #VALUE! | #VALUE! | #VALUE! | #VALUE! | #VALUE! | #VALUE! | #VALUE! | #VALUE! |  |  |  |  | #VALUE! | #VALUE! | #VALUE! |  |  | #VALUE! | #VALUE! | #VALUE! | #VALUE! | #VALUE! | #VALUE! | #VALUE! | #VALUE! |  |  |  |  | #VALUE! | #VALUE! | #VALUE! |  |  | #VALUE! | #VALUE! | #VALUE! | #VALUE! | #VALUE! | #VALUE! | #VALUE! | #VALUE! |  |  | #VALUE! | #VALUE! | #VALUE! | #VALUE! | #VALUE! |  |  | #VALUE! | #VALUE! | #VALUE! | #VALUE! | #VALUE! | #VALUE! | #VALUE! | #VALUE! |  |  | #VALUE! | #VALUE! | #VALUE! | #VALUE! | #VALUE! |  |  | #VALUE! | #VALUE! | #VALUE! | #VALUE! | #VALUE! | #VALUE! | #VALUE! | #VALUE! | 0 | #REF! | #VALUE! | #VALUE! | #VALUE! | #VALUE! | #VALUE! | #VALUE! | #VALUE! | 0
|  |  |  | 0 | 51 | 0 |  |  | 1 | 1.0842e-19 | 0 | 1.0669e-18 | 1.0669e-18 | 1.0669e-18 | 0 | 0 |  |  |  |  | #VALUE! | #VALUE! | #VALUE! |  |  | #VALUE! | #VALUE! | #VALUE! | #VALUE! | #VALUE! | #VALUE! | #VALUE! | #VALUE! |  |  |  |  | #VALUE! | #VALUE! | #VALUE! |  |  | #VALUE! | #VALUE! | #VALUE! | #VALUE! | #VALUE! | #VALUE! | #VALUE! | #VALUE! |  |  |  |  | #VALUE! | #VALUE! | #VALUE! |  |  | #VALUE! | #VALUE! | #VALUE! | #VALUE! | #VALUE! | #VALUE! | #VALUE! | #VALUE! |  |  |  |  | #VALUE! | #VALUE! | #VALUE! |  |  | #VALUE! | #VALUE! | #VALUE! | #VALUE! | #VALUE! | #VALUE! | #VALUE! | #VALUE! |  |  |  |  | #VALUE! | #VALUE! | #VALUE! |  |  | #VALUE! | #VALUE! | #VALUE! | #VALUE! | #VALUE! | #VALUE! | #VALUE! | #VALUE! |  |  | #VALUE! | #VALUE! | #VALUE! | #VALUE! | #VALUE! |  |  | #VALUE! | #VALUE! | #VALUE! | #VALUE! | #VALUE! | #VALUE! | #VALUE! | #VALUE! |  |  | #VALUE! | #VALUE! | #VALUE! | #VALUE! | #VALUE! |  |  | #VALUE! | #VALUE! | #VALUE! | #VALUE! | #VALUE! | #VALUE! | #VALUE! | #VALUE! | 0 | #REF! | #VALUE! | #VALUE! | #VALUE! | #VALUE! | #VALUE! | #VALUE! | #VALUE! | 0
|  |  |  | 0 | 51 | 0 |  |  | 1 | 1.0842e-19 | 0 | 1.0669e-18 | 1.0669e-18 | 1.0669e-18 | 0 | 0 |  |  |  |  | #VALUE! | #VALUE! | #VALUE! |  |  | #VALUE! | #VALUE! | #VALUE! | #VALUE! | #VALUE! | #VALUE! | #VALUE! | #VALUE! |  |  |  |  | #VALUE! | #VALUE! | #VALUE! |  |  | #VALUE! | #VALUE! | #VALUE! | #VALUE! | #VALUE! | #VALUE! | #VALUE! | #VALUE! |  |  |  |  | #VALUE! | #VALUE! | #VALUE! |  |  | #VALUE! | #VALUE! | #VALUE! | #VALUE! | #VALUE! | #VALUE! | #VALUE! | #VALUE! |  |  |  |  | #VALUE! | #VALUE! | #VALUE! |  |  | #VALUE! | #VALUE! | #VALUE! | #VALUE! | #VALUE! | #VALUE! | #VALUE! | #VALUE! |  |  |  |  | #VALUE! | #VALUE! | #VALUE! |  |  | #VALUE! | #VALUE! | #VALUE! | #VALUE! | #VALUE! | #VALUE! | #VALUE! | #VALUE! |  |  | #VALUE! | #VALUE! | #VALUE! | #VALUE! | #VALUE! |  |  | #VALUE! | #VALUE! | #VALUE! | #VALUE! | #VALUE! | #VALUE! | #VALUE! | #VALUE! |  |  | #VALUE! | #VALUE! | #VALUE! | #VALUE! | #VALUE! |  |  | #VALUE! | #VALUE! | #VALUE! | #VALUE! | #VALUE! | #VALUE! | #VALUE! | #VALUE! | 0 | #REF! | #VALUE! | #VALUE! | #VALUE! | #VALUE! | #VALUE! | #VALUE! | #VALUE! | 0
|  |  |  | 0 | 51 | 0 |  |  | 1 | 1.0842e-19 | 0 | 1.0669e-18 | 1.0669e-18 | 1.0669e-18 | 0 | 0 |  |  |  |  | #VALUE! | #VALUE! | #VALUE! |  |  | #VALUE! | #VALUE! | #VALUE! | #VALUE! | #VALUE! | #VALUE! | #VALUE! | #VALUE! |  |  |  |  | #VALUE! | #VALUE! | #VALUE! |  |  | #VALUE! | #VALUE! | #VALUE! | #VALUE! | #VALUE! | #VALUE! | #VALUE! | #VALUE! |  |  |  |  | #VALUE! | #VALUE! | #VALUE! |  |  | #VALUE! | #VALUE! | #VALUE! | #VALUE! | #VALUE! | #VALUE! | #VALUE! | #VALUE! |  |  |  |  | #VALUE! | #VALUE! | #VALUE! |  |  | #VALUE! | #VALUE! | #VALUE! | #VALUE! | #VALUE! | #VALUE! | #VALUE! | #VALUE! |  |  |  |  | #VALUE! | #VALUE! | #VALUE! |  |  | #VALUE! | #VALUE! | #VALUE! | #VALUE! | #VALUE! | #VALUE! | #VALUE! | #VALUE! |  |  | #VALUE! | #VALUE! | #VALUE! | #VALUE! | #VALUE! |  |  | #VALUE! | #VALUE! | #VALUE! | #VALUE! | #VALUE! | #VALUE! | #VALUE! | #VALUE! |  |  | #VALUE! | #VALUE! | #VALUE! | #VALUE! | #VALUE! |  |  | #VALUE! | #VALUE! | #VALUE! | #VALUE! | #VALUE! | #VALUE! | #VALUE! | #VALUE! | 0 | #REF! | #VALUE! | #VALUE! | #VALUE! | #VALUE! | #VALUE! | #VALUE! | #VALUE! | 0
|  |  |  | 0 | 51 | 0 |  |  | 1 | 1.0842e-19 | 0 | 1.0669e-18 | 1.0669e-18 | 1.0669e-18 | 0 | 0 |  |  |  |  | #VALUE! | #VALUE! | #VALUE! |  |  | #VALUE! | #VALUE! | #VALUE! | #VALUE! | #VALUE! | #VALUE! | #VALUE! | #VALUE! |  |  |  |  | #VALUE! | #VALUE! | #VALUE! |  |  | #VALUE! | #VALUE! | #VALUE! | #VALUE! | #VALUE! | #VALUE! | #VALUE! | #VALUE! |  |  |  |  | #VALUE! | #VALUE! | #VALUE! |  |  | #VALUE! | #VALUE! | #VALUE! | #VALUE! | #VALUE! | #VALUE! | #VALUE! | #VALUE! |  |  |  |  | #VALUE! | #VALUE! | #VALUE! |  |  | #VALUE! | #VALUE! | #VALUE! | #VALUE! | #VALUE! | #VALUE! | #VALUE! | #VALUE! |  |  |  |  | #VALUE! | #VALUE! | #VALUE! |  |  | #VALUE! | #VALUE! | #VALUE! | #VALUE! | #VALUE! | #VALUE! | #VALUE! | #VALUE! |  |  | #VALUE! | #VALUE! | #VALUE! | #VALUE! | #VALUE! |  |  | #VALUE! | #VALUE! | #VALUE! | #VALUE! | #VALUE! | #VALUE! | #VALUE! | #VALUE! |  |  | #VALUE! | #VALUE! | #VALUE! | #VALUE! | #VALUE! |  |  | #VALUE! | #VALUE! | #VALUE! | #VALUE! | #VALUE! | #VALUE! | #VALUE! | #VALUE! | 0 | #REF! | #VALUE! | #VALUE! | #VALUE! | #VALUE! | #VALUE! | #VALUE! | #VALUE! | 0
|  |  |  | 0 | 51 | 0 |  |  | 1 | 1.0842e-19 | 0 | 1.0669e-18 | 1.0669e-18 | 1.0669e-18 | 0 | 0 |  |  |  |  | #VALUE! | #VALUE! | #VALUE! |  |  | #VALUE! | #VALUE! | #VALUE! | #VALUE! | #VALUE! | #VALUE! | #VALUE! | #VALUE! |  |  |  |  | #VALUE! | #VALUE! | #VALUE! |  |  | #VALUE! | #VALUE! | #VALUE! | #VALUE! | #VALUE! | #VALUE! | #VALUE! | #VALUE! |  |  |  |  | #VALUE! | #VALUE! | #VALUE! |  |  | #VALUE! | #VALUE! | #VALUE! | #VALUE! | #VALUE! | #VALUE! | #VALUE! | #VALUE! |  |  |  |  | #VALUE! | #VALUE! | #VALUE! |  |  | #VALUE! | #VALUE! | #VALUE! | #VALUE! | #VALUE! | #VALUE! | #VALUE! | #VALUE! |  |  |  |  | #VALUE! | #VALUE! | #VALUE! |  |  | #VALUE! | #VALUE! | #VALUE! | #VALUE! | #VALUE! | #VALUE! | #VALUE! | #VALUE! |  |  | #VALUE! | #VALUE! | #VALUE! | #VALUE! | #VALUE! |  |  | #VALUE! | #VALUE! | #VALUE! | #VALUE! | #VALUE! | #VALUE! | #VALUE! | #VALUE! |  |  | #VALUE! | #VALUE! | #VALUE! | #VALUE! | #VALUE! |  |  | #VALUE! | #VALUE! | #VALUE! | #VALUE! | #VALUE! | #VALUE! | #VALUE! | #VALUE! | 0 | #REF! | #VALUE! | #VALUE! | #VALUE! | #VALUE! | #VALUE! | #VALUE! | #VALUE! | 0
|  |  |  | 0 | 51 | 0 |  |  | 1 | 1.0842e-19 | 0 | 1.0669e-18 | 1.0669e-18 | 1.0669e-18 | 0 | 0 |  |  |  |  | #VALUE! | #VALUE! | #VALUE! |  |  | #VALUE! | #VALUE! | #VALUE! | #VALUE! | #VALUE! | #VALUE! | #VALUE! | #VALUE! |  |  |  |  | #VALUE! | #VALUE! | #VALUE! |  |  | #VALUE! | #VALUE! | #VALUE! | #VALUE! | #VALUE! | #VALUE! | #VALUE! | #VALUE! |  |  |  |  | #VALUE! | #VALUE! | #VALUE! |  |  | #VALUE! | #VALUE! | #VALUE! | #VALUE! | #VALUE! | #VALUE! | #VALUE! | #VALUE! |  |  |  |  | #VALUE! | #VALUE! | #VALUE! |  |  | #VALUE! | #VALUE! | #VALUE! | #VALUE! | #VALUE! | #VALUE! | #VALUE! | #VALUE! |  |  |  |  | #VALUE! | #VALUE! | #VALUE! |  |  | #VALUE! | #VALUE! | #VALUE! | #VALUE! | #VALUE! | #VALUE! | #VALUE! | #VALUE! |  |  | #VALUE! | #VALUE! | #VALUE! | #VALUE! | #VALUE! |  |  | #VALUE! | #VALUE! | #VALUE! | #VALUE! | #VALUE! | #VALUE! | #VALUE! | #VALUE! |  |  | #VALUE! | #VALUE! | #VALUE! | #VALUE! | #VALUE! |  |  | #VALUE! | #VALUE! | #VALUE! | #VALUE! | #VALUE! | #VALUE! | #VALUE! | #VALUE! | 0 | #REF! | #VALUE! | #VALUE! | #VALUE! | #VALUE! | #VALUE! | #VALUE! | #VALUE! | 0
|  |  |  | 0 | 51 | 0 |  |  | 1 | 1.0842e-19 | 0 | 1.0669e-18 | 1.0669e-18 | 1.0669e-18 | 0 | 0 |  |  |  |  | #VALUE! | #VALUE! | #VALUE! |  |  | #VALUE! | #VALUE! | #VALUE! | #VALUE! | #VALUE! | #VALUE! | #VALUE! | #VALUE! |  |  |  |  | #VALUE! | #VALUE! | #VALUE! |  |  | #VALUE! | #VALUE! | #VALUE! | #VALUE! | #VALUE! | #VALUE! | #VALUE! | #VALUE! |  |  |  |  | #VALUE! | #VALUE! | #VALUE! |  |  | #VALUE! | #VALUE! | #VALUE! | #VALUE! | #VALUE! | #VALUE! | #VALUE! | #VALUE! |  |  |  |  | #VALUE! | #VALUE! | #VALUE! |  |  | #VALUE! | #VALUE! | #VALUE! | #VALUE! | #VALUE! | #VALUE! | #VALUE! | #VALUE! |  |  |  |  | #VALUE! | #VALUE! | #VALUE! |  |  | #VALUE! | #VALUE! | #VALUE! | #VALUE! | #VALUE! | #VALUE! | #VALUE! | #VALUE! |  |  | #VALUE! | #VALUE! | #VALUE! | #VALUE! | #VALUE! |  |  | #VALUE! | #VALUE! | #VALUE! | #VALUE! | #VALUE! | #VALUE! | #VALUE! | #VALUE! |  |  | #VALUE! | #VALUE! | #VALUE! | #VALUE! | #VALUE! |  |  | #VALUE! | #VALUE! | #VALUE! | #VALUE! | #VALUE! | #VALUE! | #VALUE! | #VALUE! | 0 | #REF! | #VALUE! | #VALUE! | #VALUE! | #VALUE! | #VALUE! | #VALUE! | #VALUE! | 0
|  |  |  | 0 | 51 | 0 |  |  | 1 | 1.0842e-19 | 0 | 1.0669e-18 | 1.0669e-18 | 1.0669e-18 | 0 | 0 |  |  |  |  | #VALUE! | #VALUE! | #VALUE! |  |  | #VALUE! | #VALUE! | #VALUE! | #VALUE! | #VALUE! | #VALUE! | #VALUE! | #VALUE! |  |  |  |  | #VALUE! | #VALUE! | #VALUE! |  |  | #VALUE! | #VALUE! | #VALUE! | #VALUE! | #VALUE! | #VALUE! | #VALUE! | #VALUE! |  |  |  |  | #VALUE! | #VALUE! | #VALUE! |  |  | #VALUE! | #VALUE! | #VALUE! | #VALUE! | #VALUE! | #VALUE! | #VALUE! | #VALUE! |  |  |  |  | #VALUE! | #VALUE! | #VALUE! |  |  | #VALUE! | #VALUE! | #VALUE! | #VALUE! | #VALUE! | #VALUE! | #VALUE! | #VALUE! |  |  |  |  | #VALUE! | #VALUE! | #VALUE! |  |  | #VALUE! | #VALUE! | #VALUE! | #VALUE! | #VALUE! | #VALUE! | #VALUE! | #VALUE! |  |  | #VALUE! | #VALUE! | #VALUE! | #VALUE! | #VALUE! |  |  | #VALUE! | #VALUE! | #VALUE! | #VALUE! | #VALUE! | #VALUE! | #VALUE! | #VALUE! |  |  | #VALUE! | #VALUE! | #VALUE! | #VALUE! | #VALUE! |  |  | #VALUE! | #VALUE! | #VALUE! | #VALUE! | #VALUE! | #VALUE! | #VALUE! | #VALUE! | 0 | #REF! | #VALUE! | #VALUE! | #VALUE! | #VALUE! | #VALUE! | #VALUE! | #VALUE! | 0
|  |  |  | 0 | 51 | 0 |  |  | 1 | 1.0842e-19 | 0 | 1.0669e-18 | 1.0669e-18 | 1.0669e-18 | 0 | 0 |  |  |  |  | #VALUE! | #VALUE! | #VALUE! |  |  | #VALUE! | #VALUE! | #VALUE! | #VALUE! | #VALUE! | #VALUE! | #VALUE! | #VALUE! |  |  |  |  | #VALUE! | #VALUE! | #VALUE! |  |  | #VALUE! | #VALUE! | #VALUE! | #VALUE! | #VALUE! | #VALUE! | #VALUE! | #VALUE! |  |  |  |  | #VALUE! | #VALUE! | #VALUE! |  |  | #VALUE! | #VALUE! | #VALUE! | #VALUE! | #VALUE! | #VALUE! | #VALUE! | #VALUE! |  |  |  |  | #VALUE! | #VALUE! | #VALUE! |  |  | #VALUE! | #VALUE! | #VALUE! | #VALUE! | #VALUE! | #VALUE! | #VALUE! | #VALUE! |  |  |  |  | #VALUE! | #VALUE! | #VALUE! |  |  | #VALUE! | #VALUE! | #VALUE! | #VALUE! | #VALUE! | #VALUE! | #VALUE! | #VALUE! |  |  | #VALUE! | #VALUE! | #VALUE! | #VALUE! | #VALUE! |  |  | #VALUE! | #VALUE! | #VALUE! | #VALUE! | #VALUE! | #VALUE! | #VALUE! | #VALUE! |  |  | #VALUE! | #VALUE! | #VALUE! | #VALUE! | #VALUE! |  |  | #VALUE! | #VALUE! | #VALUE! | #VALUE! | #VALUE! | #VALUE! | #VALUE! | #VALUE! | 0 | #REF! | #VALUE! | #VALUE! | #VALUE! | #VALUE! | #VALUE! | #VALUE! | #VALUE! | 0
|  |  |  | 0 | 51 | 0 |  |  | 1 | 1.0842e-19 | 0 | 1.0669e-18 | 1.0669e-18 | 1.0669e-18 | 0 | 0 |  |  |  |  | #VALUE! | #VALUE! | #VALUE! |  |  | #VALUE! | #VALUE! | #VALUE! | #VALUE! | #VALUE! | #VALUE! | #VALUE! | #VALUE! |  |  |  |  | #VALUE! | #VALUE! | #VALUE! |  |  | #VALUE! | #VALUE! | #VALUE! | #VALUE! | #VALUE! | #VALUE! | #VALUE! | #VALUE! |  |  |  |  | #VALUE! | #VALUE! | #VALUE! |  |  | #VALUE! | #VALUE! | #VALUE! | #VALUE! | #VALUE! | #VALUE! | #VALUE! | #VALUE! |  |  |  |  | #VALUE! | #VALUE! | #VALUE! |  |  | #VALUE! | #VALUE! | #VALUE! | #VALUE! | #VALUE! | #VALUE! | #VALUE! | #VALUE! |  |  |  |  | #VALUE! | #VALUE! | #VALUE! |  |  | #VALUE! | #VALUE! | #VALUE! | #VALUE! | #VALUE! | #VALUE! | #VALUE! | #VALUE! |  |  | #VALUE! | #VALUE! | #VALUE! | #VALUE! | #VALUE! |  |  | #VALUE! | #VALUE! | #VALUE! | #VALUE! | #VALUE! | #VALUE! | #VALUE! | #VALUE! |  |  | #VALUE! | #VALUE! | #VALUE! | #VALUE! | #VALUE! |  |  | #VALUE! | #VALUE! | #VALUE! | #VALUE! | #VALUE! | #VALUE! | #VALUE! | #VALUE! | 0 | #REF! | #VALUE! | #VALUE! | #VALUE! | #VALUE! | #VALUE! | #VALUE! | #VALUE! | 0
|  |  |  | 0 | 51 | 0 |  |  | 1 | 1.0842e-19 | 0 | 1.0669e-18 | 1.0669e-18 | 1.0669e-18 | 0 | 0 |  |  |  |  | #VALUE! | #VALUE! | #VALUE! |  |  | #VALUE! | #VALUE! | #VALUE! | #VALUE! | #VALUE! | #VALUE! | #VALUE! | #VALUE! |  |  |  |  | #VALUE! | #VALUE! | #VALUE! |  |  | #VALUE! | #VALUE! | #VALUE! | #VALUE! | #VALUE! | #VALUE! | #VALUE! | #VALUE! |  |  |  |  | #VALUE! | #VALUE! | #VALUE! |  |  | #VALUE! | #VALUE! | #VALUE! | #VALUE! | #VALUE! | #VALUE! | #VALUE! | #VALUE! |  |  |  |  | #VALUE! | #VALUE! | #VALUE! |  |  | #VALUE! | #VALUE! | #VALUE! | #VALUE! | #VALUE! | #VALUE! | #VALUE! | #VALUE! |  |  |  |  | #VALUE! | #VALUE! | #VALUE! |  |  | #VALUE! | #VALUE! | #VALUE! | #VALUE! | #VALUE! | #VALUE! | #VALUE! | #VALUE! |  |  | #VALUE! | #VALUE! | #VALUE! | #VALUE! | #VALUE! |  |  | #VALUE! | #VALUE! | #VALUE! | #VALUE! | #VALUE! | #VALUE! | #VALUE! | #VALUE! |  |  | #VALUE! | #VALUE! | #VALUE! | #VALUE! | #VALUE! |  |  | #VALUE! | #VALUE! | #VALUE! | #VALUE! | #VALUE! | #VALUE! | #VALUE! | #VALUE! | 0 | #REF! | #VALUE! | #VALUE! | #VALUE! | #VALUE! | #VALUE! | #VALUE! | #VALUE! | 0
|  |  |  | 0 | 51 | 0 |  |  | 1 | 1.0842e-19 | 0 | 1.0669e-18 | 1.0669e-18 | 1.0669e-18 | 0 | 0 |  |  |  |  | #VALUE! | #VALUE! | #VALUE! |  |  | #VALUE! | #VALUE! | #VALUE! | #VALUE! | #VALUE! | #VALUE! | #VALUE! | #VALUE! |  |  |  |  | #VALUE! | #VALUE! | #VALUE! |  |  | #VALUE! | #VALUE! | #VALUE! | #VALUE! | #VALUE! | #VALUE! | #VALUE! | #VALUE! |  |  |  |  | #VALUE! | #VALUE! | #VALUE! |  |  | #VALUE! | #VALUE! | #VALUE! | #VALUE! | #VALUE! | #VALUE! | #VALUE! | #VALUE! |  |  |  |  | #VALUE! | #VALUE! | #VALUE! |  |  | #VALUE! | #VALUE! | #VALUE! | #VALUE! | #VALUE! | #VALUE! | #VALUE! | #VALUE! |  |  |  |  | #VALUE! | #VALUE! | #VALUE! |  |  | #VALUE! | #VALUE! | #VALUE! | #VALUE! | #VALUE! | #VALUE! | #VALUE! | #VALUE! |  |  | #VALUE! | #VALUE! | #VALUE! | #VALUE! | #VALUE! |  |  | #VALUE! | #VALUE! | #VALUE! | #VALUE! | #VALUE! | #VALUE! | #VALUE! | #VALUE! |  |  | #VALUE! | #VALUE! | #VALUE! | #VALUE! | #VALUE! |  |  | #VALUE! | #VALUE! | #VALUE! | #VALUE! | #VALUE! | #VALUE! | #VALUE! | #VALUE! | 0 | #REF! | #VALUE! | #VALUE! | #VALUE! | #VALUE! | #VALUE! | #VALUE! | #VALUE! | 0
|  |  |  | 0 | 51 | 0 |  |  | 1 | 1.0842e-19 | 0 | 1.0669e-18 | 1.0669e-18 | 1.0669e-18 | 0 | 0 |  |  |  |  | #VALUE! | #VALUE! | #VALUE! |  |  | #VALUE! | #VALUE! | #VALUE! | #VALUE! | #VALUE! | #VALUE! | #VALUE! | #VALUE! |  |  |  |  | #VALUE! | #VALUE! | #VALUE! |  |  | #VALUE! | #VALUE! | #VALUE! | #VALUE! | #VALUE! | #VALUE! | #VALUE! | #VALUE! |  |  |  |  | #VALUE! | #VALUE! | #VALUE! |  |  | #VALUE! | #VALUE! | #VALUE! | #VALUE! | #VALUE! | #VALUE! | #VALUE! | #VALUE! |  |  |  |  | #VALUE! | #VALUE! | #VALUE! |  |  | #VALUE! | #VALUE! | #VALUE! | #VALUE! | #VALUE! | #VALUE! | #VALUE! | #VALUE! |  |  |  |  | #VALUE! | #VALUE! | #VALUE! |  |  | #VALUE! | #VALUE! | #VALUE! | #VALUE! | #VALUE! | #VALUE! | #VALUE! | #VALUE! |  |  | #VALUE! | #VALUE! | #VALUE! | #VALUE! | #VALUE! |  |  | #VALUE! | #VALUE! | #VALUE! | #VALUE! | #VALUE! | #VALUE! | #VALUE! | #VALUE! |  |  | #VALUE! | #VALUE! | #VALUE! | #VALUE! | #VALUE! |  |  | #VALUE! | #VALUE! | #VALUE! | #VALUE! | #VALUE! | #VALUE! | #VALUE! | #VALUE! | 0 | #REF! | #VALUE! | #VALUE! | #VALUE! | #VALUE! | #VALUE! | #VALUE! | #VALUE! | 0
|  |  |  | 0 | 51 | 0 |  |  | 1 | 1.0842e-19 | 0 | 1.0669e-18 | 1.0669e-18 | 1.0669e-18 | 0 | 0 |  |  |  |  | #VALUE! | #VALUE! | #VALUE! |  |  | #VALUE! | #VALUE! | #VALUE! | #VALUE! | #VALUE! | #VALUE! | #VALUE! | #VALUE! |  |  |  |  | #VALUE! | #VALUE! | #VALUE! |  |  | #VALUE! | #VALUE! | #VALUE! | #VALUE! | #VALUE! | #VALUE! | #VALUE! | #VALUE! |  |  |  |  | #VALUE! | #VALUE! | #VALUE! |  |  | #VALUE! | #VALUE! | #VALUE! | #VALUE! | #VALUE! | #VALUE! | #VALUE! | #VALUE! |  |  |  |  | #VALUE! | #VALUE! | #VALUE! |  |  | #VALUE! | #VALUE! | #VALUE! | #VALUE! | #VALUE! | #VALUE! | #VALUE! | #VALUE! |  |  |  |  | #VALUE! | #VALUE! | #VALUE! |  |  | #VALUE! | #VALUE! | #VALUE! | #VALUE! | #VALUE! | #VALUE! | #VALUE! | #VALUE! |  |  | #VALUE! | #VALUE! | #VALUE! | #VALUE! | #VALUE! |  |  | #VALUE! | #VALUE! | #VALUE! | #VALUE! | #VALUE! | #VALUE! | #VALUE! | #VALUE! |  |  | #VALUE! | #VALUE! | #VALUE! | #VALUE! | #VALUE! |  |  | #VALUE! | #VALUE! | #VALUE! | #VALUE! | #VALUE! | #VALUE! | #VALUE! | #VALUE! | 0 | #REF! | #VALUE! | #VALUE! | #VALUE! | #VALUE! | #VALUE! | #VALUE! | #VALUE! | 0
|  |  |  | 0 | 51 | 0 |  |  | 1 | 1.0842e-19 | 0 | 1.0669e-18 | 1.0669e-18 | 1.0669e-18 | 0 | 0 |  |  |  |  | #VALUE! | #VALUE! | #VALUE! |  |  | #VALUE! | #VALUE! | #VALUE! | #VALUE! | #VALUE! | #VALUE! | #VALUE! | #VALUE! |  |  |  |  | #VALUE! | #VALUE! | #VALUE! |  |  | #VALUE! | #VALUE! | #VALUE! | #VALUE! | #VALUE! | #VALUE! | #VALUE! | #VALUE! |  |  |  |  | #VALUE! | #VALUE! | #VALUE! |  |  | #VALUE! | #VALUE! | #VALUE! | #VALUE! | #VALUE! | #VALUE! | #VALUE! | #VALUE! |  |  |  |  | #VALUE! | #VALUE! | #VALUE! |  |  | #VALUE! | #VALUE! | #VALUE! | #VALUE! | #VALUE! | #VALUE! | #VALUE! | #VALUE! |  |  |  |  | #VALUE! | #VALUE! | #VALUE! |  |  | #VALUE! | #VALUE! | #VALUE! | #VALUE! | #VALUE! | #VALUE! | #VALUE! | #VALUE! |  |  | #VALUE! | #VALUE! | #VALUE! | #VALUE! | #VALUE! |  |  | #VALUE! | #VALUE! | #VALUE! | #VALUE! | #VALUE! | #VALUE! | #VALUE! | #VALUE! |  |  | #VALUE! | #VALUE! | #VALUE! | #VALUE! | #VALUE! |  |  | #VALUE! | #VALUE! | #VALUE! | #VALUE! | #VALUE! | #VALUE! | #VALUE! | #VALUE! | 0 | #REF! | #VALUE! | #VALUE! | #VALUE! | #VALUE! | #VALUE! | #VALUE! | #VALUE! | 0
|  |  |  | 0 | 51 | 0 |  |  | 1 | 1.0842e-19 | 0 | 1.0669e-18 | 1.0669e-18 | 1.0669e-18 | 0 | 0 |  |  |  |  | #VALUE! | #VALUE! | #VALUE! |  |  | #VALUE! | #VALUE! | #VALUE! | #VALUE! | #VALUE! | #VALUE! | #VALUE! | #VALUE! |  |  |  |  | #VALUE! | #VALUE! | #VALUE! |  |  | #VALUE! | #VALUE! | #VALUE! | #VALUE! | #VALUE! | #VALUE! | #VALUE! | #VALUE! |  |  |  |  | #VALUE! | #VALUE! | #VALUE! |  |  | #VALUE! | #VALUE! | #VALUE! | #VALUE! | #VALUE! | #VALUE! | #VALUE! | #VALUE! |  |  |  |  | #VALUE! | #VALUE! | #VALUE! |  |  | #VALUE! | #VALUE! | #VALUE! | #VALUE! | #VALUE! | #VALUE! | #VALUE! | #VALUE! |  |  |  |  | #VALUE! | #VALUE! | #VALUE! |  |  | #VALUE! | #VALUE! | #VALUE! | #VALUE! | #VALUE! | #VALUE! | #VALUE! | #VALUE! |  |  | #VALUE! | #VALUE! | #VALUE! | #VALUE! | #VALUE! |  |  | #VALUE! | #VALUE! | #VALUE! | #VALUE! | #VALUE! | #VALUE! | #VALUE! | #VALUE! |  |  | #VALUE! | #VALUE! | #VALUE! | #VALUE! | #VALUE! |  |  | #VALUE! | #VALUE! | #VALUE! | #VALUE! | #VALUE! | #VALUE! | #VALUE! | #VALUE! | 0 | #REF! | #VALUE! | #VALUE! | #VALUE! | #VALUE! | #VALUE! | #VALUE! | #VALUE! | 0
|  |  |  | 0 | 51 | 0 |  |  | 1 | 1.0842e-19 | 0 | 1.0669e-18 | 1.0669e-18 | 1.0669e-18 | 0 | 0 |  |  |  |  | #VALUE! | #VALUE! | #VALUE! |  |  | #VALUE! | #VALUE! | #VALUE! | #VALUE! | #VALUE! | #VALUE! | #VALUE! | #VALUE! |  |  |  |  | #VALUE! | #VALUE! | #VALUE! |  |  | #VALUE! | #VALUE! | #VALUE! | #VALUE! | #VALUE! | #VALUE! | #VALUE! | #VALUE! |  |  |  |  | #VALUE! | #VALUE! | #VALUE! |  |  | #VALUE! | #VALUE! | #VALUE! | #VALUE! | #VALUE! | #VALUE! | #VALUE! | #VALUE! |  |  |  |  | #VALUE! | #VALUE! | #VALUE! |  |  | #VALUE! | #VALUE! | #VALUE! | #VALUE! | #VALUE! | #VALUE! | #VALUE! | #VALUE! |  |  |  |  | #VALUE! | #VALUE! | #VALUE! |  |  | #VALUE! | #VALUE! | #VALUE! | #VALUE! | #VALUE! | #VALUE! | #VALUE! | #VALUE! |  |  | #VALUE! | #VALUE! | #VALUE! | #VALUE! | #VALUE! |  |  | #VALUE! | #VALUE! | #VALUE! | #VALUE! | #VALUE! | #VALUE! | #VALUE! | #VALUE! |  |  | #VALUE! | #VALUE! | #VALUE! | #VALUE! | #VALUE! |  |  | #VALUE! | #VALUE! | #VALUE! | #VALUE! | #VALUE! | #VALUE! | #VALUE! | #VALUE! | 0 | #REF! | #VALUE! | #VALUE! | #VALUE! | #VALUE! | #VALUE! | #VALUE! | #VALUE! | 0
|  |  |  | 0 | 51 | 0 |  |  | 1 | 1.0842e-19 | 0 | 1.0669e-18 | 1.0669e-18 | 1.0669e-18 | 0 | 0 |  |  |  |  | #VALUE! | #VALUE! | #VALUE! |  |  | #VALUE! | #VALUE! | #VALUE! | #VALUE! | #VALUE! | #VALUE! | #VALUE! | #VALUE! |  |  |  |  | #VALUE! | #VALUE! | #VALUE! |  |  | #VALUE! | #VALUE! | #VALUE! | #VALUE! | #VALUE! | #VALUE! | #VALUE! | #VALUE! |  |  |  |  | #VALUE! | #VALUE! | #VALUE! |  |  | #VALUE! | #VALUE! | #VALUE! | #VALUE! | #VALUE! | #VALUE! | #VALUE! | #VALUE! |  |  |  |  | #VALUE! | #VALUE! | #VALUE! |  |  | #VALUE! | #VALUE! | #VALUE! | #VALUE! | #VALUE! | #VALUE! | #VALUE! | #VALUE! |  |  |  |  | #VALUE! | #VALUE! | #VALUE! |  |  | #VALUE! | #VALUE! | #VALUE! | #VALUE! | #VALUE! | #VALUE! | #VALUE! | #VALUE! |  |  | #VALUE! | #VALUE! | #VALUE! | #VALUE! | #VALUE! |  |  | #VALUE! | #VALUE! | #VALUE! | #VALUE! | #VALUE! | #VALUE! | #VALUE! | #VALUE! |  |  | #VALUE! | #VALUE! | #VALUE! | #VALUE! | #VALUE! |  |  | #VALUE! | #VALUE! | #VALUE! | #VALUE! | #VALUE! | #VALUE! | #VALUE! | #VALUE! | 0 | #REF! | #VALUE! | #VALUE! | #VALUE! | #VALUE! | #VALUE! | #VALUE! | #VALUE! | 0
|  |  |  | 0 | 51 | 0 |  |  | 1 | 1.0842e-19 | 0 | 1.0669e-18 | 1.0669e-18 | 1.0669e-18 | 0 | 0 |  |  |  |  | #VALUE! | #VALUE! | #VALUE! |  |  | #VALUE! | #VALUE! | #VALUE! | #VALUE! | #VALUE! | #VALUE! | #VALUE! | #VALUE! |  |  |  |  | #VALUE! | #VALUE! | #VALUE! |  |  | #VALUE! | #VALUE! | #VALUE! | #VALUE! | #VALUE! | #VALUE! | #VALUE! | #VALUE! |  |  |  |  | #VALUE! | #VALUE! | #VALUE! |  |  | #VALUE! | #VALUE! | #VALUE! | #VALUE! | #VALUE! | #VALUE! | #VALUE! | #VALUE! |  |  |  |  | #VALUE! | #VALUE! | #VALUE! |  |  | #VALUE! | #VALUE! | #VALUE! | #VALUE! | #VALUE! | #VALUE! | #VALUE! | #VALUE! |  |  |  |  | #VALUE! | #VALUE! | #VALUE! |  |  | #VALUE! | #VALUE! | #VALUE! | #VALUE! | #VALUE! | #VALUE! | #VALUE! | #VALUE! |  |  | #VALUE! | #VALUE! | #VALUE! | #VALUE! | #VALUE! |  |  | #VALUE! | #VALUE! | #VALUE! | #VALUE! | #VALUE! | #VALUE! | #VALUE! | #VALUE! |  |  | #VALUE! | #VALUE! | #VALUE! | #VALUE! | #VALUE! |  |  | #VALUE! | #VALUE! | #VALUE! | #VALUE! | #VALUE! | #VALUE! | #VALUE! | #VALUE! | 0 | #REF! | #VALUE! | #VALUE! | #VALUE! | #VALUE! | #VALUE! | #VALUE! | #VALUE! | 0
|  |  |  | 0 | 51 | 0 |  |  | 1 | 1.0842e-19 | 0 | 1.0669e-18 | 1.0669e-18 | 1.0669e-18 | 0 | 0 |  |  |  |  | #VALUE! | #VALUE! | #VALUE! |  |  | #VALUE! | #VALUE! | #VALUE! | #VALUE! | #VALUE! | #VALUE! | #VALUE! | #VALUE! |  |  |  |  | #VALUE! | #VALUE! | #VALUE! |  |  | #VALUE! | #VALUE! | #VALUE! | #VALUE! | #VALUE! | #VALUE! | #VALUE! | #VALUE! |  |  |  |  | #VALUE! | #VALUE! | #VALUE! |  |  | #VALUE! | #VALUE! | #VALUE! | #VALUE! | #VALUE! | #VALUE! | #VALUE! | #VALUE! |  |  |  |  | #VALUE! | #VALUE! | #VALUE! |  |  | #VALUE! | #VALUE! | #VALUE! | #VALUE! | #VALUE! | #VALUE! | #VALUE! | #VALUE! |  |  |  |  | #VALUE! | #VALUE! | #VALUE! |  |  | #VALUE! | #VALUE! | #VALUE! | #VALUE! | #VALUE! | #VALUE! | #VALUE! | #VALUE! |  |  | #VALUE! | #VALUE! | #VALUE! | #VALUE! | #VALUE! |  |  | #VALUE! | #VALUE! | #VALUE! | #VALUE! | #VALUE! | #VALUE! | #VALUE! | #VALUE! |  |  | #VALUE! | #VALUE! | #VALUE! | #VALUE! | #VALUE! |  |  | #VALUE! | #VALUE! | #VALUE! | #VALUE! | #VALUE! | #VALUE! | #VALUE! | #VALUE! | 0 | #REF! | #VALUE! | #VALUE! | #VALUE! | #VALUE! | #VALUE! | #VALUE! | #VALUE! | 0
|  |  |  | 0 | 51 | 0 |  |  | 1 | 1.0842e-19 | 0 | 1.0669e-18 | 1.0669e-18 | 1.0669e-18 | 0 | 0 |  |  |  |  | #VALUE! | #VALUE! | #VALUE! |  |  | #VALUE! | #VALUE! | #VALUE! | #VALUE! | #VALUE! | #VALUE! | #VALUE! | #VALUE! |  |  |  |  | #VALUE! | #VALUE! | #VALUE! |  |  | #VALUE! | #VALUE! | #VALUE! | #VALUE! | #VALUE! | #VALUE! | #VALUE! | #VALUE! |  |  |  |  | #VALUE! | #VALUE! | #VALUE! |  |  | #VALUE! | #VALUE! | #VALUE! | #VALUE! | #VALUE! | #VALUE! | #VALUE! | #VALUE! |  |  |  |  | #VALUE! | #VALUE! | #VALUE! |  |  | #VALUE! | #VALUE! | #VALUE! | #VALUE! | #VALUE! | #VALUE! | #VALUE! | #VALUE! |  |  |  |  | #VALUE! | #VALUE! | #VALUE! |  |  | #VALUE! | #VALUE! | #VALUE! | #VALUE! | #VALUE! | #VALUE! | #VALUE! | #VALUE! |  |  | #VALUE! | #VALUE! | #VALUE! | #VALUE! | #VALUE! |  |  | #VALUE! | #VALUE! | #VALUE! | #VALUE! | #VALUE! | #VALUE! | #VALUE! | #VALUE! |  |  | #VALUE! | #VALUE! | #VALUE! | #VALUE! | #VALUE! |  |  | #VALUE! | #VALUE! | #VALUE! | #VALUE! | #VALUE! | #VALUE! | #VALUE! | #VALUE! | 0 | #REF! | #VALUE! | #VALUE! | #VALUE! | #VALUE! | #VALUE! | #VALUE! | #VALUE! | 0
|  |  |  | 0 | 51 | 0 |  |  | 1 | 1.0842e-19 | 0 | 1.0669e-18 | 1.0669e-18 | 1.0669e-18 | 0 | 0 |  |  |  |  | #VALUE! | #VALUE! | #VALUE! |  |  | #VALUE! | #VALUE! | #VALUE! | #VALUE! | #VALUE! | #VALUE! | #VALUE! | #VALUE! |  |  |  |  | #VALUE! | #VALUE! | #VALUE! |  |  | #VALUE! | #VALUE! | #VALUE! | #VALUE! | #VALUE! | #VALUE! | #VALUE! | #VALUE! |  |  |  |  | #VALUE! | #VALUE! | #VALUE! |  |  | #VALUE! | #VALUE! | #VALUE! | #VALUE! | #VALUE! | #VALUE! | #VALUE! | #VALUE! |  |  |  |  | #VALUE! | #VALUE! | #VALUE! |  |  | #VALUE! | #VALUE! | #VALUE! | #VALUE! | #VALUE! | #VALUE! | #VALUE! | #VALUE! |  |  |  |  | #VALUE! | #VALUE! | #VALUE! |  |  | #VALUE! | #VALUE! | #VALUE! | #VALUE! | #VALUE! | #VALUE! | #VALUE! | #VALUE! |  |  | #VALUE! | #VALUE! | #VALUE! | #VALUE! | #VALUE! |  |  | #VALUE! | #VALUE! | #VALUE! | #VALUE! | #VALUE! | #VALUE! | #VALUE! | #VALUE! |  |  | #VALUE! | #VALUE! | #VALUE! | #VALUE! | #VALUE! |  |  | #VALUE! | #VALUE! | #VALUE! | #VALUE! | #VALUE! | #VALUE! | #VALUE! | #VALUE! | 0 | #REF! | #VALUE! | #VALUE! | #VALUE! | #VALUE! | #VALUE! | #VALUE! | #VALUE! | 0
|  |  |  | 0 | 51 | 0 |  |  | 1 | 1.0842e-19 | 0 | 1.0669e-18 | 1.0669e-18 | 1.0669e-18 | 0 | 0 |  |  |  |  | #VALUE! | #VALUE! | #VALUE! |  |  | #VALUE! | #VALUE! | #VALUE! | #VALUE! | #VALUE! | #VALUE! | #VALUE! | #VALUE! |  |  |  |  | #VALUE! | #VALUE! | #VALUE! |  |  | #VALUE! | #VALUE! | #VALUE! | #VALUE! | #VALUE! | #VALUE! | #VALUE! | #VALUE! |  |  |  |  | #VALUE! | #VALUE! | #VALUE! |  |  | #VALUE! | #VALUE! | #VALUE! | #VALUE! | #VALUE! | #VALUE! | #VALUE! | #VALUE! |  |  |  |  | #VALUE! | #VALUE! | #VALUE! |  |  | #VALUE! | #VALUE! | #VALUE! | #VALUE! | #VALUE! | #VALUE! | #VALUE! | #VALUE! |  |  |  |  | #VALUE! | #VALUE! | #VALUE! |  |  | #VALUE! | #VALUE! | #VALUE! | #VALUE! | #VALUE! | #VALUE! | #VALUE! | #VALUE! |  |  | #VALUE! | #VALUE! | #VALUE! | #VALUE! | #VALUE! |  |  | #VALUE! | #VALUE! | #VALUE! | #VALUE! | #VALUE! | #VALUE! | #VALUE! | #VALUE! |  |  | #VALUE! | #VALUE! | #VALUE! | #VALUE! | #VALUE! |  |  | #VALUE! | #VALUE! | #VALUE! | #VALUE! | #VALUE! | #VALUE! | #VALUE! | #VALUE! | 0 | #REF! | #VALUE! | #VALUE! | #VALUE! | #VALUE! | #VALUE! | #VALUE! | #VALUE! | 0
|  |  |  | 0 | 51 | 0 |  |  | 1 | 1.0842e-19 | 0 | 1.0669e-18 | 1.0669e-18 | 1.0669e-18 | 0 | 0 |  |  |  |  | #VALUE! | #VALUE! | #VALUE! |  |  | #VALUE! | #VALUE! | #VALUE! | #VALUE! | #VALUE! | #VALUE! | #VALUE! | #VALUE! |  |  |  |  | #VALUE! | #VALUE! | #VALUE! |  |  | #VALUE! | #VALUE! | #VALUE! | #VALUE! | #VALUE! | #VALUE! | #VALUE! | #VALUE! |  |  |  |  | #VALUE! | #VALUE! | #VALUE! |  |  | #VALUE! | #VALUE! | #VALUE! | #VALUE! | #VALUE! | #VALUE! | #VALUE! | #VALUE! |  |  |  |  | #VALUE! | #VALUE! | #VALUE! |  |  | #VALUE! | #VALUE! | #VALUE! | #VALUE! | #VALUE! | #VALUE! | #VALUE! | #VALUE! |  |  |  |  | #VALUE! | #VALUE! | #VALUE! |  |  | #VALUE! | #VALUE! | #VALUE! | #VALUE! | #VALUE! | #VALUE! | #VALUE! | #VALUE! |  |  | #VALUE! | #VALUE! | #VALUE! | #VALUE! | #VALUE! |  |  | #VALUE! | #VALUE! | #VALUE! | #VALUE! | #VALUE! | #VALUE! | #VALUE! | #VALUE! |  |  | #VALUE! | #VALUE! | #VALUE! | #VALUE! | #VALUE! |  |  | #VALUE! | #VALUE! | #VALUE! | #VALUE! | #VALUE! | #VALUE! | #VALUE! | #VALUE! | 0 | #REF! | #VALUE! | #VALUE! | #VALUE! | #VALUE! | #VALUE! | #VALUE! | #VALUE! | 0
|  |  |  | 0 | 51 | 0 |  |  | 1 | 1.0842e-19 | 0 | 1.0669e-18 | 1.0669e-18 | 1.0669e-18 | 0 | 0 |  |  |  |  | #VALUE! | #VALUE! | #VALUE! |  |  | #VALUE! | #VALUE! | #VALUE! | #VALUE! | #VALUE! | #VALUE! | #VALUE! | #VALUE! |  |  |  |  | #VALUE! | #VALUE! | #VALUE! |  |  | #VALUE! | #VALUE! | #VALUE! | #VALUE! | #VALUE! | #VALUE! | #VALUE! | #VALUE! |  |  |  |  | #VALUE! | #VALUE! | #VALUE! |  |  | #VALUE! | #VALUE! | #VALUE! | #VALUE! | #VALUE! | #VALUE! | #VALUE! | #VALUE! |  |  |  |  | #VALUE! | #VALUE! | #VALUE! |  |  | #VALUE! | #VALUE! | #VALUE! | #VALUE! | #VALUE! | #VALUE! | #VALUE! | #VALUE! |  |  |  |  | #VALUE! | #VALUE! | #VALUE! |  |  | #VALUE! | #VALUE! | #VALUE! | #VALUE! | #VALUE! | #VALUE! | #VALUE! | #VALUE! |  |  | #VALUE! | #VALUE! | #VALUE! | #VALUE! | #VALUE! |  |  | #VALUE! | #VALUE! | #VALUE! | #VALUE! | #VALUE! | #VALUE! | #VALUE! | #VALUE! |  |  | #VALUE! | #VALUE! | #VALUE! | #VALUE! | #VALUE! |  |  | #VALUE! | #VALUE! | #VALUE! | #VALUE! | #VALUE! | #VALUE! | #VALUE! | #VALUE! | 0 | #REF! | #VALUE! | #VALUE! | #VALUE! | #VALUE! | #VALUE! | #VALUE! | #VALUE! | 0
|  |  |  | 0 | 51 | 0 |  |  | 1 | 1.0842e-19 | 0 | 1.0669e-18 | 1.0669e-18 | 1.0669e-18 | 0 | 0 |  |  |  |  | #VALUE! | #VALUE! | #VALUE! |  |  | #VALUE! | #VALUE! | #VALUE! | #VALUE! | #VALUE! | #VALUE! | #VALUE! | #VALUE! |  |  |  |  | #VALUE! | #VALUE! | #VALUE! |  |  | #VALUE! | #VALUE! | #VALUE! | #VALUE! | #VALUE! | #VALUE! | #VALUE! | #VALUE! |  |  |  |  | #VALUE! | #VALUE! | #VALUE! |  |  | #VALUE! | #VALUE! | #VALUE! | #VALUE! | #VALUE! | #VALUE! | #VALUE! | #VALUE! |  |  |  |  | #VALUE! | #VALUE! | #VALUE! |  |  | #VALUE! | #VALUE! | #VALUE! | #VALUE! | #VALUE! | #VALUE! | #VALUE! | #VALUE! |  |  |  |  | #VALUE! | #VALUE! | #VALUE! |  |  | #VALUE! | #VALUE! | #VALUE! | #VALUE! | #VALUE! | #VALUE! | #VALUE! | #VALUE! |  |  | #VALUE! | #VALUE! | #VALUE! | #VALUE! | #VALUE! |  |  | #VALUE! | #VALUE! | #VALUE! | #VALUE! | #VALUE! | #VALUE! | #VALUE! | #VALUE! |  |  | #VALUE! | #VALUE! | #VALUE! | #VALUE! | #VALUE! |  |  | #VALUE! | #VALUE! | #VALUE! | #VALUE! | #VALUE! | #VALUE! | #VALUE! | #VALUE! | 0 | #REF! | #VALUE! | #VALUE! | #VALUE! | #VALUE! | #VALUE! | #VALUE! | #VALUE! | 0
|  |  |  | 0 | 51 | 0 |  |  | 1 | 1.0842e-19 | 0 | 1.0669e-18 | 1.0669e-18 | 1.0669e-18 | 0 | 0 |  |  |  |  | #VALUE! | #VALUE! | #VALUE! |  |  | #VALUE! | #VALUE! | #VALUE! | #VALUE! | #VALUE! | #VALUE! | #VALUE! | #VALUE! |  |  |  |  | #VALUE! | #VALUE! | #VALUE! |  |  | #VALUE! | #VALUE! | #VALUE! | #VALUE! | #VALUE! | #VALUE! | #VALUE! | #VALUE! |  |  |  |  | #VALUE! | #VALUE! | #VALUE! |  |  | #VALUE! | #VALUE! | #VALUE! | #VALUE! | #VALUE! | #VALUE! | #VALUE! | #VALUE! |  |  |  |  | #VALUE! | #VALUE! | #VALUE! |  |  | #VALUE! | #VALUE! | #VALUE! | #VALUE! | #VALUE! | #VALUE! | #VALUE! | #VALUE! |  |  |  |  | #VALUE! | #VALUE! | #VALUE! |  |  | #VALUE! | #VALUE! | #VALUE! | #VALUE! | #VALUE! | #VALUE! | #VALUE! | #VALUE! |  |  | #VALUE! | #VALUE! | #VALUE! | #VALUE! | #VALUE! |  |  | #VALUE! | #VALUE! | #VALUE! | #VALUE! | #VALUE! | #VALUE! | #VALUE! | #VALUE! |  |  | #VALUE! | #VALUE! | #VALUE! | #VALUE! | #VALUE! |  |  | #VALUE! | #VALUE! | #VALUE! | #VALUE! | #VALUE! | #VALUE! | #VALUE! | #VALUE! | 0 | #REF! | #VALUE! | #VALUE! | #VALUE! | #VALUE! | #VALUE! | #VALUE! | #VALUE! | 0
|  |  |  | 0 | 51 | 0 |  |  | 1 | 1.0842e-19 | 0 | 1.0669e-18 | 1.0669e-18 | 1.0669e-18 | 0 | 0 |  |  |  |  | #VALUE! | #VALUE! | #VALUE! |  |  | #VALUE! | #VALUE! | #VALUE! | #VALUE! | #VALUE! | #VALUE! | #VALUE! | #VALUE! |  |  |  |  | #VALUE! | #VALUE! | #VALUE! |  |  | #VALUE! | #VALUE! | #VALUE! | #VALUE! | #VALUE! | #VALUE! | #VALUE! | #VALUE! |  |  |  |  | #VALUE! | #VALUE! | #VALUE! |  |  | #VALUE! | #VALUE! | #VALUE! | #VALUE! | #VALUE! | #VALUE! | #VALUE! | #VALUE! |  |  |  |  | #VALUE! | #VALUE! | #VALUE! |  |  | #VALUE! | #VALUE! | #VALUE! | #VALUE! | #VALUE! | #VALUE! | #VALUE! | #VALUE! |  |  |  |  | #VALUE! | #VALUE! | #VALUE! |  |  | #VALUE! | #VALUE! | #VALUE! | #VALUE! | #VALUE! | #VALUE! | #VALUE! | #VALUE! |  |  | #VALUE! | #VALUE! | #VALUE! | #VALUE! | #VALUE! |  |  | #VALUE! | #VALUE! | #VALUE! | #VALUE! | #VALUE! | #VALUE! | #VALUE! | #VALUE! |  |  | #VALUE! | #VALUE! | #VALUE! | #VALUE! | #VALUE! |  |  | #VALUE! | #VALUE! | #VALUE! | #VALUE! | #VALUE! | #VALUE! | #VALUE! | #VALUE! | 0 | #REF! | #VALUE! | #VALUE! | #VALUE! | #VALUE! | #VALUE! | #VALUE! | #VALUE! | 0
|  |  |  | 0 | 51 | 0 |  |  | 1 | 1.0842e-19 | 0 | 1.0669e-18 | 1.0669e-18 | 1.0669e-18 | 0 | 0 |  |  |  |  | #VALUE! | #VALUE! | #VALUE! |  |  | #VALUE! | #VALUE! | #VALUE! | #VALUE! | #VALUE! | #VALUE! | #VALUE! | #VALUE! |  |  |  |  | #VALUE! | #VALUE! | #VALUE! |  |  | #VALUE! | #VALUE! | #VALUE! | #VALUE! | #VALUE! | #VALUE! | #VALUE! | #VALUE! |  |  |  |  | #VALUE! | #VALUE! | #VALUE! |  |  | #VALUE! | #VALUE! | #VALUE! | #VALUE! | #VALUE! | #VALUE! | #VALUE! | #VALUE! |  |  |  |  | #VALUE! | #VALUE! | #VALUE! |  |  | #VALUE! | #VALUE! | #VALUE! | #VALUE! | #VALUE! | #VALUE! | #VALUE! | #VALUE! |  |  |  |  | #VALUE! | #VALUE! | #VALUE! |  |  | #VALUE! | #VALUE! | #VALUE! | #VALUE! | #VALUE! | #VALUE! | #VALUE! | #VALUE! |  |  | #VALUE! | #VALUE! | #VALUE! | #VALUE! | #VALUE! |  |  | #VALUE! | #VALUE! | #VALUE! | #VALUE! | #VALUE! | #VALUE! | #VALUE! | #VALUE! |  |  | #VALUE! | #VALUE! | #VALUE! | #VALUE! | #VALUE! |  |  | #VALUE! | #VALUE! | #VALUE! | #VALUE! | #VALUE! | #VALUE! | #VALUE! | #VALUE! | 0 | #REF! | #VALUE! | #VALUE! | #VALUE! | #VALUE! | #VALUE! | #VALUE! | #VALUE! | 0
|  |  |  | 0 | 51 | 0 |  |  | 1 | 1.0842e-19 | 0 | 1.0669e-18 | 1.0669e-18 | 1.0669e-18 | 0 | 0 |  |  |  |  | #VALUE! | #VALUE! | #VALUE! |  |  | #VALUE! | #VALUE! | #VALUE! | #VALUE! | #VALUE! | #VALUE! | #VALUE! | #VALUE! |  |  |  |  | #VALUE! | #VALUE! | #VALUE! |  |  | #VALUE! | #VALUE! | #VALUE! | #VALUE! | #VALUE! | #VALUE! | #VALUE! | #VALUE! |  |  |  |  | #VALUE! | #VALUE! | #VALUE! |  |  | #VALUE! | #VALUE! | #VALUE! | #VALUE! | #VALUE! | #VALUE! | #VALUE! | #VALUE! |  |  |  |  | #VALUE! | #VALUE! | #VALUE! |  |  | #VALUE! | #VALUE! | #VALUE! | #VALUE! | #VALUE! | #VALUE! | #VALUE! | #VALUE! |  |  |  |  | #VALUE! | #VALUE! | #VALUE! |  |  | #VALUE! | #VALUE! | #VALUE! | #VALUE! | #VALUE! | #VALUE! | #VALUE! | #VALUE! |  |  | #VALUE! | #VALUE! | #VALUE! | #VALUE! | #VALUE! |  |  | #VALUE! | #VALUE! | #VALUE! | #VALUE! | #VALUE! | #VALUE! | #VALUE! | #VALUE! |  |  | #VALUE! | #VALUE! | #VALUE! | #VALUE! | #VALUE! |  |  | #VALUE! | #VALUE! | #VALUE! | #VALUE! | #VALUE! | #VALUE! | #VALUE! | #VALUE! | 0 | #REF! | #VALUE! | #VALUE! | #VALUE! | #VALUE! | #VALUE! | #VALUE! | #VALUE! | 0
|  |  |  | 0 | 51 | 0 |  |  | 1 | 1.0842e-19 | 0 | 1.0669e-18 | 1.0669e-18 | 1.0669e-18 | 0 | 0 |  |  |  |  | #VALUE! | #VALUE! | #VALUE! |  |  | #VALUE! | #VALUE! | #VALUE! | #VALUE! | #VALUE! | #VALUE! | #VALUE! | #VALUE! |  |  |  |  | #VALUE! | #VALUE! | #VALUE! |  |  | #VALUE! | #VALUE! | #VALUE! | #VALUE! | #VALUE! | #VALUE! | #VALUE! | #VALUE! |  |  |  |  | #VALUE! | #VALUE! | #VALUE! |  |  | #VALUE! | #VALUE! | #VALUE! | #VALUE! | #VALUE! | #VALUE! | #VALUE! | #VALUE! |  |  |  |  | #VALUE! | #VALUE! | #VALUE! |  |  | #VALUE! | #VALUE! | #VALUE! | #VALUE! | #VALUE! | #VALUE! | #VALUE! | #VALUE! |  |  |  |  | #VALUE! | #VALUE! | #VALUE! |  |  | #VALUE! | #VALUE! | #VALUE! | #VALUE! | #VALUE! | #VALUE! | #VALUE! | #VALUE! |  |  | #VALUE! | #VALUE! | #VALUE! | #VALUE! | #VALUE! |  |  | #VALUE! | #VALUE! | #VALUE! | #VALUE! | #VALUE! | #VALUE! | #VALUE! | #VALUE! |  |  | #VALUE! | #VALUE! | #VALUE! | #VALUE! | #VALUE! |  |  | #VALUE! | #VALUE! | #VALUE! | #VALUE! | #VALUE! | #VALUE! | #VALUE! | #VALUE! | 0 | #REF! | #VALUE! | #VALUE! | #VALUE! | #VALUE! | #VALUE! | #VALUE! | #VALUE! | 0
|  |  |  | 0 | 51 | 0 |  |  | 1 | 1.0842e-19 | 0 | 1.0669e-18 | 1.0669e-18 | 1.0669e-18 | 0 | 0 |  |  |  |  | #VALUE! | #VALUE! | #VALUE! |  |  | #VALUE! | #VALUE! | #VALUE! | #VALUE! | #VALUE! | #VALUE! | #VALUE! | #VALUE! |  |  |  |  | #VALUE! | #VALUE! | #VALUE! |  |  | #VALUE! | #VALUE! | #VALUE! | #VALUE! | #VALUE! | #VALUE! | #VALUE! | #VALUE! |  |  |  |  | #VALUE! | #VALUE! | #VALUE! |  |  | #VALUE! | #VALUE! | #VALUE! | #VALUE! | #VALUE! | #VALUE! | #VALUE! | #VALUE! |  |  |  |  | #VALUE! | #VALUE! | #VALUE! |  |  | #VALUE! | #VALUE! | #VALUE! | #VALUE! | #VALUE! | #VALUE! | #VALUE! | #VALUE! |  |  |  |  | #VALUE! | #VALUE! | #VALUE! |  |  | #VALUE! | #VALUE! | #VALUE! | #VALUE! | #VALUE! | #VALUE! | #VALUE! | #VALUE! |  |  | #VALUE! | #VALUE! | #VALUE! | #VALUE! | #VALUE! |  |  | #VALUE! | #VALUE! | #VALUE! | #VALUE! | #VALUE! | #VALUE! | #VALUE! | #VALUE! |  |  | #VALUE! | #VALUE! | #VALUE! | #VALUE! | #VALUE! |  |  | #VALUE! | #VALUE! | #VALUE! | #VALUE! | #VALUE! | #VALUE! | #VALUE! | #VALUE! | 0 | #REF! | #VALUE! | #VALUE! | #VALUE! | #VALUE! | #VALUE! | #VALUE! | #VALUE! | 0
|  |  |  | 0 | 51 | 0 |  |  | 1 | 1.0842e-19 | 0 | 1.0669e-18 | 1.0669e-18 | 1.0669e-18 | 0 | 0 |  |  |  |  | #VALUE! | #VALUE! | #VALUE! |  |  | #VALUE! | #VALUE! | #VALUE! | #VALUE! | #VALUE! | #VALUE! | #VALUE! | #VALUE! |  |  |  |  | #VALUE! | #VALUE! | #VALUE! |  |  | #VALUE! | #VALUE! | #VALUE! | #VALUE! | #VALUE! | #VALUE! | #VALUE! | #VALUE! |  |  |  |  | #VALUE! | #VALUE! | #VALUE! |  |  | #VALUE! | #VALUE! | #VALUE! | #VALUE! | #VALUE! | #VALUE! | #VALUE! | #VALUE! |  |  |  |  | #VALUE! | #VALUE! | #VALUE! |  |  | #VALUE! | #VALUE! | #VALUE! | #VALUE! | #VALUE! | #VALUE! | #VALUE! | #VALUE! |  |  |  |  | #VALUE! | #VALUE! | #VALUE! |  |  | #VALUE! | #VALUE! | #VALUE! | #VALUE! | #VALUE! | #VALUE! | #VALUE! | #VALUE! |  |  | #VALUE! | #VALUE! | #VALUE! | #VALUE! | #VALUE! |  |  | #VALUE! | #VALUE! | #VALUE! | #VALUE! | #VALUE! | #VALUE! | #VALUE! | #VALUE! |  |  | #VALUE! | #VALUE! | #VALUE! | #VALUE! | #VALUE! |  |  | #VALUE! | #VALUE! | #VALUE! | #VALUE! | #VALUE! | #VALUE! | #VALUE! | #VALUE! | 0 | #REF! | #VALUE! | #VALUE! | #VALUE! | #VALUE! | #VALUE! | #VALUE! | #VALUE! | 0
|  |  |  | 0 | 51 | 0 |  |  | 1 | 1.0842e-19 | 0 | 1.0669e-18 | 1.0669e-18 | 1.0669e-18 | 0 | 0 |  |  |  |  | #VALUE! | #VALUE! | #VALUE! |  |  | #VALUE! | #VALUE! | #VALUE! | #VALUE! | #VALUE! | #VALUE! | #VALUE! | #VALUE! |  |  |  |  | #VALUE! | #VALUE! | #VALUE! |  |  | #VALUE! | #VALUE! | #VALUE! | #VALUE! | #VALUE! | #VALUE! | #VALUE! | #VALUE! |  |  |  |  | #VALUE! | #VALUE! | #VALUE! |  |  | #VALUE! | #VALUE! | #VALUE! | #VALUE! | #VALUE! | #VALUE! | #VALUE! | #VALUE! |  |  |  |  | #VALUE! | #VALUE! | #VALUE! |  |  | #VALUE! | #VALUE! | #VALUE! | #VALUE! | #VALUE! | #VALUE! | #VALUE! | #VALUE! |  |  |  |  | #VALUE! | #VALUE! | #VALUE! |  |  | #VALUE! | #VALUE! | #VALUE! | #VALUE! | #VALUE! | #VALUE! | #VALUE! | #VALUE! |  |  | #VALUE! | #VALUE! | #VALUE! | #VALUE! | #VALUE! |  |  | #VALUE! | #VALUE! | #VALUE! | #VALUE! | #VALUE! | #VALUE! | #VALUE! | #VALUE! |  |  | #VALUE! | #VALUE! | #VALUE! | #VALUE! | #VALUE! |  |  | #VALUE! | #VALUE! | #VALUE! | #VALUE! | #VALUE! | #VALUE! | #VALUE! | #VALUE! | 0 | #REF! | #VALUE! | #VALUE! | #VALUE! | #VALUE! | #VALUE! | #VALUE! | #VALUE! | 0
|  |  |  | 0 | 51 | 0 |  |  | 1 | 1.0842e-19 | 0 | 1.0669e-18 | 1.0669e-18 | 1.0669e-18 | 0 | 0 |  |  |  |  | #VALUE! | #VALUE! | #VALUE! |  |  | #VALUE! | #VALUE! | #VALUE! | #VALUE! | #VALUE! | #VALUE! | #VALUE! | #VALUE! |  |  |  |  | #VALUE! | #VALUE! | #VALUE! |  |  | #VALUE! | #VALUE! | #VALUE! | #VALUE! | #VALUE! | #VALUE! | #VALUE! | #VALUE! |  |  |  |  | #VALUE! | #VALUE! | #VALUE! |  |  | #VALUE! | #VALUE! | #VALUE! | #VALUE! | #VALUE! | #VALUE! | #VALUE! | #VALUE! |  |  |  |  | #VALUE! | #VALUE! | #VALUE! |  |  | #VALUE! | #VALUE! | #VALUE! | #VALUE! | #VALUE! | #VALUE! | #VALUE! | #VALUE! |  |  |  |  | #VALUE! | #VALUE! | #VALUE! |  |  | #VALUE! | #VALUE! | #VALUE! | #VALUE! | #VALUE! | #VALUE! | #VALUE! | #VALUE! |  |  | #VALUE! | #VALUE! | #VALUE! | #VALUE! | #VALUE! |  |  | #VALUE! | #VALUE! | #VALUE! | #VALUE! | #VALUE! | #VALUE! | #VALUE! | #VALUE! |  |  | #VALUE! | #VALUE! | #VALUE! | #VALUE! | #VALUE! |  |  | #VALUE! | #VALUE! | #VALUE! | #VALUE! | #VALUE! | #VALUE! | #VALUE! | #VALUE! | 0 | #REF! | #VALUE! | #VALUE! | #VALUE! | #VALUE! | #VALUE! | #VALUE! | #VALUE! | 0
|  |  |  | 0 | 51 | 0 |  |  | 1 | 1.0842e-19 | 0 | 1.0669e-18 | 1.0669e-18 | 1.0669e-18 | 0 | 0 |  |  |  |  | #VALUE! | #VALUE! | #VALUE! |  |  | #VALUE! | #VALUE! | #VALUE! | #VALUE! | #VALUE! | #VALUE! | #VALUE! | #VALUE! |  |  |  |  | #VALUE! | #VALUE! | #VALUE! |  |  | #VALUE! | #VALUE! | #VALUE! | #VALUE! | #VALUE! | #VALUE! | #VALUE! | #VALUE! |  |  |  |  | #VALUE! | #VALUE! | #VALUE! |  |  | #VALUE! | #VALUE! | #VALUE! | #VALUE! | #VALUE! | #VALUE! | #VALUE! | #VALUE! |  |  |  |  | #VALUE! | #VALUE! | #VALUE! |  |  | #VALUE! | #VALUE! | #VALUE! | #VALUE! | #VALUE! | #VALUE! | #VALUE! | #VALUE! |  |  |  |  | #VALUE! | #VALUE! | #VALUE! |  |  | #VALUE! | #VALUE! | #VALUE! | #VALUE! | #VALUE! | #VALUE! | #VALUE! | #VALUE! |  |  | #VALUE! | #VALUE! | #VALUE! | #VALUE! | #VALUE! |  |  | #VALUE! | #VALUE! | #VALUE! | #VALUE! | #VALUE! | #VALUE! | #VALUE! | #VALUE! |  |  | #VALUE! | #VALUE! | #VALUE! | #VALUE! | #VALUE! |  |  | #VALUE! | #VALUE! | #VALUE! | #VALUE! | #VALUE! | #VALUE! | #VALUE! | #VALUE! | 0 | #REF! | #VALUE! | #VALUE! | #VALUE! | #VALUE! | #VALUE! | #VALUE! | #VALUE! | 0
|  |  |  | 0 | 51 | 0 |  |  | 1 | 1.0842e-19 | 0 | 1.0669e-18 | 1.0669e-18 | 1.0669e-18 | 0 | 0 |  |  |  |  | #VALUE! | #VALUE! | #VALUE! |  |  | #VALUE! | #VALUE! | #VALUE! | #VALUE! | #VALUE! | #VALUE! | #VALUE! | #VALUE! |  |  |  |  | #VALUE! | #VALUE! | #VALUE! |  |  | #VALUE! | #VALUE! | #VALUE! | #VALUE! | #VALUE! | #VALUE! | #VALUE! | #VALUE! |  |  |  |  | #VALUE! | #VALUE! | #VALUE! |  |  | #VALUE! | #VALUE! | #VALUE! | #VALUE! | #VALUE! | #VALUE! | #VALUE! | #VALUE! |  |  |  |  | #VALUE! | #VALUE! | #VALUE! |  |  | #VALUE! | #VALUE! | #VALUE! | #VALUE! | #VALUE! | #VALUE! | #VALUE! | #VALUE! |  |  |  |  | #VALUE! | #VALUE! | #VALUE! |  |  | #VALUE! | #VALUE! | #VALUE! | #VALUE! | #VALUE! | #VALUE! | #VALUE! | #VALUE! |  |  | #VALUE! | #VALUE! | #VALUE! | #VALUE! | #VALUE! |  |  | #VALUE! | #VALUE! | #VALUE! | #VALUE! | #VALUE! | #VALUE! | #VALUE! | #VALUE! |  |  | #VALUE! | #VALUE! | #VALUE! | #VALUE! | #VALUE! |  |  | #VALUE! | #VALUE! | #VALUE! | #VALUE! | #VALUE! | #VALUE! | #VALUE! | #VALUE! | 0 | #REF! | #VALUE! | #VALUE! | #VALUE! | #VALUE! | #VALUE! | #VALUE! | #VALUE! | 0
|  |  |  | 0 | 51 | 0 |  |  | 1 | 1.0842e-19 | 0 | 1.0669e-18 | 1.0669e-18 | 1.0669e-18 | 0 | 0 |  |  |  |  | #VALUE! | #VALUE! | #VALUE! |  |  | #VALUE! | #VALUE! | #VALUE! | #VALUE! | #VALUE! | #VALUE! | #VALUE! | #VALUE! |  |  |  |  | #VALUE! | #VALUE! | #VALUE! |  |  | #VALUE! | #VALUE! | #VALUE! | #VALUE! | #VALUE! | #VALUE! | #VALUE! | #VALUE! |  |  |  |  | #VALUE! | #VALUE! | #VALUE! |  |  | #VALUE! | #VALUE! | #VALUE! | #VALUE! | #VALUE! | #VALUE! | #VALUE! | #VALUE! |  |  |  |  | #VALUE! | #VALUE! | #VALUE! |  |  | #VALUE! | #VALUE! | #VALUE! | #VALUE! | #VALUE! | #VALUE! | #VALUE! | #VALUE! |  |  |  |  | #VALUE! | #VALUE! | #VALUE! |  |  | #VALUE! | #VALUE! | #VALUE! | #VALUE! | #VALUE! | #VALUE! | #VALUE! | #VALUE! |  |  | #VALUE! | #VALUE! | #VALUE! | #VALUE! | #VALUE! |  |  | #VALUE! | #VALUE! | #VALUE! | #VALUE! | #VALUE! | #VALUE! | #VALUE! | #VALUE! |  |  | #VALUE! | #VALUE! | #VALUE! | #VALUE! | #VALUE! |  |  | #VALUE! | #VALUE! | #VALUE! | #VALUE! | #VALUE! | #VALUE! | #VALUE! | #VALUE! | 0 | #REF! | #VALUE! | #VALUE! | #VALUE! | #VALUE! | #VALUE! | #VALUE! | #VALUE! | 0
|  |  |  | 0 | 51 | 0 |  |  | 1 | 1.0842e-19 | 0 | 1.0669e-18 | 1.0669e-18 | 1.0669e-18 | 0 | 0 |  |  |  |  | #VALUE! | #VALUE! | #VALUE! |  |  | #VALUE! | #VALUE! | #VALUE! | #VALUE! | #VALUE! | #VALUE! | #VALUE! | #VALUE! |  |  |  |  | #VALUE! | #VALUE! | #VALUE! |  |  | #VALUE! | #VALUE! | #VALUE! | #VALUE! | #VALUE! | #VALUE! | #VALUE! | #VALUE! |  |  |  |  | #VALUE! | #VALUE! | #VALUE! |  |  | #VALUE! | #VALUE! | #VALUE! | #VALUE! | #VALUE! | #VALUE! | #VALUE! | #VALUE! |  |  |  |  | #VALUE! | #VALUE! | #VALUE! |  |  | #VALUE! | #VALUE! | #VALUE! | #VALUE! | #VALUE! | #VALUE! | #VALUE! | #VALUE! |  |  |  |  | #VALUE! | #VALUE! | #VALUE! |  |  | #VALUE! | #VALUE! | #VALUE! | #VALUE! | #VALUE! | #VALUE! | #VALUE! | #VALUE! |  |  | #VALUE! | #VALUE! | #VALUE! | #VALUE! | #VALUE! |  |  | #VALUE! | #VALUE! | #VALUE! | #VALUE! | #VALUE! | #VALUE! | #VALUE! | #VALUE! |  |  | #VALUE! | #VALUE! | #VALUE! | #VALUE! | #VALUE! |  |  | #VALUE! | #VALUE! | #VALUE! | #VALUE! | #VALUE! | #VALUE! | #VALUE! | #VALUE! | 0 | #REF! | #VALUE! | #VALUE! | #VALUE! | #VALUE! | #VALUE! | #VALUE! | #VALUE! | 0
|  |  |  | 0 | 51 | 0 |  |  | 1 | 1.0842e-19 | 0 | 1.0669e-18 | 1.0669e-18 | 1.0669e-18 | 0 | 0 |  |  |  |  | #VALUE! | #VALUE! | #VALUE! |  |  | #VALUE! | #VALUE! | #VALUE! | #VALUE! | #VALUE! | #VALUE! | #VALUE! | #VALUE! |  |  |  |  | #VALUE! | #VALUE! | #VALUE! |  |  | #VALUE! | #VALUE! | #VALUE! | #VALUE! | #VALUE! | #VALUE! | #VALUE! | #VALUE! |  |  |  |  | #VALUE! | #VALUE! | #VALUE! |  |  | #VALUE! | #VALUE! | #VALUE! | #VALUE! | #VALUE! | #VALUE! | #VALUE! | #VALUE! |  |  |  |  | #VALUE! | #VALUE! | #VALUE! |  |  | #VALUE! | #VALUE! | #VALUE! | #VALUE! | #VALUE! | #VALUE! | #VALUE! | #VALUE! |  |  |  |  | #VALUE! | #VALUE! | #VALUE! |  |  | #VALUE! | #VALUE! | #VALUE! | #VALUE! | #VALUE! | #VALUE! | #VALUE! | #VALUE! |  |  | #VALUE! | #VALUE! | #VALUE! | #VALUE! | #VALUE! |  |  | #VALUE! | #VALUE! | #VALUE! | #VALUE! | #VALUE! | #VALUE! | #VALUE! | #VALUE! |  |  | #VALUE! | #VALUE! | #VALUE! | #VALUE! | #VALUE! |  |  | #VALUE! | #VALUE! | #VALUE! | #VALUE! | #VALUE! | #VALUE! | #VALUE! | #VALUE! | 0 | #REF! | #VALUE! | #VALUE! | #VALUE! | #VALUE! | #VALUE! | #VALUE! | #VALUE! | 0
|  |  |  | 0 | 51 | 0 |  |  | 1 | 1.0842e-19 | 0 | 1.0669e-18 | 1.0669e-18 | 1.0669e-18 | 0 | 0 |  |  |  |  | #VALUE! | #VALUE! | #VALUE! |  |  | #VALUE! | #VALUE! | #VALUE! | #VALUE! | #VALUE! | #VALUE! | #VALUE! | #VALUE! |  |  |  |  | #VALUE! | #VALUE! | #VALUE! |  |  | #VALUE! | #VALUE! | #VALUE! | #VALUE! | #VALUE! | #VALUE! | #VALUE! | #VALUE! |  |  |  |  | #VALUE! | #VALUE! | #VALUE! |  |  | #VALUE! | #VALUE! | #VALUE! | #VALUE! | #VALUE! | #VALUE! | #VALUE! | #VALUE! |  |  |  |  | #VALUE! | #VALUE! | #VALUE! |  |  | #VALUE! | #VALUE! | #VALUE! | #VALUE! | #VALUE! | #VALUE! | #VALUE! | #VALUE! |  |  |  |  | #VALUE! | #VALUE! | #VALUE! |  |  | #VALUE! | #VALUE! | #VALUE! | #VALUE! | #VALUE! | #VALUE! | #VALUE! | #VALUE! |  |  | #VALUE! | #VALUE! | #VALUE! | #VALUE! | #VALUE! |  |  | #VALUE! | #VALUE! | #VALUE! | #VALUE! | #VALUE! | #VALUE! | #VALUE! | #VALUE! |  |  | #VALUE! | #VALUE! | #VALUE! | #VALUE! | #VALUE! |  |  | #VALUE! | #VALUE! | #VALUE! | #VALUE! | #VALUE! | #VALUE! | #VALUE! | #VALUE! | 0 | #REF! | #VALUE! | #VALUE! | #VALUE! | #VALUE! | #VALUE! | #VALUE! | #VALUE! | 0
|  |  |  | 0 | 51 | 0 |  |  | 1 | 1.0842e-19 | 0 | 1.0669e-18 | 1.0669e-18 | 1.0669e-18 | 0 | 0 |  |  |  |  | #VALUE! | #VALUE! | #VALUE! |  |  | #VALUE! | #VALUE! | #VALUE! | #VALUE! | #VALUE! | #VALUE! | #VALUE! | #VALUE! |  |  |  |  | #VALUE! | #VALUE! | #VALUE! |  |  | #VALUE! | #VALUE! | #VALUE! | #VALUE! | #VALUE! | #VALUE! | #VALUE! | #VALUE! |  |  |  |  | #VALUE! | #VALUE! | #VALUE! |  |  | #VALUE! | #VALUE! | #VALUE! | #VALUE! | #VALUE! | #VALUE! | #VALUE! | #VALUE! |  |  |  |  | #VALUE! | #VALUE! | #VALUE! |  |  | #VALUE! | #VALUE! | #VALUE! | #VALUE! | #VALUE! | #VALUE! | #VALUE! | #VALUE! |  |  |  |  | #VALUE! | #VALUE! | #VALUE! |  |  | #VALUE! | #VALUE! | #VALUE! | #VALUE! | #VALUE! | #VALUE! | #VALUE! | #VALUE! |  |  | #VALUE! | #VALUE! | #VALUE! | #VALUE! | #VALUE! |  |  | #VALUE! | #VALUE! | #VALUE! | #VALUE! | #VALUE! | #VALUE! | #VALUE! | #VALUE! |  |  | #VALUE! | #VALUE! | #VALUE! | #VALUE! | #VALUE! |  |  | #VALUE! | #VALUE! | #VALUE! | #VALUE! | #VALUE! | #VALUE! | #VALUE! | #VALUE! | 0 | #REF! | #VALUE! | #VALUE! | #VALUE! | #VALUE! | #VALUE! | #VALUE! | #VALUE! | 0
|  |  |  | 0 | 51 | 0 |  |  | 1 | 1.0842e-19 | 0 | 1.0669e-18 | 1.0669e-18 | 1.0669e-18 | 0 | 0 |  |  |  |  | #VALUE! | #VALUE! | #VALUE! |  |  | #VALUE! | #VALUE! | #VALUE! | #VALUE! | #VALUE! | #VALUE! | #VALUE! | #VALUE! |  |  |  |  | #VALUE! | #VALUE! | #VALUE! |  |  | #VALUE! | #VALUE! | #VALUE! | #VALUE! | #VALUE! | #VALUE! | #VALUE! | #VALUE! |  |  |  |  | #VALUE! | #VALUE! | #VALUE! |  |  | #VALUE! | #VALUE! | #VALUE! | #VALUE! | #VALUE! | #VALUE! | #VALUE! | #VALUE! |  |  |  |  | #VALUE! | #VALUE! | #VALUE! |  |  | #VALUE! | #VALUE! | #VALUE! | #VALUE! | #VALUE! | #VALUE! | #VALUE! | #VALUE! |  |  |  |  | #VALUE! | #VALUE! | #VALUE! |  |  | #VALUE! | #VALUE! | #VALUE! | #VALUE! | #VALUE! | #VALUE! | #VALUE! | #VALUE! |  |  | #VALUE! | #VALUE! | #VALUE! | #VALUE! | #VALUE! |  |  | #VALUE! | #VALUE! | #VALUE! | #VALUE! | #VALUE! | #VALUE! | #VALUE! | #VALUE! |  |  | #VALUE! | #VALUE! | #VALUE! | #VALUE! | #VALUE! |  |  | #VALUE! | #VALUE! | #VALUE! | #VALUE! | #VALUE! | #VALUE! | #VALUE! | #VALUE! | 0 | #REF! | #VALUE! | #VALUE! | #VALUE! | #VALUE! | #VALUE! | #VALUE! | #VALUE! | 0
|  |  |  | 0 | 51 | 0 |  |  | 1 | 1.0842e-19 | 0 | 1.0669e-18 | 1.0669e-18 | 1.0669e-18 | 0 | 0 |  |  |  |  | #VALUE! | #VALUE! | #VALUE! |  |  | #VALUE! | #VALUE! | #VALUE! | #VALUE! | #VALUE! | #VALUE! | #VALUE! | #VALUE! |  |  |  |  | #VALUE! | #VALUE! | #VALUE! |  |  | #VALUE! | #VALUE! | #VALUE! | #VALUE! | #VALUE! | #VALUE! | #VALUE! | #VALUE! |  |  |  |  | #VALUE! | #VALUE! | #VALUE! |  |  | #VALUE! | #VALUE! | #VALUE! | #VALUE! | #VALUE! | #VALUE! | #VALUE! | #VALUE! |  |  |  |  | #VALUE! | #VALUE! | #VALUE! |  |  | #VALUE! | #VALUE! | #VALUE! | #VALUE! | #VALUE! | #VALUE! | #VALUE! | #VALUE! |  |  |  |  | #VALUE! | #VALUE! | #VALUE! |  |  | #VALUE! | #VALUE! | #VALUE! | #VALUE! | #VALUE! | #VALUE! | #VALUE! | #VALUE! |  |  | #VALUE! | #VALUE! | #VALUE! | #VALUE! | #VALUE! |  |  | #VALUE! | #VALUE! | #VALUE! | #VALUE! | #VALUE! | #VALUE! | #VALUE! | #VALUE! |  |  | #VALUE! | #VALUE! | #VALUE! | #VALUE! | #VALUE! |  |  | #VALUE! | #VALUE! | #VALUE! | #VALUE! | #VALUE! | #VALUE! | #VALUE! | #VALUE! | 0 | #REF! | #VALUE! | #VALUE! | #VALUE! | #VALUE! | #VALUE! | #VALUE! | #VALUE! | 0
|  |  |  | 0 | 51 | 0 |  |  | 1 | 1.0842e-19 | 0 | 1.0669e-18 | 1.0669e-18 | 1.0669e-18 | 0 | 0 |  |  |  |  | #VALUE! | #VALUE! | #VALUE! |  |  | #VALUE! | #VALUE! | #VALUE! | #VALUE! | #VALUE! | #VALUE! | #VALUE! | #VALUE! |  |  |  |  | #VALUE! | #VALUE! | #VALUE! |  |  | #VALUE! | #VALUE! | #VALUE! | #VALUE! | #VALUE! | #VALUE! | #VALUE! | #VALUE! |  |  |  |  | #VALUE! | #VALUE! | #VALUE! |  |  | #VALUE! | #VALUE! | #VALUE! | #VALUE! | #VALUE! | #VALUE! | #VALUE! | #VALUE! |  |  |  |  | #VALUE! | #VALUE! | #VALUE! |  |  | #VALUE! | #VALUE! | #VALUE! | #VALUE! | #VALUE! | #VALUE! | #VALUE! | #VALUE! |  |  |  |  | #VALUE! | #VALUE! | #VALUE! |  |  | #VALUE! | #VALUE! | #VALUE! | #VALUE! | #VALUE! | #VALUE! | #VALUE! | #VALUE! |  |  | #VALUE! | #VALUE! | #VALUE! | #VALUE! | #VALUE! |  |  | #VALUE! | #VALUE! | #VALUE! | #VALUE! | #VALUE! | #VALUE! | #VALUE! | #VALUE! |  |  | #VALUE! | #VALUE! | #VALUE! | #VALUE! | #VALUE! |  |  | #VALUE! | #VALUE! | #VALUE! | #VALUE! | #VALUE! | #VALUE! | #VALUE! | #VALUE! | 0 | #REF! | #VALUE! | #VALUE! | #VALUE! | #VALUE! | #VALUE! | #VALUE! | #VALUE! | 0
|  |  |  | 0 | 51 | 0 |  |  | 1 | 1.0842e-19 | 0 | 1.0669e-18 | 1.0669e-18 | 1.0669e-18 | 0 | 0 |  |  |  |  | #VALUE! | #VALUE! | #VALUE! |  |  | #VALUE! | #VALUE! | #VALUE! | #VALUE! | #VALUE! | #VALUE! | #VALUE! | #VALUE! |  |  |  |  | #VALUE! | #VALUE! | #VALUE! |  |  | #VALUE! | #VALUE! | #VALUE! | #VALUE! | #VALUE! | #VALUE! | #VALUE! | #VALUE! |  |  |  |  | #VALUE! | #VALUE! | #VALUE! |  |  | #VALUE! | #VALUE! | #VALUE! | #VALUE! | #VALUE! | #VALUE! | #VALUE! | #VALUE! |  |  |  |  | #VALUE! | #VALUE! | #VALUE! |  |  | #VALUE! | #VALUE! | #VALUE! | #VALUE! | #VALUE! | #VALUE! | #VALUE! | #VALUE! |  |  |  |  | #VALUE! | #VALUE! | #VALUE! |  |  | #VALUE! | #VALUE! | #VALUE! | #VALUE! | #VALUE! | #VALUE! | #VALUE! | #VALUE! |  |  | #VALUE! | #VALUE! | #VALUE! | #VALUE! | #VALUE! |  |  | #VALUE! | #VALUE! | #VALUE! | #VALUE! | #VALUE! | #VALUE! | #VALUE! | #VALUE! |  |  | #VALUE! | #VALUE! | #VALUE! | #VALUE! | #VALUE! |  |  | #VALUE! | #VALUE! | #VALUE! | #VALUE! | #VALUE! | #VALUE! | #VALUE! | #VALUE! | 0 | #REF! | #VALUE! | #VALUE! | #VALUE! | #VALUE! | #VALUE! | #VALUE! | #VALUE! | 0
|  |  |  | 0 | 51 | 0 |  |  | 1 | 1.0842e-19 | 0 | 1.0669e-18 | 1.0669e-18 | 1.0669e-18 | 0 | 0 |  |  |  |  | #VALUE! | #VALUE! | #VALUE! |  |  | #VALUE! | #VALUE! | #VALUE! | #VALUE! | #VALUE! | #VALUE! | #VALUE! | #VALUE! |  |  |  |  | #VALUE! | #VALUE! | #VALUE! |  |  | #VALUE! | #VALUE! | #VALUE! | #VALUE! | #VALUE! | #VALUE! | #VALUE! | #VALUE! |  |  |  |  | #VALUE! | #VALUE! | #VALUE! |  |  | #VALUE! | #VALUE! | #VALUE! | #VALUE! | #VALUE! | #VALUE! | #VALUE! | #VALUE! |  |  |  |  | #VALUE! | #VALUE! | #VALUE! |  |  | #VALUE! | #VALUE! | #VALUE! | #VALUE! | #VALUE! | #VALUE! | #VALUE! | #VALUE! |  |  |  |  | #VALUE! | #VALUE! | #VALUE! |  |  | #VALUE! | #VALUE! | #VALUE! | #VALUE! | #VALUE! | #VALUE! | #VALUE! | #VALUE! |  |  | #VALUE! | #VALUE! | #VALUE! | #VALUE! | #VALUE! |  |  | #VALUE! | #VALUE! | #VALUE! | #VALUE! | #VALUE! | #VALUE! | #VALUE! | #VALUE! |  |  | #VALUE! | #VALUE! | #VALUE! | #VALUE! | #VALUE! |  |  | #VALUE! | #VALUE! | #VALUE! | #VALUE! | #VALUE! | #VALUE! | #VALUE! | #VALUE! | 0 | #REF! | #VALUE! | #VALUE! | #VALUE! | #VALUE! | #VALUE! | #VALUE! | #VALUE! | 0
|  |  |  | 0 | 51 | 0 |  |  | 1 | 1.0842e-19 | 0 | 1.0669e-18 | 1.0669e-18 | 1.0669e-18 | 0 | 0 |  |  |  |  | #VALUE! | #VALUE! | #VALUE! |  |  | #VALUE! | #VALUE! | #VALUE! | #VALUE! | #VALUE! | #VALUE! | #VALUE! | #VALUE! |  |  |  |  | #VALUE! | #VALUE! | #VALUE! |  |  | #VALUE! | #VALUE! | #VALUE! | #VALUE! | #VALUE! | #VALUE! | #VALUE! | #VALUE! |  |  |  |  | #VALUE! | #VALUE! | #VALUE! |  |  | #VALUE! | #VALUE! | #VALUE! | #VALUE! | #VALUE! | #VALUE! | #VALUE! | #VALUE! |  |  |  |  | #VALUE! | #VALUE! | #VALUE! |  |  | #VALUE! | #VALUE! | #VALUE! | #VALUE! | #VALUE! | #VALUE! | #VALUE! | #VALUE! |  |  |  |  | #VALUE! | #VALUE! | #VALUE! |  |  | #VALUE! | #VALUE! | #VALUE! | #VALUE! | #VALUE! | #VALUE! | #VALUE! | #VALUE! |  |  | #VALUE! | #VALUE! | #VALUE! | #VALUE! | #VALUE! |  |  | #VALUE! | #VALUE! | #VALUE! | #VALUE! | #VALUE! | #VALUE! | #VALUE! | #VALUE! |  |  | #VALUE! | #VALUE! | #VALUE! | #VALUE! | #VALUE! |  |  | #VALUE! | #VALUE! | #VALUE! | #VALUE! | #VALUE! | #VALUE! | #VALUE! | #VALUE! | 0 | #REF! | #VALUE! | #VALUE! | #VALUE! | #VALUE! | #VALUE! | #VALUE! | #VALUE! | 0
|  |  |  | 0 | 51 | 0 |  |  | 1 | 1.0842e-19 | 0 | 1.0669e-18 | 1.0669e-18 | 1.0669e-18 | 0 | 0 |  |  |  |  | #VALUE! | #VALUE! | #VALUE! |  |  | #VALUE! | #VALUE! | #VALUE! | #VALUE! | #VALUE! | #VALUE! | #VALUE! | #VALUE! |  |  |  |  | #VALUE! | #VALUE! | #VALUE! |  |  | #VALUE! | #VALUE! | #VALUE! | #VALUE! | #VALUE! | #VALUE! | #VALUE! | #VALUE! |  |  |  |  | #VALUE! | #VALUE! | #VALUE! |  |  | #VALUE! | #VALUE! | #VALUE! | #VALUE! | #VALUE! | #VALUE! | #VALUE! | #VALUE! |  |  |  |  | #VALUE! | #VALUE! | #VALUE! |  |  | #VALUE! | #VALUE! | #VALUE! | #VALUE! | #VALUE! | #VALUE! | #VALUE! | #VALUE! |  |  |  |  | #VALUE! | #VALUE! | #VALUE! |  |  | #VALUE! | #VALUE! | #VALUE! | #VALUE! | #VALUE! | #VALUE! | #VALUE! | #VALUE! |  |  | #VALUE! | #VALUE! | #VALUE! | #VALUE! | #VALUE! |  |  | #VALUE! | #VALUE! | #VALUE! | #VALUE! | #VALUE! | #VALUE! | #VALUE! | #VALUE! |  |  | #VALUE! | #VALUE! | #VALUE! | #VALUE! | #VALUE! |  |  | #VALUE! | #VALUE! | #VALUE! | #VALUE! | #VALUE! | #VALUE! | #VALUE! | #VALUE! | 0 | #REF! | #VALUE! | #VALUE! | #VALUE! | #VALUE! | #VALUE! | #VALUE! | #VALUE! | 0
|  |  |  | 0 | 51 | 0 |  |  | 1 | 1.0842e-19 | 0 | 1.0669e-18 | 1.0669e-18 | 1.0669e-18 | 0 | 0 |  |  |  |  | #VALUE! | #VALUE! | #VALUE! |  |  | #VALUE! | #VALUE! | #VALUE! | #VALUE! | #VALUE! | #VALUE! | #VALUE! | #VALUE! |  |  |  |  | #VALUE! | #VALUE! | #VALUE! |  |  | #VALUE! | #VALUE! | #VALUE! | #VALUE! | #VALUE! | #VALUE! | #VALUE! | #VALUE! |  |  |  |  | #VALUE! | #VALUE! | #VALUE! |  |  | #VALUE! | #VALUE! | #VALUE! | #VALUE! | #VALUE! | #VALUE! | #VALUE! | #VALUE! |  |  |  |  | #VALUE! | #VALUE! | #VALUE! |  |  | #VALUE! | #VALUE! | #VALUE! | #VALUE! | #VALUE! | #VALUE! | #VALUE! | #VALUE! |  |  |  |  | #VALUE! | #VALUE! | #VALUE! |  |  | #VALUE! | #VALUE! | #VALUE! | #VALUE! | #VALUE! | #VALUE! | #VALUE! | #VALUE! |  |  | #VALUE! | #VALUE! | #VALUE! | #VALUE! | #VALUE! |  |  | #VALUE! | #VALUE! | #VALUE! | #VALUE! | #VALUE! | #VALUE! | #VALUE! | #VALUE! |  |  | #VALUE! | #VALUE! | #VALUE! | #VALUE! | #VALUE! |  |  | #VALUE! | #VALUE! | #VALUE! | #VALUE! | #VALUE! | #VALUE! | #VALUE! | #VALUE! | 0 | #REF! | #VALUE! | #VALUE! | #VALUE! | #VALUE! | #VALUE! | #VALUE! | #VALUE! | 0
|  |  |  | 0 | 51 | 0 |  |  | 1 | 1.0842e-19 | 0 | 1.0669e-18 | 1.0669e-18 | 1.0669e-18 | 0 | 0 |  |  |  |  | #VALUE! | #VALUE! | #VALUE! |  |  | #VALUE! | #VALUE! | #VALUE! | #VALUE! | #VALUE! | #VALUE! | #VALUE! | #VALUE! |  |  |  |  | #VALUE! | #VALUE! | #VALUE! |  |  | #VALUE! | #VALUE! | #VALUE! | #VALUE! | #VALUE! | #VALUE! | #VALUE! | #VALUE! |  |  |  |  | #VALUE! | #VALUE! | #VALUE! |  |  | #VALUE! | #VALUE! | #VALUE! | #VALUE! | #VALUE! | #VALUE! | #VALUE! | #VALUE! |  |  |  |  | #VALUE! | #VALUE! | #VALUE! |  |  | #VALUE! | #VALUE! | #VALUE! | #VALUE! | #VALUE! | #VALUE! | #VALUE! | #VALUE! |  |  |  |  | #VALUE! | #VALUE! | #VALUE! |  |  | #VALUE! | #VALUE! | #VALUE! | #VALUE! | #VALUE! | #VALUE! | #VALUE! | #VALUE! |  |  | #VALUE! | #VALUE! | #VALUE! | #VALUE! | #VALUE! |  |  | #VALUE! | #VALUE! | #VALUE! | #VALUE! | #VALUE! | #VALUE! | #VALUE! | #VALUE! |  |  | #VALUE! | #VALUE! | #VALUE! | #VALUE! | #VALUE! |  |  | #VALUE! | #VALUE! | #VALUE! | #VALUE! | #VALUE! | #VALUE! | #VALUE! | #VALUE! | 0 | #REF! | #VALUE! | #VALUE! | #VALUE! | #VALUE! | #VALUE! | #VALUE! | #VALUE! | 0
|  |  |  | 0 | 51 | 0 |  |  | 1 | 1.0842e-19 | 0 | 1.0669e-18 | 1.0669e-18 | 1.0669e-18 | 0 | 0 |  |  |  |  | #VALUE! | #VALUE! | #VALUE! |  |  | #VALUE! | #VALUE! | #VALUE! | #VALUE! | #VALUE! | #VALUE! | #VALUE! | #VALUE! |  |  |  |  | #VALUE! | #VALUE! | #VALUE! |  |  | #VALUE! | #VALUE! | #VALUE! | #VALUE! | #VALUE! | #VALUE! | #VALUE! | #VALUE! |  |  |  |  | #VALUE! | #VALUE! | #VALUE! |  |  | #VALUE! | #VALUE! | #VALUE! | #VALUE! | #VALUE! | #VALUE! | #VALUE! | #VALUE! |  |  |  |  | #VALUE! | #VALUE! | #VALUE! |  |  | #VALUE! | #VALUE! | #VALUE! | #VALUE! | #VALUE! | #VALUE! | #VALUE! | #VALUE! |  |  |  |  | #VALUE! | #VALUE! | #VALUE! |  |  | #VALUE! | #VALUE! | #VALUE! | #VALUE! | #VALUE! | #VALUE! | #VALUE! | #VALUE! |  |  | #VALUE! | #VALUE! | #VALUE! | #VALUE! | #VALUE! |  |  | #VALUE! | #VALUE! | #VALUE! | #VALUE! | #VALUE! | #VALUE! | #VALUE! | #VALUE! |  |  | #VALUE! | #VALUE! | #VALUE! | #VALUE! | #VALUE! |  |  | #VALUE! | #VALUE! | #VALUE! | #VALUE! | #VALUE! | #VALUE! | #VALUE! | #VALUE! | 0 | #REF! | #VALUE! | #VALUE! | #VALUE! | #VALUE! | #VALUE! | #VALUE! | #VALUE! | 0
|  |  |  | 0 | 51 | 0 |  |  | 1 | 1.0842e-19 | 0 | 1.0669e-18 | 1.0669e-18 | 1.0669e-18 | 0 | 0 |  |  |  |  | #VALUE! | #VALUE! | #VALUE! |  |  | #VALUE! | #VALUE! | #VALUE! | #VALUE! | #VALUE! | #VALUE! | #VALUE! | #VALUE! |  |  |  |  | #VALUE! | #VALUE! | #VALUE! |  |  | #VALUE! | #VALUE! | #VALUE! | #VALUE! | #VALUE! | #VALUE! | #VALUE! | #VALUE! |  |  |  |  | #VALUE! | #VALUE! | #VALUE! |  |  | #VALUE! | #VALUE! | #VALUE! | #VALUE! | #VALUE! | #VALUE! | #VALUE! | #VALUE! |  |  |  |  | #VALUE! | #VALUE! | #VALUE! |  |  | #VALUE! | #VALUE! | #VALUE! | #VALUE! | #VALUE! | #VALUE! | #VALUE! | #VALUE! |  |  |  |  | #VALUE! | #VALUE! | #VALUE! |  |  | #VALUE! | #VALUE! | #VALUE! | #VALUE! | #VALUE! | #VALUE! | #VALUE! | #VALUE! |  |  | #VALUE! | #VALUE! | #VALUE! | #VALUE! | #VALUE! |  |  | #VALUE! | #VALUE! | #VALUE! | #VALUE! | #VALUE! | #VALUE! | #VALUE! | #VALUE! |  |  | #VALUE! | #VALUE! | #VALUE! | #VALUE! | #VALUE! |  |  | #VALUE! | #VALUE! | #VALUE! | #VALUE! | #VALUE! | #VALUE! | #VALUE! | #VALUE! | 0 | #REF! | #VALUE! | #VALUE! | #VALUE! | #VALUE! | #VALUE! | #VALUE! | #VALUE! | 0
|  |  |  | 0 | 51 | 0 |  |  | 1 | 1.0842e-19 | 0 | 1.0669e-18 | 1.0669e-18 | 1.0669e-18 | 0 | 0 |  |  |  |  | #VALUE! | #VALUE! | #VALUE! |  |  | #VALUE! | #VALUE! | #VALUE! | #VALUE! | #VALUE! | #VALUE! | #VALUE! | #VALUE! |  |  |  |  | #VALUE! | #VALUE! | #VALUE! |  |  | #VALUE! | #VALUE! | #VALUE! | #VALUE! | #VALUE! | #VALUE! | #VALUE! | #VALUE! |  |  |  |  | #VALUE! | #VALUE! | #VALUE! |  |  | #VALUE! | #VALUE! | #VALUE! | #VALUE! | #VALUE! | #VALUE! | #VALUE! | #VALUE! |  |  |  |  | #VALUE! | #VALUE! | #VALUE! |  |  | #VALUE! | #VALUE! | #VALUE! | #VALUE! | #VALUE! | #VALUE! | #VALUE! | #VALUE! |  |  |  |  | #VALUE! | #VALUE! | #VALUE! |  |  | #VALUE! | #VALUE! | #VALUE! | #VALUE! | #VALUE! | #VALUE! | #VALUE! | #VALUE! |  |  | #VALUE! | #VALUE! | #VALUE! | #VALUE! | #VALUE! |  |  | #VALUE! | #VALUE! | #VALUE! | #VALUE! | #VALUE! | #VALUE! | #VALUE! | #VALUE! |  |  | #VALUE! | #VALUE! | #VALUE! | #VALUE! | #VALUE! |  |  | #VALUE! | #VALUE! | #VALUE! | #VALUE! | #VALUE! | #VALUE! | #VALUE! | #VALUE! | 0 | #REF! | #VALUE! | #VALUE! | #VALUE! | #VALUE! | #VALUE! | #VALUE! | #VALUE! | 0
|  |  |  | 0 | 51 | 0 |  |  | 1 | 1.0842e-19 | 0 | 1.0669e-18 | 1.0669e-18 | 1.0669e-18 | 0 | 0 |  |  |  |  | #VALUE! | #VALUE! | #VALUE! |  |  | #VALUE! | #VALUE! | #VALUE! | #VALUE! | #VALUE! | #VALUE! | #VALUE! | #VALUE! |  |  |  |  | #VALUE! | #VALUE! | #VALUE! |  |  | #VALUE! | #VALUE! | #VALUE! | #VALUE! | #VALUE! | #VALUE! | #VALUE! | #VALUE! |  |  |  |  | #VALUE! | #VALUE! | #VALUE! |  |  | #VALUE! | #VALUE! | #VALUE! | #VALUE! | #VALUE! | #VALUE! | #VALUE! | #VALUE! |  |  |  |  | #VALUE! | #VALUE! | #VALUE! |  |  | #VALUE! | #VALUE! | #VALUE! | #VALUE! | #VALUE! | #VALUE! | #VALUE! | #VALUE! |  |  |  |  | #VALUE! | #VALUE! | #VALUE! |  |  | #VALUE! | #VALUE! | #VALUE! | #VALUE! | #VALUE! | #VALUE! | #VALUE! | #VALUE! |  |  | #VALUE! | #VALUE! | #VALUE! | #VALUE! | #VALUE! |  |  | #VALUE! | #VALUE! | #VALUE! | #VALUE! | #VALUE! | #VALUE! | #VALUE! | #VALUE! |  |  | #VALUE! | #VALUE! | #VALUE! | #VALUE! | #VALUE! |  |  | #VALUE! | #VALUE! | #VALUE! | #VALUE! | #VALUE! | #VALUE! | #VALUE! | #VALUE! | 0 | #REF! | #VALUE! | #VALUE! | #VALUE! | #VALUE! | #VALUE! | #VALUE! | #VALUE! | 0
|  |  |  | 0 | 51 | 0 |  |  | 1 | 1.0842e-19 | 0 | 1.0669e-18 | 1.0669e-18 | 1.0669e-18 | 0 | 0 |  |  |  |  | #VALUE! | #VALUE! | #VALUE! |  |  | #VALUE! | #VALUE! | #VALUE! | #VALUE! | #VALUE! | #VALUE! | #VALUE! | #VALUE! |  |  |  |  | #VALUE! | #VALUE! | #VALUE! |  |  | #VALUE! | #VALUE! | #VALUE! | #VALUE! | #VALUE! | #VALUE! | #VALUE! | #VALUE! |  |  |  |  | #VALUE! | #VALUE! | #VALUE! |  |  | #VALUE! | #VALUE! | #VALUE! | #VALUE! | #VALUE! | #VALUE! | #VALUE! | #VALUE! |  |  |  |  | #VALUE! | #VALUE! | #VALUE! |  |  | #VALUE! | #VALUE! | #VALUE! | #VALUE! | #VALUE! | #VALUE! | #VALUE! | #VALUE! |  |  |  |  | #VALUE! | #VALUE! | #VALUE! |  |  | #VALUE! | #VALUE! | #VALUE! | #VALUE! | #VALUE! | #VALUE! | #VALUE! | #VALUE! |  |  | #VALUE! | #VALUE! | #VALUE! | #VALUE! | #VALUE! |  |  | #VALUE! | #VALUE! | #VALUE! | #VALUE! | #VALUE! | #VALUE! | #VALUE! | #VALUE! |  |  | #VALUE! | #VALUE! | #VALUE! | #VALUE! | #VALUE! |  |  | #VALUE! | #VALUE! | #VALUE! | #VALUE! | #VALUE! | #VALUE! | #VALUE! | #VALUE! | 0 | #REF! | #VALUE! | #VALUE! | #VALUE! | #VALUE! | #VALUE! | #VALUE! | #VALUE! | 0
|  |  |  | 0 | 51 | 0 |  |  | 1 | 1.0842e-19 | 0 | 1.0669e-18 | 1.0669e-18 | 1.0669e-18 | 0 | 0 |  |  |  |  | #VALUE! | #VALUE! | #VALUE! |  |  | #VALUE! | #VALUE! | #VALUE! | #VALUE! | #VALUE! | #VALUE! | #VALUE! | #VALUE! |  |  |  |  | #VALUE! | #VALUE! | #VALUE! |  |  | #VALUE! | #VALUE! | #VALUE! | #VALUE! | #VALUE! | #VALUE! | #VALUE! | #VALUE! |  |  |  |  | #VALUE! | #VALUE! | #VALUE! |  |  | #VALUE! | #VALUE! | #VALUE! | #VALUE! | #VALUE! | #VALUE! | #VALUE! | #VALUE! |  |  |  |  | #VALUE! | #VALUE! | #VALUE! |  |  | #VALUE! | #VALUE! | #VALUE! | #VALUE! | #VALUE! | #VALUE! | #VALUE! | #VALUE! |  |  |  |  | #VALUE! | #VALUE! | #VALUE! |  |  | #VALUE! | #VALUE! | #VALUE! | #VALUE! | #VALUE! | #VALUE! | #VALUE! | #VALUE! |  |  | #VALUE! | #VALUE! | #VALUE! | #VALUE! | #VALUE! |  |  | #VALUE! | #VALUE! | #VALUE! | #VALUE! | #VALUE! | #VALUE! | #VALUE! | #VALUE! |  |  | #VALUE! | #VALUE! | #VALUE! | #VALUE! | #VALUE! |  |  | #VALUE! | #VALUE! | #VALUE! | #VALUE! | #VALUE! | #VALUE! | #VALUE! | #VALUE! | 0 | #REF! | #VALUE! | #VALUE! | #VALUE! | #VALUE! | #VALUE! | #VALUE! | #VALUE! | 0
|  |  |  | 0 | 51 | 0 |  |  | 1 | 1.0842e-19 | 0 | 1.0669e-18 | 1.0669e-18 | 1.0669e-18 | 0 | 0 |  |  |  |  | #VALUE! | #VALUE! | #VALUE! |  |  | #VALUE! | #VALUE! | #VALUE! | #VALUE! | #VALUE! | #VALUE! | #VALUE! | #VALUE! |  |  |  |  | #VALUE! | #VALUE! | #VALUE! |  |  | #VALUE! | #VALUE! | #VALUE! | #VALUE! | #VALUE! | #VALUE! | #VALUE! | #VALUE! |  |  |  |  | #VALUE! | #VALUE! | #VALUE! |  |  | #VALUE! | #VALUE! | #VALUE! | #VALUE! | #VALUE! | #VALUE! | #VALUE! | #VALUE! |  |  |  |  | #VALUE! | #VALUE! | #VALUE! |  |  | #VALUE! | #VALUE! | #VALUE! | #VALUE! | #VALUE! | #VALUE! | #VALUE! | #VALUE! |  |  |  |  | #VALUE! | #VALUE! | #VALUE! |  |  | #VALUE! | #VALUE! | #VALUE! | #VALUE! | #VALUE! | #VALUE! | #VALUE! | #VALUE! |  |  | #VALUE! | #VALUE! | #VALUE! | #VALUE! | #VALUE! |  |  | #VALUE! | #VALUE! | #VALUE! | #VALUE! | #VALUE! | #VALUE! | #VALUE! | #VALUE! |  |  | #VALUE! | #VALUE! | #VALUE! | #VALUE! | #VALUE! |  |  | #VALUE! | #VALUE! | #VALUE! | #VALUE! | #VALUE! | #VALUE! | #VALUE! | #VALUE! | 0 | #REF! | #VALUE! | #VALUE! | #VALUE! | #VALUE! | #VALUE! | #VALUE! | #VALUE! | 0
|  |  |  | 0 | 51 | 0 |  |  | 1 | 1.0842e-19 | 0 | 1.0669e-18 | 1.0669e-18 | 1.0669e-18 | 0 | 0 |  |  |  |  | #VALUE! | #VALUE! | #VALUE! |  |  | #VALUE! | #VALUE! | #VALUE! | #VALUE! | #VALUE! | #VALUE! | #VALUE! | #VALUE! |  |  |  |  | #VALUE! | #VALUE! | #VALUE! |  |  | #VALUE! | #VALUE! | #VALUE! | #VALUE! | #VALUE! | #VALUE! | #VALUE! | #VALUE! |  |  |  |  | #VALUE! | #VALUE! | #VALUE! |  |  | #VALUE! | #VALUE! | #VALUE! | #VALUE! | #VALUE! | #VALUE! | #VALUE! | #VALUE! |  |  |  |  | #VALUE! | #VALUE! | #VALUE! |  |  | #VALUE! | #VALUE! | #VALUE! | #VALUE! | #VALUE! | #VALUE! | #VALUE! | #VALUE! |  |  |  |  | #VALUE! | #VALUE! | #VALUE! |  |  | #VALUE! | #VALUE! | #VALUE! | #VALUE! | #VALUE! | #VALUE! | #VALUE! | #VALUE! |  |  | #VALUE! | #VALUE! | #VALUE! | #VALUE! | #VALUE! |  |  | #VALUE! | #VALUE! | #VALUE! | #VALUE! | #VALUE! | #VALUE! | #VALUE! | #VALUE! |  |  | #VALUE! | #VALUE! | #VALUE! | #VALUE! | #VALUE! |  |  | #VALUE! | #VALUE! | #VALUE! | #VALUE! | #VALUE! | #VALUE! | #VALUE! | #VALUE! | 0 | #REF! | #VALUE! | #VALUE! | #VALUE! | #VALUE! | #VALUE! | #VALUE! | #VALUE! | 0
|  |  |  | 0 | 51 | 0 |  |  | 1 | 1.0842e-19 | 0 | 1.0669e-18 | 1.0669e-18 | 1.0669e-18 | 0 | 0 |  |  |  |  | #VALUE! | #VALUE! | #VALUE! |  |  | #VALUE! | #VALUE! | #VALUE! | #VALUE! | #VALUE! | #VALUE! | #VALUE! | #VALUE! |  |  |  |  | #VALUE! | #VALUE! | #VALUE! |  |  | #VALUE! | #VALUE! | #VALUE! | #VALUE! | #VALUE! | #VALUE! | #VALUE! | #VALUE! |  |  |  |  | #VALUE! | #VALUE! | #VALUE! |  |  | #VALUE! | #VALUE! | #VALUE! | #VALUE! | #VALUE! | #VALUE! | #VALUE! | #VALUE! |  |  |  |  | #VALUE! | #VALUE! | #VALUE! |  |  | #VALUE! | #VALUE! | #VALUE! | #VALUE! | #VALUE! | #VALUE! | #VALUE! | #VALUE! |  |  |  |  | #VALUE! | #VALUE! | #VALUE! |  |  | #VALUE! | #VALUE! | #VALUE! | #VALUE! | #VALUE! | #VALUE! | #VALUE! | #VALUE! |  |  | #VALUE! | #VALUE! | #VALUE! | #VALUE! | #VALUE! |  |  | #VALUE! | #VALUE! | #VALUE! | #VALUE! | #VALUE! | #VALUE! | #VALUE! | #VALUE! |  |  | #VALUE! | #VALUE! | #VALUE! | #VALUE! | #VALUE! |  |  | #VALUE! | #VALUE! | #VALUE! | #VALUE! | #VALUE! | #VALUE! | #VALUE! | #VALUE! | 0 | #REF! | #VALUE! | #VALUE! | #VALUE! | #VALUE! | #VALUE! | #VALUE! | #VALUE! | 0
|  |  |  | 0 | 51 | 0 |  |  | 1 | 1.0842e-19 | 0 | 1.0669e-18 | 1.0669e-18 | 1.0669e-18 | 0 | 0 |  |  |  |  | #VALUE! | #VALUE! | #VALUE! |  |  | #VALUE! | #VALUE! | #VALUE! | #VALUE! | #VALUE! | #VALUE! | #VALUE! | #VALUE! |  |  |  |  | #VALUE! | #VALUE! | #VALUE! |  |  | #VALUE! | #VALUE! | #VALUE! | #VALUE! | #VALUE! | #VALUE! | #VALUE! | #VALUE! |  |  |  |  | #VALUE! | #VALUE! | #VALUE! |  |  | #VALUE! | #VALUE! | #VALUE! | #VALUE! | #VALUE! | #VALUE! | #VALUE! | #VALUE! |  |  |  |  | #VALUE! | #VALUE! | #VALUE! |  |  | #VALUE! | #VALUE! | #VALUE! | #VALUE! | #VALUE! | #VALUE! | #VALUE! | #VALUE! |  |  |  |  | #VALUE! | #VALUE! | #VALUE! |  |  | #VALUE! | #VALUE! | #VALUE! | #VALUE! | #VALUE! | #VALUE! | #VALUE! | #VALUE! |  |  | #VALUE! | #VALUE! | #VALUE! | #VALUE! | #VALUE! |  |  | #VALUE! | #VALUE! | #VALUE! | #VALUE! | #VALUE! | #VALUE! | #VALUE! | #VALUE! |  |  | #VALUE! | #VALUE! | #VALUE! | #VALUE! | #VALUE! |  |  | #VALUE! | #VALUE! | #VALUE! | #VALUE! | #VALUE! | #VALUE! | #VALUE! | #VALUE! | 0 | #REF! | #VALUE! | #VALUE! | #VALUE! | #VALUE! | #VALUE! | #VALUE! | #VALUE! | 0
|  |  |  | 0 | 51 | 0 |  |  | 1 | 1.0842e-19 | 0 | 1.0669e-18 | 1.0669e-18 | 1.0669e-18 | 0 | 0 |  |  |  |  | #VALUE! | #VALUE! | #VALUE! |  |  | #VALUE! | #VALUE! | #VALUE! | #VALUE! | #VALUE! | #VALUE! | #VALUE! | #VALUE! |  |  |  |  | #VALUE! | #VALUE! | #VALUE! |  |  | #VALUE! | #VALUE! | #VALUE! | #VALUE! | #VALUE! | #VALUE! | #VALUE! | #VALUE! |  |  |  |  | #VALUE! | #VALUE! | #VALUE! |  |  | #VALUE! | #VALUE! | #VALUE! | #VALUE! | #VALUE! | #VALUE! | #VALUE! | #VALUE! |  |  |  |  | #VALUE! | #VALUE! | #VALUE! |  |  | #VALUE! | #VALUE! | #VALUE! | #VALUE! | #VALUE! | #VALUE! | #VALUE! | #VALUE! |  |  |  |  | #VALUE! | #VALUE! | #VALUE! |  |  | #VALUE! | #VALUE! | #VALUE! | #VALUE! | #VALUE! | #VALUE! | #VALUE! | #VALUE! |  |  | #VALUE! | #VALUE! | #VALUE! | #VALUE! | #VALUE! |  |  | #VALUE! | #VALUE! | #VALUE! | #VALUE! | #VALUE! | #VALUE! | #VALUE! | #VALUE! |  |  | #VALUE! | #VALUE! | #VALUE! | #VALUE! | #VALUE! |  |  | #VALUE! | #VALUE! | #VALUE! | #VALUE! | #VALUE! | #VALUE! | #VALUE! | #VALUE! | 0 | #REF! | #VALUE! | #VALUE! | #VALUE! | #VALUE! | #VALUE! | #VALUE! | #VALUE! | 0
|  |  |  | 0 | 51 | 0 |  |  | 1 | 1.0842e-19 | 0 | 1.0669e-18 | 1.0669e-18 | 1.0669e-18 | 0 | 0 |  |  |  |  | #VALUE! | #VALUE! | #VALUE! |  |  | #VALUE! | #VALUE! | #VALUE! | #VALUE! | #VALUE! | #VALUE! | #VALUE! | #VALUE! |  |  |  |  | #VALUE! | #VALUE! | #VALUE! |  |  | #VALUE! | #VALUE! | #VALUE! | #VALUE! | #VALUE! | #VALUE! | #VALUE! | #VALUE! |  |  |  |  | #VALUE! | #VALUE! | #VALUE! |  |  | #VALUE! | #VALUE! | #VALUE! | #VALUE! | #VALUE! | #VALUE! | #VALUE! | #VALUE! |  |  |  |  | #VALUE! | #VALUE! | #VALUE! |  |  | #VALUE! | #VALUE! | #VALUE! | #VALUE! | #VALUE! | #VALUE! | #VALUE! | #VALUE! |  |  |  |  | #VALUE! | #VALUE! | #VALUE! |  |  | #VALUE! | #VALUE! | #VALUE! | #VALUE! | #VALUE! | #VALUE! | #VALUE! | #VALUE! |  |  | #VALUE! | #VALUE! | #VALUE! | #VALUE! | #VALUE! |  |  | #VALUE! | #VALUE! | #VALUE! | #VALUE! | #VALUE! | #VALUE! | #VALUE! | #VALUE! |  |  | #VALUE! | #VALUE! | #VALUE! | #VALUE! | #VALUE! |  |  | #VALUE! | #VALUE! | #VALUE! | #VALUE! | #VALUE! | #VALUE! | #VALUE! | #VALUE! | 0 | #REF! | #VALUE! | #VALUE! | #VALUE! | #VALUE! | #VALUE! | #VALUE! | #VALUE! | 0
|  |  |  | 0 | 51 | 0 |  |  | 1 | 1.0842e-19 | 0 | 1.0669e-18 | 1.0669e-18 | 1.0669e-18 | 0 | 0 |  |  |  |  | #VALUE! | #VALUE! | #VALUE! |  |  | #VALUE! | #VALUE! | #VALUE! | #VALUE! | #VALUE! | #VALUE! | #VALUE! | #VALUE! |  |  |  |  | #VALUE! | #VALUE! | #VALUE! |  |  | #VALUE! | #VALUE! | #VALUE! | #VALUE! | #VALUE! | #VALUE! | #VALUE! | #VALUE! |  |  |  |  | #VALUE! | #VALUE! | #VALUE! |  |  | #VALUE! | #VALUE! | #VALUE! | #VALUE! | #VALUE! | #VALUE! | #VALUE! | #VALUE! |  |  |  |  | #VALUE! | #VALUE! | #VALUE! |  |  | #VALUE! | #VALUE! | #VALUE! | #VALUE! | #VALUE! | #VALUE! | #VALUE! | #VALUE! |  |  |  |  | #VALUE! | #VALUE! | #VALUE! |  |  | #VALUE! | #VALUE! | #VALUE! | #VALUE! | #VALUE! | #VALUE! | #VALUE! | #VALUE! |  |  | #VALUE! | #VALUE! | #VALUE! | #VALUE! | #VALUE! |  |  | #VALUE! | #VALUE! | #VALUE! | #VALUE! | #VALUE! | #VALUE! | #VALUE! | #VALUE! |  |  | #VALUE! | #VALUE! | #VALUE! | #VALUE! | #VALUE! |  |  | #VALUE! | #VALUE! | #VALUE! | #VALUE! | #VALUE! | #VALUE! | #VALUE! | #VALUE! | 0 | #REF! | #VALUE! | #VALUE! | #VALUE! | #VALUE! | #VALUE! | #VALUE! | #VALUE! | 0
|  |  |  | 0 | 51 | 0 |  |  | 1 | 1.0842e-19 | 0 | 1.0669e-18 | 1.0669e-18 | 1.0669e-18 | 0 | 0 |  |  |  |  | #VALUE! | #VALUE! | #VALUE! |  |  | #VALUE! | #VALUE! | #VALUE! | #VALUE! | #VALUE! | #VALUE! | #VALUE! | #VALUE! |  |  |  |  | #VALUE! | #VALUE! | #VALUE! |  |  | #VALUE! | #VALUE! | #VALUE! | #VALUE! | #VALUE! | #VALUE! | #VALUE! | #VALUE! |  |  |  |  | #VALUE! | #VALUE! | #VALUE! |  |  | #VALUE! | #VALUE! | #VALUE! | #VALUE! | #VALUE! | #VALUE! | #VALUE! | #VALUE! |  |  |  |  | #VALUE! | #VALUE! | #VALUE! |  |  | #VALUE! | #VALUE! | #VALUE! | #VALUE! | #VALUE! | #VALUE! | #VALUE! | #VALUE! |  |  |  |  | #VALUE! | #VALUE! | #VALUE! |  |  | #VALUE! | #VALUE! | #VALUE! | #VALUE! | #VALUE! | #VALUE! | #VALUE! | #VALUE! |  |  | #VALUE! | #VALUE! | #VALUE! | #VALUE! | #VALUE! |  |  | #VALUE! | #VALUE! | #VALUE! | #VALUE! | #VALUE! | #VALUE! | #VALUE! | #VALUE! |  |  | #VALUE! | #VALUE! | #VALUE! | #VALUE! | #VALUE! |  |  | #VALUE! | #VALUE! | #VALUE! | #VALUE! | #VALUE! | #VALUE! | #VALUE! | #VALUE! | 0 | #REF! | #VALUE! | #VALUE! | #VALUE! | #VALUE! | #VALUE! | #VALUE! | #VALUE! | 0
|  |  |  | 0 | 51 | 0 |  |  | 1 | 1.0842e-19 | 0 | 1.0669e-18 | 1.0669e-18 | 1.0669e-18 | 0 | 0 |  |  |  |  | #VALUE! | #VALUE! | #VALUE! |  |  | #VALUE! | #VALUE! | #VALUE! | #VALUE! | #VALUE! | #VALUE! | #VALUE! | #VALUE! |  |  |  |  | #VALUE! | #VALUE! | #VALUE! |  |  | #VALUE! | #VALUE! | #VALUE! | #VALUE! | #VALUE! | #VALUE! | #VALUE! | #VALUE! |  |  |  |  | #VALUE! | #VALUE! | #VALUE! |  |  | #VALUE! | #VALUE! | #VALUE! | #VALUE! | #VALUE! | #VALUE! | #VALUE! | #VALUE! |  |  |  |  | #VALUE! | #VALUE! | #VALUE! |  |  | #VALUE! | #VALUE! | #VALUE! | #VALUE! | #VALUE! | #VALUE! | #VALUE! | #VALUE! |  |  |  |  | #VALUE! | #VALUE! | #VALUE! |  |  | #VALUE! | #VALUE! | #VALUE! | #VALUE! | #VALUE! | #VALUE! | #VALUE! | #VALUE! |  |  | #VALUE! | #VALUE! | #VALUE! | #VALUE! | #VALUE! |  |  | #VALUE! | #VALUE! | #VALUE! | #VALUE! | #VALUE! | #VALUE! | #VALUE! | #VALUE! |  |  | #VALUE! | #VALUE! | #VALUE! | #VALUE! | #VALUE! |  |  | #VALUE! | #VALUE! | #VALUE! | #VALUE! | #VALUE! | #VALUE! | #VALUE! | #VALUE! | 0 | #REF! | #VALUE! | #VALUE! | #VALUE! | #VALUE! | #VALUE! | #VALUE! | #VALUE! | 0
|  |  |  | 0 | 51 | 0 |  |  | 1 | 1.0842e-19 | 0 | 1.0669e-18 | 1.0669e-18 | 1.0669e-18 | 0 | 0 |  |  |  |  | #VALUE! | #VALUE! | #VALUE! |  |  | #VALUE! | #VALUE! | #VALUE! | #VALUE! | #VALUE! | #VALUE! | #VALUE! | #VALUE! |  |  |  |  | #VALUE! | #VALUE! | #VALUE! |  |  | #VALUE! | #VALUE! | #VALUE! | #VALUE! | #VALUE! | #VALUE! | #VALUE! | #VALUE! |  |  |  |  | #VALUE! | #VALUE! | #VALUE! |  |  | #VALUE! | #VALUE! | #VALUE! | #VALUE! | #VALUE! | #VALUE! | #VALUE! | #VALUE! |  |  |  |  | #VALUE! | #VALUE! | #VALUE! |  |  | #VALUE! | #VALUE! | #VALUE! | #VALUE! | #VALUE! | #VALUE! | #VALUE! | #VALUE! |  |  |  |  | #VALUE! | #VALUE! | #VALUE! |  |  | #VALUE! | #VALUE! | #VALUE! | #VALUE! | #VALUE! | #VALUE! | #VALUE! | #VALUE! |  |  | #VALUE! | #VALUE! | #VALUE! | #VALUE! | #VALUE! |  |  | #VALUE! | #VALUE! | #VALUE! | #VALUE! | #VALUE! | #VALUE! | #VALUE! | #VALUE! |  |  | #VALUE! | #VALUE! | #VALUE! | #VALUE! | #VALUE! |  |  | #VALUE! | #VALUE! | #VALUE! | #VALUE! | #VALUE! | #VALUE! | #VALUE! | #VALUE! | 0 | #REF! | #VALUE! | #VALUE! | #VALUE! | #VALUE! | #VALUE! | #VALUE! | #VALUE! | 0
|  |  |  | 0 | 51 | 0 |  |  | 1 | 1.0842e-19 | 0 | 1.0669e-18 | 1.0669e-18 | 1.0669e-18 | 0 | 0 |  |  |  |  | #VALUE! | #VALUE! | #VALUE! |  |  | #VALUE! | #VALUE! | #VALUE! | #VALUE! | #VALUE! | #VALUE! | #VALUE! | #VALUE! |  |  |  |  | #VALUE! | #VALUE! | #VALUE! |  |  | #VALUE! | #VALUE! | #VALUE! | #VALUE! | #VALUE! | #VALUE! | #VALUE! | #VALUE! |  |  |  |  | #VALUE! | #VALUE! | #VALUE! |  |  | #VALUE! | #VALUE! | #VALUE! | #VALUE! | #VALUE! | #VALUE! | #VALUE! | #VALUE! |  |  |  |  | #VALUE! | #VALUE! | #VALUE! |  |  | #VALUE! | #VALUE! | #VALUE! | #VALUE! | #VALUE! | #VALUE! | #VALUE! | #VALUE! |  |  |  |  | #VALUE! | #VALUE! | #VALUE! |  |  | #VALUE! | #VALUE! | #VALUE! | #VALUE! | #VALUE! | #VALUE! | #VALUE! | #VALUE! |  |  | #VALUE! | #VALUE! | #VALUE! | #VALUE! | #VALUE! |  |  | #VALUE! | #VALUE! | #VALUE! | #VALUE! | #VALUE! | #VALUE! | #VALUE! | #VALUE! |  |  | #VALUE! | #VALUE! | #VALUE! | #VALUE! | #VALUE! |  |  | #VALUE! | #VALUE! | #VALUE! | #VALUE! | #VALUE! | #VALUE! | #VALUE! | #VALUE! | 0 | #REF! | #VALUE! | #VALUE! | #VALUE! | #VALUE! | #VALUE! | #VALUE! | #VALUE! | 0
|  |  |  | 0 | 51 | 0 |  |  | 1 | 1.0842e-19 | 0 | 1.0669e-18 | 1.0669e-18 | 1.0669e-18 | 0 | 0 |  |  |  |  | #VALUE! | #VALUE! | #VALUE! |  |  | #VALUE! | #VALUE! | #VALUE! | #VALUE! | #VALUE! | #VALUE! | #VALUE! | #VALUE! |  |  |  |  | #VALUE! | #VALUE! | #VALUE! |  |  | #VALUE! | #VALUE! | #VALUE! | #VALUE! | #VALUE! | #VALUE! | #VALUE! | #VALUE! |  |  |  |  | #VALUE! | #VALUE! | #VALUE! |  |  | #VALUE! | #VALUE! | #VALUE! | #VALUE! | #VALUE! | #VALUE! | #VALUE! | #VALUE! |  |  |  |  | #VALUE! | #VALUE! | #VALUE! |  |  | #VALUE! | #VALUE! | #VALUE! | #VALUE! | #VALUE! | #VALUE! | #VALUE! | #VALUE! |  |  |  |  | #VALUE! | #VALUE! | #VALUE! |  |  | #VALUE! | #VALUE! | #VALUE! | #VALUE! | #VALUE! | #VALUE! | #VALUE! | #VALUE! |  |  | #VALUE! | #VALUE! | #VALUE! | #VALUE! | #VALUE! |  |  | #VALUE! | #VALUE! | #VALUE! | #VALUE! | #VALUE! | #VALUE! | #VALUE! | #VALUE! |  |  | #VALUE! | #VALUE! | #VALUE! | #VALUE! | #VALUE! |  |  | #VALUE! | #VALUE! | #VALUE! | #VALUE! | #VALUE! | #VALUE! | #VALUE! | #VALUE! | 0 | #REF! | #VALUE! | #VALUE! | #VALUE! | #VALUE! | #VALUE! | #VALUE! | #VALUE! | 0
|  |  |  | 0 | 51 | 0 |  |  | 1 | 1.0842e-19 | 0 | 1.0669e-18 | 1.0669e-18 | 1.0669e-18 | 0 | 0 |  |  |  |  | #VALUE! | #VALUE! | #VALUE! |  |  | #VALUE! | #VALUE! | #VALUE! | #VALUE! | #VALUE! | #VALUE! | #VALUE! | #VALUE! |  |  |  |  | #VALUE! | #VALUE! | #VALUE! |  |  | #VALUE! | #VALUE! | #VALUE! | #VALUE! | #VALUE! | #VALUE! | #VALUE! | #VALUE! |  |  |  |  | #VALUE! | #VALUE! | #VALUE! |  |  | #VALUE! | #VALUE! | #VALUE! | #VALUE! | #VALUE! | #VALUE! | #VALUE! | #VALUE! |  |  |  |  | #VALUE! | #VALUE! | #VALUE! |  |  | #VALUE! | #VALUE! | #VALUE! | #VALUE! | #VALUE! | #VALUE! | #VALUE! | #VALUE! |  |  |  |  | #VALUE! | #VALUE! | #VALUE! |  |  | #VALUE! | #VALUE! | #VALUE! | #VALUE! | #VALUE! | #VALUE! | #VALUE! | #VALUE! |  |  | #VALUE! | #VALUE! | #VALUE! | #VALUE! | #VALUE! |  |  | #VALUE! | #VALUE! | #VALUE! | #VALUE! | #VALUE! | #VALUE! | #VALUE! | #VALUE! |  |  | #VALUE! | #VALUE! | #VALUE! | #VALUE! | #VALUE! |  |  | #VALUE! | #VALUE! | #VALUE! | #VALUE! | #VALUE! | #VALUE! | #VALUE! | #VALUE! | 0 | #REF! | #VALUE! | #VALUE! | #VALUE! | #VALUE! | #VALUE! | #VALUE! | #VALUE! | 0
|  |  |  | 0 | 51 | 0 |  |  | 1 | 1.0842e-19 | 0 | 1.0669e-18 | 1.0669e-18 | 1.0669e-18 | 0 | 0 |  |  |  |  | #VALUE! | #VALUE! | #VALUE! |  |  | #VALUE! | #VALUE! | #VALUE! | #VALUE! | #VALUE! | #VALUE! | #VALUE! | #VALUE! |  |  |  |  | #VALUE! | #VALUE! | #VALUE! |  |  | #VALUE! | #VALUE! | #VALUE! | #VALUE! | #VALUE! | #VALUE! | #VALUE! | #VALUE! |  |  |  |  | #VALUE! | #VALUE! | #VALUE! |  |  | #VALUE! | #VALUE! | #VALUE! | #VALUE! | #VALUE! | #VALUE! | #VALUE! | #VALUE! |  |  |  |  | #VALUE! | #VALUE! | #VALUE! |  |  | #VALUE! | #VALUE! | #VALUE! | #VALUE! | #VALUE! | #VALUE! | #VALUE! | #VALUE! |  |  |  |  | #VALUE! | #VALUE! | #VALUE! |  |  | #VALUE! | #VALUE! | #VALUE! | #VALUE! | #VALUE! | #VALUE! | #VALUE! | #VALUE! |  |  | #VALUE! | #VALUE! | #VALUE! | #VALUE! | #VALUE! |  |  | #VALUE! | #VALUE! | #VALUE! | #VALUE! | #VALUE! | #VALUE! | #VALUE! | #VALUE! |  |  | #VALUE! | #VALUE! | #VALUE! | #VALUE! | #VALUE! |  |  | #VALUE! | #VALUE! | #VALUE! | #VALUE! | #VALUE! | #VALUE! | #VALUE! | #VALUE! | 0 | #REF! | #VALUE! | #VALUE! | #VALUE! | #VALUE! | #VALUE! | #VALUE! | #VALUE! | 0
|  |  |  | 0 | 51 | 0 |  |  | 1 | 1.0842e-19 | 0 | 1.0669e-18 | 1.0669e-18 | 1.0669e-18 | 0 | 0 |  |  |  |  | #VALUE! | #VALUE! | #VALUE! |  |  | #VALUE! | #VALUE! | #VALUE! | #VALUE! | #VALUE! | #VALUE! | #VALUE! | #VALUE! |  |  |  |  | #VALUE! | #VALUE! | #VALUE! |  |  | #VALUE! | #VALUE! | #VALUE! | #VALUE! | #VALUE! | #VALUE! | #VALUE! | #VALUE! |  |  |  |  | #VALUE! | #VALUE! | #VALUE! |  |  | #VALUE! | #VALUE! | #VALUE! | #VALUE! | #VALUE! | #VALUE! | #VALUE! | #VALUE! |  |  |  |  | #VALUE! | #VALUE! | #VALUE! |  |  | #VALUE! | #VALUE! | #VALUE! | #VALUE! | #VALUE! | #VALUE! | #VALUE! | #VALUE! |  |  |  |  | #VALUE! | #VALUE! | #VALUE! |  |  | #VALUE! | #VALUE! | #VALUE! | #VALUE! | #VALUE! | #VALUE! | #VALUE! | #VALUE! |  |  | #VALUE! | #VALUE! | #VALUE! | #VALUE! | #VALUE! |  |  | #VALUE! | #VALUE! | #VALUE! | #VALUE! | #VALUE! | #VALUE! | #VALUE! | #VALUE! |  |  | #VALUE! | #VALUE! | #VALUE! | #VALUE! | #VALUE! |  |  | #VALUE! | #VALUE! | #VALUE! | #VALUE! | #VALUE! | #VALUE! | #VALUE! | #VALUE! | 0 | #REF! | #VALUE! | #VALUE! | #VALUE! | #VALUE! | #VALUE! | #VALUE! | #VALUE! | 0
|  |  |  | 0 | 51 | 0 |  |  | 1 | 1.0842e-19 | 0 | 1.0669e-18 | 1.0669e-18 | 1.0669e-18 | 0 | 0 |  |  |  |  | #VALUE! | #VALUE! | #VALUE! |  |  | #VALUE! | #VALUE! | #VALUE! | #VALUE! | #VALUE! | #VALUE! | #VALUE! | #VALUE! |  |  |  |  | #VALUE! | #VALUE! | #VALUE! |  |  | #VALUE! | #VALUE! | #VALUE! | #VALUE! | #VALUE! | #VALUE! | #VALUE! | #VALUE! |  |  |  |  | #VALUE! | #VALUE! | #VALUE! |  |  | #VALUE! | #VALUE! | #VALUE! | #VALUE! | #VALUE! | #VALUE! | #VALUE! | #VALUE! |  |  |  |  | #VALUE! | #VALUE! | #VALUE! |  |  | #VALUE! | #VALUE! | #VALUE! | #VALUE! | #VALUE! | #VALUE! | #VALUE! | #VALUE! |  |  |  |  | #VALUE! | #VALUE! | #VALUE! |  |  | #VALUE! | #VALUE! | #VALUE! | #VALUE! | #VALUE! | #VALUE! | #VALUE! | #VALUE! |  |  | #VALUE! | #VALUE! | #VALUE! | #VALUE! | #VALUE! |  |  | #VALUE! | #VALUE! | #VALUE! | #VALUE! | #VALUE! | #VALUE! | #VALUE! | #VALUE! |  |  | #VALUE! | #VALUE! | #VALUE! | #VALUE! | #VALUE! |  |  | #VALUE! | #VALUE! | #VALUE! | #VALUE! | #VALUE! | #VALUE! | #VALUE! | #VALUE! | 0 | #REF! | #VALUE! | #VALUE! | #VALUE! | #VALUE! | #VALUE! | #VALUE! | #VALUE! | 0
|  |  |  | 0 | 51 | 0 |  |  | 1 | 1.0842e-19 | 0 | 1.0669e-18 | 1.0669e-18 | 1.0669e-18 | 0 | 0 |  |  |  |  | #VALUE! | #VALUE! | #VALUE! |  |  | #VALUE! | #VALUE! | #VALUE! | #VALUE! | #VALUE! | #VALUE! | #VALUE! | #VALUE! |  |  |  |  | #VALUE! | #VALUE! | #VALUE! |  |  | #VALUE! | #VALUE! | #VALUE! | #VALUE! | #VALUE! | #VALUE! | #VALUE! | #VALUE! |  |  |  |  | #VALUE! | #VALUE! | #VALUE! |  |  | #VALUE! | #VALUE! | #VALUE! | #VALUE! | #VALUE! | #VALUE! | #VALUE! | #VALUE! |  |  |  |  | #VALUE! | #VALUE! | #VALUE! |  |  | #VALUE! | #VALUE! | #VALUE! | #VALUE! | #VALUE! | #VALUE! | #VALUE! | #VALUE! |  |  |  |  | #VALUE! | #VALUE! | #VALUE! |  |  | #VALUE! | #VALUE! | #VALUE! | #VALUE! | #VALUE! | #VALUE! | #VALUE! | #VALUE! |  |  | #VALUE! | #VALUE! | #VALUE! | #VALUE! | #VALUE! |  |  | #VALUE! | #VALUE! | #VALUE! | #VALUE! | #VALUE! | #VALUE! | #VALUE! | #VALUE! |  |  | #VALUE! | #VALUE! | #VALUE! | #VALUE! | #VALUE! |  |  | #VALUE! | #VALUE! | #VALUE! | #VALUE! | #VALUE! | #VALUE! | #VALUE! | #VALUE! | 0 | #REF! | #VALUE! | #VALUE! | #VALUE! | #VALUE! | #VALUE! | #VALUE! | #VALUE! | 0
|  |  |  | 0 | 51 | 0 |  |  | 1 | 1.0842e-19 | 0 | 1.0669e-18 | 1.0669e-18 | 1.0669e-18 | 0 | 0 |  |  |  |  | #VALUE! | #VALUE! | #VALUE! |  |  | #VALUE! | #VALUE! | #VALUE! | #VALUE! | #VALUE! | #VALUE! | #VALUE! | #VALUE! |  |  |  |  | #VALUE! | #VALUE! | #VALUE! |  |  | #VALUE! | #VALUE! | #VALUE! | #VALUE! | #VALUE! | #VALUE! | #VALUE! | #VALUE! |  |  |  |  | #VALUE! | #VALUE! | #VALUE! |  |  | #VALUE! | #VALUE! | #VALUE! | #VALUE! | #VALUE! | #VALUE! | #VALUE! | #VALUE! |  |  |  |  | #VALUE! | #VALUE! | #VALUE! |  |  | #VALUE! | #VALUE! | #VALUE! | #VALUE! | #VALUE! | #VALUE! | #VALUE! | #VALUE! |  |  |  |  | #VALUE! | #VALUE! | #VALUE! |  |  | #VALUE! | #VALUE! | #VALUE! | #VALUE! | #VALUE! | #VALUE! | #VALUE! | #VALUE! |  |  | #VALUE! | #VALUE! | #VALUE! | #VALUE! | #VALUE! |  |  | #VALUE! | #VALUE! | #VALUE! | #VALUE! | #VALUE! | #VALUE! | #VALUE! | #VALUE! |  |  | #VALUE! | #VALUE! | #VALUE! | #VALUE! | #VALUE! |  |  | #VALUE! | #VALUE! | #VALUE! | #VALUE! | #VALUE! | #VALUE! | #VALUE! | #VALUE! | 0 | #REF! | #VALUE! | #VALUE! | #VALUE! | #VALUE! | #VALUE! | #VALUE! | #VALUE! | 0
|  |  |  | 0 | 51 | 0 |  |  | 1 | 1.0842e-19 | 0 | 1.0669e-18 | 1.0669e-18 | 1.0669e-18 | 0 | 0 |  |  |  |  | #VALUE! | #VALUE! | #VALUE! |  |  | #VALUE! | #VALUE! | #VALUE! | #VALUE! | #VALUE! | #VALUE! | #VALUE! | #VALUE! |  |  |  |  | #VALUE! | #VALUE! | #VALUE! |  |  | #VALUE! | #VALUE! | #VALUE! | #VALUE! | #VALUE! | #VALUE! | #VALUE! | #VALUE! |  |  |  |  | #VALUE! | #VALUE! | #VALUE! |  |  | #VALUE! | #VALUE! | #VALUE! | #VALUE! | #VALUE! | #VALUE! | #VALUE! | #VALUE! |  |  |  |  | #VALUE! | #VALUE! | #VALUE! |  |  | #VALUE! | #VALUE! | #VALUE! | #VALUE! | #VALUE! | #VALUE! | #VALUE! | #VALUE! |  |  |  |  | #VALUE! | #VALUE! | #VALUE! |  |  | #VALUE! | #VALUE! | #VALUE! | #VALUE! | #VALUE! | #VALUE! | #VALUE! | #VALUE! |  |  | #VALUE! | #VALUE! | #VALUE! | #VALUE! | #VALUE! |  |  | #VALUE! | #VALUE! | #VALUE! | #VALUE! | #VALUE! | #VALUE! | #VALUE! | #VALUE! |  |  | #VALUE! | #VALUE! | #VALUE! | #VALUE! | #VALUE! |  |  | #VALUE! | #VALUE! | #VALUE! | #VALUE! | #VALUE! | #VALUE! | #VALUE! | #VALUE! | 0 | #REF! | #VALUE! | #VALUE! | #VALUE! | #VALUE! | #VALUE! | #VALUE! | #VALUE! | 0
|  |  |  | 0 | 51 | 0 |  |  | 1 | 1.0842e-19 | 0 | 1.0669e-18 | 1.0669e-18 | 1.0669e-18 | 0 | 0 |  |  |  |  | #VALUE! | #VALUE! | #VALUE! |  |  | #VALUE! | #VALUE! | #VALUE! | #VALUE! | #VALUE! | #VALUE! | #VALUE! | #VALUE! |  |  |  |  | #VALUE! | #VALUE! | #VALUE! |  |  | #VALUE! | #VALUE! | #VALUE! | #VALUE! | #VALUE! | #VALUE! | #VALUE! | #VALUE! |  |  |  |  | #VALUE! | #VALUE! | #VALUE! |  |  | #VALUE! | #VALUE! | #VALUE! | #VALUE! | #VALUE! | #VALUE! | #VALUE! | #VALUE! |  |  |  |  | #VALUE! | #VALUE! | #VALUE! |  |  | #VALUE! | #VALUE! | #VALUE! | #VALUE! | #VALUE! | #VALUE! | #VALUE! | #VALUE! |  |  |  |  | #VALUE! | #VALUE! | #VALUE! |  |  | #VALUE! | #VALUE! | #VALUE! | #VALUE! | #VALUE! | #VALUE! | #VALUE! | #VALUE! |  |  | #VALUE! | #VALUE! | #VALUE! | #VALUE! | #VALUE! |  |  | #VALUE! | #VALUE! | #VALUE! | #VALUE! | #VALUE! | #VALUE! | #VALUE! | #VALUE! |  |  | #VALUE! | #VALUE! | #VALUE! | #VALUE! | #VALUE! |  |  | #VALUE! | #VALUE! | #VALUE! | #VALUE! | #VALUE! | #VALUE! | #VALUE! | #VALUE! | 0 | #REF! | #VALUE! | #VALUE! | #VALUE! | #VALUE! | #VALUE! | #VALUE! | #VALUE! | 0
|  |  |  | 0 | 51 | 0 |  |  | 1 | 1.0842e-19 | 0 | 1.0669e-18 | 1.0669e-18 | 1.0669e-18 | 0 | 0 |  |  |  |  | #VALUE! | #VALUE! | #VALUE! |  |  | #VALUE! | #VALUE! | #VALUE! | #VALUE! | #VALUE! | #VALUE! | #VALUE! | #VALUE! |  |  |  |  | #VALUE! | #VALUE! | #VALUE! |  |  | #VALUE! | #VALUE! | #VALUE! | #VALUE! | #VALUE! | #VALUE! | #VALUE! | #VALUE! |  |  |  |  | #VALUE! | #VALUE! | #VALUE! |  |  | #VALUE! | #VALUE! | #VALUE! | #VALUE! | #VALUE! | #VALUE! | #VALUE! | #VALUE! |  |  |  |  | #VALUE! | #VALUE! | #VALUE! |  |  | #VALUE! | #VALUE! | #VALUE! | #VALUE! | #VALUE! | #VALUE! | #VALUE! | #VALUE! |  |  |  |  | #VALUE! | #VALUE! | #VALUE! |  |  | #VALUE! | #VALUE! | #VALUE! | #VALUE! | #VALUE! | #VALUE! | #VALUE! | #VALUE! |  |  | #VALUE! | #VALUE! | #VALUE! | #VALUE! | #VALUE! |  |  | #VALUE! | #VALUE! | #VALUE! | #VALUE! | #VALUE! | #VALUE! | #VALUE! | #VALUE! |  |  | #VALUE! | #VALUE! | #VALUE! | #VALUE! | #VALUE! |  |  | #VALUE! | #VALUE! | #VALUE! | #VALUE! | #VALUE! | #VALUE! | #VALUE! | #VALUE! | 0 | #REF! | #VALUE! | #VALUE! | #VALUE! | #VALUE! | #VALUE! | #VALUE! | #VALUE! | 0
|  |  |  | 0 | 51 | 0 |  |  | 1 | 1.0842e-19 | 0 | 1.0669e-18 | 1.0669e-18 | 1.0669e-18 | 0 | 0 |  |  |  |  | #VALUE! | #VALUE! | #VALUE! |  |  | #VALUE! | #VALUE! | #VALUE! | #VALUE! | #VALUE! | #VALUE! | #VALUE! | #VALUE! |  |  |  |  | #VALUE! | #VALUE! | #VALUE! |  |  | #VALUE! | #VALUE! | #VALUE! | #VALUE! | #VALUE! | #VALUE! | #VALUE! | #VALUE! |  |  |  |  | #VALUE! | #VALUE! | #VALUE! |  |  | #VALUE! | #VALUE! | #VALUE! | #VALUE! | #VALUE! | #VALUE! | #VALUE! | #VALUE! |  |  |  |  | #VALUE! | #VALUE! | #VALUE! |  |  | #VALUE! | #VALUE! | #VALUE! | #VALUE! | #VALUE! | #VALUE! | #VALUE! | #VALUE! |  |  |  |  | #VALUE! | #VALUE! | #VALUE! |  |  | #VALUE! | #VALUE! | #VALUE! | #VALUE! | #VALUE! | #VALUE! | #VALUE! | #VALUE! |  |  | #VALUE! | #VALUE! | #VALUE! | #VALUE! | #VALUE! |  |  | #VALUE! | #VALUE! | #VALUE! | #VALUE! | #VALUE! | #VALUE! | #VALUE! | #VALUE! |  |  | #VALUE! | #VALUE! | #VALUE! | #VALUE! | #VALUE! |  |  | #VALUE! | #VALUE! | #VALUE! | #VALUE! | #VALUE! | #VALUE! | #VALUE! | #VALUE! | 0 | #REF! | #VALUE! | #VALUE! | #VALUE! | #VALUE! | #VALUE! | #VALUE! | #VALUE! | 0
|  |  |  | 0 | 51 | 0 |  |  | 1 | 1.0842e-19 | 0 | 1.0669e-18 | 1.0669e-18 | 1.0669e-18 | 0 | 0 |  |  |  |  | #VALUE! | #VALUE! | #VALUE! |  |  | #VALUE! | #VALUE! | #VALUE! | #VALUE! | #VALUE! | #VALUE! | #VALUE! | #VALUE! |  |  |  |  | #VALUE! | #VALUE! | #VALUE! |  |  | #VALUE! | #VALUE! | #VALUE! | #VALUE! | #VALUE! | #VALUE! | #VALUE! | #VALUE! |  |  |  |  | #VALUE! | #VALUE! | #VALUE! |  |  | #VALUE! | #VALUE! | #VALUE! | #VALUE! | #VALUE! | #VALUE! | #VALUE! | #VALUE! |  |  |  |  | #VALUE! | #VALUE! | #VALUE! |  |  | #VALUE! | #VALUE! | #VALUE! | #VALUE! | #VALUE! | #VALUE! | #VALUE! | #VALUE! |  |  |  |  | #VALUE! | #VALUE! | #VALUE! |  |  | #VALUE! | #VALUE! | #VALUE! | #VALUE! | #VALUE! | #VALUE! | #VALUE! | #VALUE! |  |  | #VALUE! | #VALUE! | #VALUE! | #VALUE! | #VALUE! |  |  | #VALUE! | #VALUE! | #VALUE! | #VALUE! | #VALUE! | #VALUE! | #VALUE! | #VALUE! |  |  | #VALUE! | #VALUE! | #VALUE! | #VALUE! | #VALUE! |  |  | #VALUE! | #VALUE! | #VALUE! | #VALUE! | #VALUE! | #VALUE! | #VALUE! | #VALUE! | 0 | #REF! | #VALUE! | #VALUE! | #VALUE! | #VALUE! | #VALUE! | #VALUE! | #VALUE! | 0
|  |  |  | 0 | 51 | 0 |  |  | 1 | 1.0842e-19 | 0 | 1.0669e-18 | 1.0669e-18 | 1.0669e-18 | 0 | 0 |  |  |  |  | #VALUE! | #VALUE! | #VALUE! |  |  | #VALUE! | #VALUE! | #VALUE! | #VALUE! | #VALUE! | #VALUE! | #VALUE! | #VALUE! |  |  |  |  | #VALUE! | #VALUE! | #VALUE! |  |  | #VALUE! | #VALUE! | #VALUE! | #VALUE! | #VALUE! | #VALUE! | #VALUE! | #VALUE! |  |  |  |  | #VALUE! | #VALUE! | #VALUE! |  |  | #VALUE! | #VALUE! | #VALUE! | #VALUE! | #VALUE! | #VALUE! | #VALUE! | #VALUE! |  |  |  |  | #VALUE! | #VALUE! | #VALUE! |  |  | #VALUE! | #VALUE! | #VALUE! | #VALUE! | #VALUE! | #VALUE! | #VALUE! | #VALUE! |  |  |  |  | #VALUE! | #VALUE! | #VALUE! |  |  | #VALUE! | #VALUE! | #VALUE! | #VALUE! | #VALUE! | #VALUE! | #VALUE! | #VALUE! |  |  | #VALUE! | #VALUE! | #VALUE! | #VALUE! | #VALUE! |  |  | #VALUE! | #VALUE! | #VALUE! | #VALUE! | #VALUE! | #VALUE! | #VALUE! | #VALUE! |  |  | #VALUE! | #VALUE! | #VALUE! | #VALUE! | #VALUE! |  |  | #VALUE! | #VALUE! | #VALUE! | #VALUE! | #VALUE! | #VALUE! | #VALUE! | #VALUE! | 0 | #REF! | #VALUE! | #VALUE! | #VALUE! | #VALUE! | #VALUE! | #VALUE! | #VALUE! | 0
|  |  |  | 0 | 51 | 0 |  |  | 1 | 1.0842e-19 | 0 | 1.0669e-18 | 1.0669e-18 | 1.0669e-18 | 0 | 0 |  |  |  |  | #VALUE! | #VALUE! | #VALUE! |  |  | #VALUE! | #VALUE! | #VALUE! | #VALUE! | #VALUE! | #VALUE! | #VALUE! | #VALUE! |  |  |  |  | #VALUE! | #VALUE! | #VALUE! |  |  | #VALUE! | #VALUE! | #VALUE! | #VALUE! | #VALUE! | #VALUE! | #VALUE! | #VALUE! |  |  |  |  | #VALUE! | #VALUE! | #VALUE! |  |  | #VALUE! | #VALUE! | #VALUE! | #VALUE! | #VALUE! | #VALUE! | #VALUE! | #VALUE! |  |  |  |  | #VALUE! | #VALUE! | #VALUE! |  |  | #VALUE! | #VALUE! | #VALUE! | #VALUE! | #VALUE! | #VALUE! | #VALUE! | #VALUE! |  |  |  |  | #VALUE! | #VALUE! | #VALUE! |  |  | #VALUE! | #VALUE! | #VALUE! | #VALUE! | #VALUE! | #VALUE! | #VALUE! | #VALUE! |  |  | #VALUE! | #VALUE! | #VALUE! | #VALUE! | #VALUE! |  |  | #VALUE! | #VALUE! | #VALUE! | #VALUE! | #VALUE! | #VALUE! | #VALUE! | #VALUE! |  |  | #VALUE! | #VALUE! | #VALUE! | #VALUE! | #VALUE! |  |  | #VALUE! | #VALUE! | #VALUE! | #VALUE! | #VALUE! | #VALUE! | #VALUE! | #VALUE! | 0 | #REF! | #VALUE! | #VALUE! | #VALUE! | #VALUE! | #VALUE! | #VALUE! | #VALUE! | 0
|  |  |  | 0 | 51 | 0 |  |  | 1 | 1.0842e-19 | 0 | 1.0669e-18 | 1.0669e-18 | 1.0669e-18 | 0 | 0 |  |  |  |  | #VALUE! | #VALUE! | #VALUE! |  |  | #VALUE! | #VALUE! | #VALUE! | #VALUE! | #VALUE! | #VALUE! | #VALUE! | #VALUE! |  |  |  |  | #VALUE! | #VALUE! | #VALUE! |  |  | #VALUE! | #VALUE! | #VALUE! | #VALUE! | #VALUE! | #VALUE! | #VALUE! | #VALUE! |  |  |  |  | #VALUE! | #VALUE! | #VALUE! |  |  | #VALUE! | #VALUE! | #VALUE! | #VALUE! | #VALUE! | #VALUE! | #VALUE! | #VALUE! |  |  |  |  | #VALUE! | #VALUE! | #VALUE! |  |  | #VALUE! | #VALUE! | #VALUE! | #VALUE! | #VALUE! | #VALUE! | #VALUE! | #VALUE! |  |  |  |  | #VALUE! | #VALUE! | #VALUE! |  |  | #VALUE! | #VALUE! | #VALUE! | #VALUE! | #VALUE! | #VALUE! | #VALUE! | #VALUE! |  |  | #VALUE! | #VALUE! | #VALUE! | #VALUE! | #VALUE! |  |  | #VALUE! | #VALUE! | #VALUE! | #VALUE! | #VALUE! | #VALUE! | #VALUE! | #VALUE! |  |  | #VALUE! | #VALUE! | #VALUE! | #VALUE! | #VALUE! |  |  | #VALUE! | #VALUE! | #VALUE! | #VALUE! | #VALUE! | #VALUE! | #VALUE! | #VALUE! | 0 | #REF! | #VALUE! | #VALUE! | #VALUE! | #VALUE! | #VALUE! | #VALUE! | #VALUE! | 0
|  |  |  | 0 | 51 | 0 |  |  | 1 | 1.0842e-19 | 0 | 1.0669e-18 | 1.0669e-18 | 1.0669e-18 | 0 | 0 |  |  |  |  | #VALUE! | #VALUE! | #VALUE! |  |  | #VALUE! | #VALUE! | #VALUE! | #VALUE! | #VALUE! | #VALUE! | #VALUE! | #VALUE! |  |  |  |  | #VALUE! | #VALUE! | #VALUE! |  |  | #VALUE! | #VALUE! | #VALUE! | #VALUE! | #VALUE! | #VALUE! | #VALUE! | #VALUE! |  |  |  |  | #VALUE! | #VALUE! | #VALUE! |  |  | #VALUE! | #VALUE! | #VALUE! | #VALUE! | #VALUE! | #VALUE! | #VALUE! | #VALUE! |  |  |  |  | #VALUE! | #VALUE! | #VALUE! |  |  | #VALUE! | #VALUE! | #VALUE! | #VALUE! | #VALUE! | #VALUE! | #VALUE! | #VALUE! |  |  |  |  | #VALUE! | #VALUE! | #VALUE! |  |  | #VALUE! | #VALUE! | #VALUE! | #VALUE! | #VALUE! | #VALUE! | #VALUE! | #VALUE! |  |  | #VALUE! | #VALUE! | #VALUE! | #VALUE! | #VALUE! |  |  | #VALUE! | #VALUE! | #VALUE! | #VALUE! | #VALUE! | #VALUE! | #VALUE! | #VALUE! |  |  | #VALUE! | #VALUE! | #VALUE! | #VALUE! | #VALUE! |  |  | #VALUE! | #VALUE! | #VALUE! | #VALUE! | #VALUE! | #VALUE! | #VALUE! | #VALUE! | 0 | #REF! | #VALUE! | #VALUE! | #VALUE! | #VALUE! | #VALUE! | #VALUE! | #VALUE! | 0
|  |  |  | 0 | 51 | 0 |  |  | 1 | 1.0842e-19 | 0 | 1.0669e-18 | 1.0669e-18 | 1.0669e-18 | 0 | 0 |  |  |  |  | #VALUE! | #VALUE! | #VALUE! |  |  | #VALUE! | #VALUE! | #VALUE! | #VALUE! | #VALUE! | #VALUE! | #VALUE! | #VALUE! |  |  |  |  | #VALUE! | #VALUE! | #VALUE! |  |  | #VALUE! | #VALUE! | #VALUE! | #VALUE! | #VALUE! | #VALUE! | #VALUE! | #VALUE! |  |  |  |  | #VALUE! | #VALUE! | #VALUE! |  |  | #VALUE! | #VALUE! | #VALUE! | #VALUE! | #VALUE! | #VALUE! | #VALUE! | #VALUE! |  |  |  |  | #VALUE! | #VALUE! | #VALUE! |  |  | #VALUE! | #VALUE! | #VALUE! | #VALUE! | #VALUE! | #VALUE! | #VALUE! | #VALUE! |  |  |  |  | #VALUE! | #VALUE! | #VALUE! |  |  | #VALUE! | #VALUE! | #VALUE! | #VALUE! | #VALUE! | #VALUE! | #VALUE! | #VALUE! |  |  | #VALUE! | #VALUE! | #VALUE! | #VALUE! | #VALUE! |  |  | #VALUE! | #VALUE! | #VALUE! | #VALUE! | #VALUE! | #VALUE! | #VALUE! | #VALUE! |  |  | #VALUE! | #VALUE! | #VALUE! | #VALUE! | #VALUE! |  |  | #VALUE! | #VALUE! | #VALUE! | #VALUE! | #VALUE! | #VALUE! | #VALUE! | #VALUE! | 0 | #REF! | #VALUE! | #VALUE! | #VALUE! | #VALUE! | #VALUE! | #VALUE! | #VALUE! | 0
|  |  |  | 0 | 51 | 0 |  |  | 1 | 1.0842e-19 | 0 | 1.0669e-18 | 1.0669e-18 | 1.0669e-18 | 0 | 0 |  |  |  |  | #VALUE! | #VALUE! | #VALUE! |  |  | #VALUE! | #VALUE! | #VALUE! | #VALUE! | #VALUE! | #VALUE! | #VALUE! | #VALUE! |  |  |  |  | #VALUE! | #VALUE! | #VALUE! |  |  | #VALUE! | #VALUE! | #VALUE! | #VALUE! | #VALUE! | #VALUE! | #VALUE! | #VALUE! |  |  |  |  | #VALUE! | #VALUE! | #VALUE! |  |  | #VALUE! | #VALUE! | #VALUE! | #VALUE! | #VALUE! | #VALUE! | #VALUE! | #VALUE! |  |  |  |  | #VALUE! | #VALUE! | #VALUE! |  |  | #VALUE! | #VALUE! | #VALUE! | #VALUE! | #VALUE! | #VALUE! | #VALUE! | #VALUE! |  |  |  |  | #VALUE! | #VALUE! | #VALUE! |  |  | #VALUE! | #VALUE! | #VALUE! | #VALUE! | #VALUE! | #VALUE! | #VALUE! | #VALUE! |  |  | #VALUE! | #VALUE! | #VALUE! | #VALUE! | #VALUE! |  |  | #VALUE! | #VALUE! | #VALUE! | #VALUE! | #VALUE! | #VALUE! | #VALUE! | #VALUE! |  |  | #VALUE! | #VALUE! | #VALUE! | #VALUE! | #VALUE! |  |  | #VALUE! | #VALUE! | #VALUE! | #VALUE! | #VALUE! | #VALUE! | #VALUE! | #VALUE! | 0 | #REF! | #VALUE! | #VALUE! | #VALUE! | #VALUE! | #VALUE! | #VALUE! | #VALUE! | 0
|  |  |  | 0 | 51 | 0 |  |  | 1 | 1.0842e-19 | 0 | 1.0669e-18 | 1.0669e-18 | 1.0669e-18 | 0 | 0 |  |  |  |  | #VALUE! | #VALUE! | #VALUE! |  |  | #VALUE! | #VALUE! | #VALUE! | #VALUE! | #VALUE! | #VALUE! | #VALUE! | #VALUE! |  |  |  |  | #VALUE! | #VALUE! | #VALUE! |  |  | #VALUE! | #VALUE! | #VALUE! | #VALUE! | #VALUE! | #VALUE! | #VALUE! | #VALUE! |  |  |  |  | #VALUE! | #VALUE! | #VALUE! |  |  | #VALUE! | #VALUE! | #VALUE! | #VALUE! | #VALUE! | #VALUE! | #VALUE! | #VALUE! |  |  |  |  | #VALUE! | #VALUE! | #VALUE! |  |  | #VALUE! | #VALUE! | #VALUE! | #VALUE! | #VALUE! | #VALUE! | #VALUE! | #VALUE! |  |  |  |  | #VALUE! | #VALUE! | #VALUE! |  |  | #VALUE! | #VALUE! | #VALUE! | #VALUE! | #VALUE! | #VALUE! | #VALUE! | #VALUE! |  |  | #VALUE! | #VALUE! | #VALUE! | #VALUE! | #VALUE! |  |  | #VALUE! | #VALUE! | #VALUE! | #VALUE! | #VALUE! | #VALUE! | #VALUE! | #VALUE! |  |  | #VALUE! | #VALUE! | #VALUE! | #VALUE! | #VALUE! |  |  | #VALUE! | #VALUE! | #VALUE! | #VALUE! | #VALUE! | #VALUE! | #VALUE! | #VALUE! | 0 | #REF! | #VALUE! | #VALUE! | #VALUE! | #VALUE! | #VALUE! | #VALUE! | #VALUE! | 0
|  |  |  | 0 | 51 | 0 |  |  | 1 | 1.0842e-19 | 0 | 1.0669e-18 | 1.0669e-18 | 1.0669e-18 | 0 | 0 |  |  |  |  | #VALUE! | #VALUE! | #VALUE! |  |  | #VALUE! | #VALUE! | #VALUE! | #VALUE! | #VALUE! | #VALUE! | #VALUE! | #VALUE! |  |  |  |  | #VALUE! | #VALUE! | #VALUE! |  |  | #VALUE! | #VALUE! | #VALUE! | #VALUE! | #VALUE! | #VALUE! | #VALUE! | #VALUE! |  |  |  |  | #VALUE! | #VALUE! | #VALUE! |  |  | #VALUE! | #VALUE! | #VALUE! | #VALUE! | #VALUE! | #VALUE! | #VALUE! | #VALUE! |  |  |  |  | #VALUE! | #VALUE! | #VALUE! |  |  | #VALUE! | #VALUE! | #VALUE! | #VALUE! | #VALUE! | #VALUE! | #VALUE! | #VALUE! |  |  |  |  | #VALUE! | #VALUE! | #VALUE! |  |  | #VALUE! | #VALUE! | #VALUE! | #VALUE! | #VALUE! | #VALUE! | #VALUE! | #VALUE! |  |  | #VALUE! | #VALUE! | #VALUE! | #VALUE! | #VALUE! |  |  | #VALUE! | #VALUE! | #VALUE! | #VALUE! | #VALUE! | #VALUE! | #VALUE! | #VALUE! |  |  | #VALUE! | #VALUE! | #VALUE! | #VALUE! | #VALUE! |  |  | #VALUE! | #VALUE! | #VALUE! | #VALUE! | #VALUE! | #VALUE! | #VALUE! | #VALUE! | 0 | #REF! | #VALUE! | #VALUE! | #VALUE! | #VALUE! | #VALUE! | #VALUE! | #VALUE! | 0
|  |  |  | 0 | 51 | 0 |  |  | 1 | 1.0842e-19 | 0 | 1.0669e-18 | 1.0669e-18 | 1.0669e-18 | 0 | 0 |  |  |  |  | #VALUE! | #VALUE! | #VALUE! |  |  | #VALUE! | #VALUE! | #VALUE! | #VALUE! | #VALUE! | #VALUE! | #VALUE! | #VALUE! |  |  |  |  | #VALUE! | #VALUE! | #VALUE! |  |  | #VALUE! | #VALUE! | #VALUE! | #VALUE! | #VALUE! | #VALUE! | #VALUE! | #VALUE! |  |  |  |  | #VALUE! | #VALUE! | #VALUE! |  |  | #VALUE! | #VALUE! | #VALUE! | #VALUE! | #VALUE! | #VALUE! | #VALUE! | #VALUE! |  |  |  |  | #VALUE! | #VALUE! | #VALUE! |  |  | #VALUE! | #VALUE! | #VALUE! | #VALUE! | #VALUE! | #VALUE! | #VALUE! | #VALUE! |  |  |  |  | #VALUE! | #VALUE! | #VALUE! |  |  | #VALUE! | #VALUE! | #VALUE! | #VALUE! | #VALUE! | #VALUE! | #VALUE! | #VALUE! |  |  | #VALUE! | #VALUE! | #VALUE! | #VALUE! | #VALUE! |  |  | #VALUE! | #VALUE! | #VALUE! | #VALUE! | #VALUE! | #VALUE! | #VALUE! | #VALUE! |  |  | #VALUE! | #VALUE! | #VALUE! | #VALUE! | #VALUE! |  |  | #VALUE! | #VALUE! | #VALUE! | #VALUE! | #VALUE! | #VALUE! | #VALUE! | #VALUE! | 0 | #REF! | #VALUE! | #VALUE! | #VALUE! | #VALUE! | #VALUE! | #VALUE! | #VALUE! | 0
|  |  |  | 0 | 51 | 0 |  |  | 1 | 1.0842e-19 | 0 | 1.0669e-18 | 1.0669e-18 | 1.0669e-18 | 0 | 0 |  |  |  |  | #VALUE! | #VALUE! | #VALUE! |  |  | #VALUE! | #VALUE! | #VALUE! | #VALUE! | #VALUE! | #VALUE! | #VALUE! | #VALUE! |  |  |  |  | #VALUE! | #VALUE! | #VALUE! |  |  | #VALUE! | #VALUE! | #VALUE! | #VALUE! | #VALUE! | #VALUE! | #VALUE! | #VALUE! |  |  |  |  | #VALUE! | #VALUE! | #VALUE! |  |  | #VALUE! | #VALUE! | #VALUE! | #VALUE! | #VALUE! | #VALUE! | #VALUE! | #VALUE! |  |  |  |  | #VALUE! | #VALUE! | #VALUE! |  |  | #VALUE! | #VALUE! | #VALUE! | #VALUE! | #VALUE! | #VALUE! | #VALUE! | #VALUE! |  |  |  |  | #VALUE! | #VALUE! | #VALUE! |  |  | #VALUE! | #VALUE! | #VALUE! | #VALUE! | #VALUE! | #VALUE! | #VALUE! | #VALUE! |  |  | #VALUE! | #VALUE! | #VALUE! | #VALUE! | #VALUE! |  |  | #VALUE! | #VALUE! | #VALUE! | #VALUE! | #VALUE! | #VALUE! | #VALUE! | #VALUE! |  |  | #VALUE! | #VALUE! | #VALUE! | #VALUE! | #VALUE! |  |  | #VALUE! | #VALUE! | #VALUE! | #VALUE! | #VALUE! | #VALUE! | #VALUE! | #VALUE! | 0 | #REF! | #VALUE! | #VALUE! | #VALUE! | #VALUE! | #VALUE! | #VALUE! | #VALUE! | 0
|  |  |  | 0 | 51 | 0 |  |  | 1 | 1.0842e-19 | 0 | 1.0669e-18 | 1.0669e-18 | 1.0669e-18 | 0 | 0 |  |  |  |  | #VALUE! | #VALUE! | #VALUE! |  |  | #VALUE! | #VALUE! | #VALUE! | #VALUE! | #VALUE! | #VALUE! | #VALUE! | #VALUE! |  |  |  |  | #VALUE! | #VALUE! | #VALUE! |  |  | #VALUE! | #VALUE! | #VALUE! | #VALUE! | #VALUE! | #VALUE! | #VALUE! | #VALUE! |  |  |  |  | #VALUE! | #VALUE! | #VALUE! |  |  | #VALUE! | #VALUE! | #VALUE! | #VALUE! | #VALUE! | #VALUE! | #VALUE! | #VALUE! |  |  |  |  | #VALUE! | #VALUE! | #VALUE! |  |  | #VALUE! | #VALUE! | #VALUE! | #VALUE! | #VALUE! | #VALUE! | #VALUE! | #VALUE! |  |  |  |  | #VALUE! | #VALUE! | #VALUE! |  |  | #VALUE! | #VALUE! | #VALUE! | #VALUE! | #VALUE! | #VALUE! | #VALUE! | #VALUE! |  |  | #VALUE! | #VALUE! | #VALUE! | #VALUE! | #VALUE! |  |  | #VALUE! | #VALUE! | #VALUE! | #VALUE! | #VALUE! | #VALUE! | #VALUE! | #VALUE! |  |  | #VALUE! | #VALUE! | #VALUE! | #VALUE! | #VALUE! |  |  | #VALUE! | #VALUE! | #VALUE! | #VALUE! | #VALUE! | #VALUE! | #VALUE! | #VALUE! | 0 | #REF! | #VALUE! | #VALUE! | #VALUE! | #VALUE! | #VALUE! | #VALUE! | #VALUE! | 0
|  |  |  | 0 | 51 | 0 |  |  | 1 | 1.0842e-19 | 0 | 1.0669e-18 | 1.0669e-18 | 1.0669e-18 | 0 | 0 |  |  |  |  | #VALUE! | #VALUE! | #VALUE! |  |  | #VALUE! | #VALUE! | #VALUE! | #VALUE! | #VALUE! | #VALUE! | #VALUE! | #VALUE! |  |  |  |  | #VALUE! | #VALUE! | #VALUE! |  |  | #VALUE! | #VALUE! | #VALUE! | #VALUE! | #VALUE! | #VALUE! | #VALUE! | #VALUE! |  |  |  |  | #VALUE! | #VALUE! | #VALUE! |  |  | #VALUE! | #VALUE! | #VALUE! | #VALUE! | #VALUE! | #VALUE! | #VALUE! | #VALUE! |  |  |  |  | #VALUE! | #VALUE! | #VALUE! |  |  | #VALUE! | #VALUE! | #VALUE! | #VALUE! | #VALUE! | #VALUE! | #VALUE! | #VALUE! |  |  |  |  | #VALUE! | #VALUE! | #VALUE! |  |  | #VALUE! | #VALUE! | #VALUE! | #VALUE! | #VALUE! | #VALUE! | #VALUE! | #VALUE! |  |  | #VALUE! | #VALUE! | #VALUE! | #VALUE! | #VALUE! |  |  | #VALUE! | #VALUE! | #VALUE! | #VALUE! | #VALUE! | #VALUE! | #VALUE! | #VALUE! |  |  | #VALUE! | #VALUE! | #VALUE! | #VALUE! | #VALUE! |  |  | #VALUE! | #VALUE! | #VALUE! | #VALUE! | #VALUE! | #VALUE! | #VALUE! | #VALUE! | 0 | #REF! | #VALUE! | #VALUE! | #VALUE! | #VALUE! | #VALUE! | #VALUE! | #VALUE! | 0
|  |  |  | 0 | 51 | 0 |  |  | 1 | 1.0842e-19 | 0 | 1.0669e-18 | 1.0669e-18 | 1.0669e-18 | 0 | 0 |  |  |  |  | #VALUE! | #VALUE! | #VALUE! |  |  | #VALUE! | #VALUE! | #VALUE! | #VALUE! | #VALUE! | #VALUE! | #VALUE! | #VALUE! |  |  |  |  | #VALUE! | #VALUE! | #VALUE! |  |  | #VALUE! | #VALUE! | #VALUE! | #VALUE! | #VALUE! | #VALUE! | #VALUE! | #VALUE! |  |  |  |  | #VALUE! | #VALUE! | #VALUE! |  |  | #VALUE! | #VALUE! | #VALUE! | #VALUE! | #VALUE! | #VALUE! | #VALUE! | #VALUE! |  |  |  |  | #VALUE! | #VALUE! | #VALUE! |  |  | #VALUE! | #VALUE! | #VALUE! | #VALUE! | #VALUE! | #VALUE! | #VALUE! | #VALUE! |  |  |  |  | #VALUE! | #VALUE! | #VALUE! |  |  | #VALUE! | #VALUE! | #VALUE! | #VALUE! | #VALUE! | #VALUE! | #VALUE! | #VALUE! |  |  | #VALUE! | #VALUE! | #VALUE! | #VALUE! | #VALUE! |  |  | #VALUE! | #VALUE! | #VALUE! | #VALUE! | #VALUE! | #VALUE! | #VALUE! | #VALUE! |  |  | #VALUE! | #VALUE! | #VALUE! | #VALUE! | #VALUE! |  |  | #VALUE! | #VALUE! | #VALUE! | #VALUE! | #VALUE! | #VALUE! | #VALUE! | #VALUE! | 0 | #REF! | #VALUE! | #VALUE! | #VALUE! | #VALUE! | #VALUE! | #VALUE! | #VALUE! | 0
|  |  |  | 0 | 51 | 0 |  |  | 1 | 1.0842e-19 | 0 | 1.0669e-18 | 1.0669e-18 | 1.0669e-18 | 0 | 0 |  |  |  |  | #VALUE! | #VALUE! | #VALUE! |  |  | #VALUE! | #VALUE! | #VALUE! | #VALUE! | #VALUE! | #VALUE! | #VALUE! | #VALUE! |  |  |  |  | #VALUE! | #VALUE! | #VALUE! |  |  | #VALUE! | #VALUE! | #VALUE! | #VALUE! | #VALUE! | #VALUE! | #VALUE! | #VALUE! |  |  |  |  | #VALUE! | #VALUE! | #VALUE! |  |  | #VALUE! | #VALUE! | #VALUE! | #VALUE! | #VALUE! | #VALUE! | #VALUE! | #VALUE! |  |  |  |  | #VALUE! | #VALUE! | #VALUE! |  |  | #VALUE! | #VALUE! | #VALUE! | #VALUE! | #VALUE! | #VALUE! | #VALUE! | #VALUE! |  |  |  |  | #VALUE! | #VALUE! | #VALUE! |  |  | #VALUE! | #VALUE! | #VALUE! | #VALUE! | #VALUE! | #VALUE! | #VALUE! | #VALUE! |  |  | #VALUE! | #VALUE! | #VALUE! | #VALUE! | #VALUE! |  |  | #VALUE! | #VALUE! | #VALUE! | #VALUE! | #VALUE! | #VALUE! | #VALUE! | #VALUE! |  |  | #VALUE! | #VALUE! | #VALUE! | #VALUE! | #VALUE! |  |  | #VALUE! | #VALUE! | #VALUE! | #VALUE! | #VALUE! | #VALUE! | #VALUE! | #VALUE! | 0 | #REF! | #VALUE! | #VALUE! | #VALUE! | #VALUE! | #VALUE! | #VALUE! | #VALUE! | 0
|  |  |  | 0 | 51 | 0 |  |  | 1 | 1.0842e-19 | 0 | 1.0669e-18 | 1.0669e-18 | 1.0669e-18 | 0 | 0 |  |  |  |  | #VALUE! | #VALUE! | #VALUE! |  |  | #VALUE! | #VALUE! | #VALUE! | #VALUE! | #VALUE! | #VALUE! | #VALUE! | #VALUE! |  |  |  |  | #VALUE! | #VALUE! | #VALUE! |  |  | #VALUE! | #VALUE! | #VALUE! | #VALUE! | #VALUE! | #VALUE! | #VALUE! | #VALUE! |  |  |  |  | #VALUE! | #VALUE! | #VALUE! |  |  | #VALUE! | #VALUE! | #VALUE! | #VALUE! | #VALUE! | #VALUE! | #VALUE! | #VALUE! |  |  |  |  | #VALUE! | #VALUE! | #VALUE! |  |  | #VALUE! | #VALUE! | #VALUE! | #VALUE! | #VALUE! | #VALUE! | #VALUE! | #VALUE! |  |  |  |  | #VALUE! | #VALUE! | #VALUE! |  |  | #VALUE! | #VALUE! | #VALUE! | #VALUE! | #VALUE! | #VALUE! | #VALUE! | #VALUE! |  |  | #VALUE! | #VALUE! | #VALUE! | #VALUE! | #VALUE! |  |  | #VALUE! | #VALUE! | #VALUE! | #VALUE! | #VALUE! | #VALUE! | #VALUE! | #VALUE! |  |  | #VALUE! | #VALUE! | #VALUE! | #VALUE! | #VALUE! |  |  | #VALUE! | #VALUE! | #VALUE! | #VALUE! | #VALUE! | #VALUE! | #VALUE! | #VALUE! | 0 | #REF! | #VALUE! | #VALUE! | #VALUE! | #VALUE! | #VALUE! | #VALUE! | #VALUE! | 0
|  |  |  | 0 | 51 | 0 |  |  | 1 | 1.0842e-19 | 0 | 1.0669e-18 | 1.0669e-18 | 1.0669e-18 | 0 | 0 |  |  |  |  | #VALUE! | #VALUE! | #VALUE! |  |  | #VALUE! | #VALUE! | #VALUE! | #VALUE! | #VALUE! | #VALUE! | #VALUE! | #VALUE! |  |  |  |  | #VALUE! | #VALUE! | #VALUE! |  |  | #VALUE! | #VALUE! | #VALUE! | #VALUE! | #VALUE! | #VALUE! | #VALUE! | #VALUE! |  |  |  |  | #VALUE! | #VALUE! | #VALUE! |  |  | #VALUE! | #VALUE! | #VALUE! | #VALUE! | #VALUE! | #VALUE! | #VALUE! | #VALUE! |  |  |  |  | #VALUE! | #VALUE! | #VALUE! |  |  | #VALUE! | #VALUE! | #VALUE! | #VALUE! | #VALUE! | #VALUE! | #VALUE! | #VALUE! |  |  |  |  | #VALUE! | #VALUE! | #VALUE! |  |  | #VALUE! | #VALUE! | #VALUE! | #VALUE! | #VALUE! | #VALUE! | #VALUE! | #VALUE! |  |  | #VALUE! | #VALUE! | #VALUE! | #VALUE! | #VALUE! |  |  | #VALUE! | #VALUE! | #VALUE! | #VALUE! | #VALUE! | #VALUE! | #VALUE! | #VALUE! |  |  | #VALUE! | #VALUE! | #VALUE! | #VALUE! | #VALUE! |  |  | #VALUE! | #VALUE! | #VALUE! | #VALUE! | #VALUE! | #VALUE! | #VALUE! | #VALUE! | 0 | #REF! | #VALUE! | #VALUE! | #VALUE! | #VALUE! | #VALUE! | #VALUE! | #VALUE! | 0
|  |  |  | 0 | 51 | 0 |  |  | 1 | 1.0842e-19 | 0 | 1.0669e-18 | 1.0669e-18 | 1.0669e-18 | 0 | 0 |  |  |  |  | #VALUE! | #VALUE! | #VALUE! |  |  | #VALUE! | #VALUE! | #VALUE! | #VALUE! | #VALUE! | #VALUE! | #VALUE! | #VALUE! |  |  |  |  | #VALUE! | #VALUE! | #VALUE! |  |  | #VALUE! | #VALUE! | #VALUE! | #VALUE! | #VALUE! | #VALUE! | #VALUE! | #VALUE! |  |  |  |  | #VALUE! | #VALUE! | #VALUE! |  |  | #VALUE! | #VALUE! | #VALUE! | #VALUE! | #VALUE! | #VALUE! | #VALUE! | #VALUE! |  |  |  |  | #VALUE! | #VALUE! | #VALUE! |  |  | #VALUE! | #VALUE! | #VALUE! | #VALUE! | #VALUE! | #VALUE! | #VALUE! | #VALUE! |  |  |  |  | #VALUE! | #VALUE! | #VALUE! |  |  | #VALUE! | #VALUE! | #VALUE! | #VALUE! | #VALUE! | #VALUE! | #VALUE! | #VALUE! |  |  | #VALUE! | #VALUE! | #VALUE! | #VALUE! | #VALUE! |  |  | #VALUE! | #VALUE! | #VALUE! | #VALUE! | #VALUE! | #VALUE! | #VALUE! | #VALUE! |  |  | #VALUE! | #VALUE! | #VALUE! | #VALUE! | #VALUE! |  |  | #VALUE! | #VALUE! | #VALUE! | #VALUE! | #VALUE! | #VALUE! | #VALUE! | #VALUE! | 0 | #REF! | #VALUE! | #VALUE! | #VALUE! | #VALUE! | #VALUE! | #VALUE! | #VALUE! | 0
|  |  |  | 0 | 51 | 0 |  |  | 1 | 1.0842e-19 | 0 | 1.0669e-18 | 1.0669e-18 | 1.0669e-18 | 0 | 0 |  |  |  |  | #VALUE! | #VALUE! | #VALUE! |  |  | #VALUE! | #VALUE! | #VALUE! | #VALUE! | #VALUE! | #VALUE! | #VALUE! | #VALUE! |  |  |  |  | #VALUE! | #VALUE! | #VALUE! |  |  | #VALUE! | #VALUE! | #VALUE! | #VALUE! | #VALUE! | #VALUE! | #VALUE! | #VALUE! |  |  |  |  | #VALUE! | #VALUE! | #VALUE! |  |  | #VALUE! | #VALUE! | #VALUE! | #VALUE! | #VALUE! | #VALUE! | #VALUE! | #VALUE! |  |  |  |  | #VALUE! | #VALUE! | #VALUE! |  |  | #VALUE! | #VALUE! | #VALUE! | #VALUE! | #VALUE! | #VALUE! | #VALUE! | #VALUE! |  |  |  |  | #VALUE! | #VALUE! | #VALUE! |  |  | #VALUE! | #VALUE! | #VALUE! | #VALUE! | #VALUE! | #VALUE! | #VALUE! | #VALUE! |  |  | #VALUE! | #VALUE! | #VALUE! | #VALUE! | #VALUE! |  |  | #VALUE! | #VALUE! | #VALUE! | #VALUE! | #VALUE! | #VALUE! | #VALUE! | #VALUE! |  |  | #VALUE! | #VALUE! | #VALUE! | #VALUE! | #VALUE! |  |  | #VALUE! | #VALUE! | #VALUE! | #VALUE! | #VALUE! | #VALUE! | #VALUE! | #VALUE! | 0 | #REF! | #VALUE! | #VALUE! | #VALUE! | #VALUE! | #VALUE! | #VALUE! | #VALUE! | 0
|  |  |  | 0 | 51 | 0 |  |  | 1 | 1.0842e-19 | 0 | 1.0669e-18 | 1.0669e-18 | 1.0669e-18 | 0 | 0 |  |  |  |  | #VALUE! | #VALUE! | #VALUE! |  |  | #VALUE! | #VALUE! | #VALUE! | #VALUE! | #VALUE! | #VALUE! | #VALUE! | #VALUE! |  |  |  |  | #VALUE! | #VALUE! | #VALUE! |  |  | #VALUE! | #VALUE! | #VALUE! | #VALUE! | #VALUE! | #VALUE! | #VALUE! | #VALUE! |  |  |  |  | #VALUE! | #VALUE! | #VALUE! |  |  | #VALUE! | #VALUE! | #VALUE! | #VALUE! | #VALUE! | #VALUE! | #VALUE! | #VALUE! |  |  |  |  | #VALUE! | #VALUE! | #VALUE! |  |  | #VALUE! | #VALUE! | #VALUE! | #VALUE! | #VALUE! | #VALUE! | #VALUE! | #VALUE! |  |  |  |  | #VALUE! | #VALUE! | #VALUE! |  |  | #VALUE! | #VALUE! | #VALUE! | #VALUE! | #VALUE! | #VALUE! | #VALUE! | #VALUE! |  |  | #VALUE! | #VALUE! | #VALUE! | #VALUE! | #VALUE! |  |  | #VALUE! | #VALUE! | #VALUE! | #VALUE! | #VALUE! | #VALUE! | #VALUE! | #VALUE! |  |  | #VALUE! | #VALUE! | #VALUE! | #VALUE! | #VALUE! |  |  | #VALUE! | #VALUE! | #VALUE! | #VALUE! | #VALUE! | #VALUE! | #VALUE! | #VALUE! | 0 | #REF! | #VALUE! | #VALUE! | #VALUE! | #VALUE! | #VALUE! | #VALUE! | #VALUE! | 0
|  |  |  | 0 | 51 | 0 |  |  | 1 | 1.0842e-19 | 0 | 1.0669e-18 | 1.0669e-18 | 1.0669e-18 | 0 | 0 |  |  |  |  | #VALUE! | #VALUE! | #VALUE! |  |  | #VALUE! | #VALUE! | #VALUE! | #VALUE! | #VALUE! | #VALUE! | #VALUE! | #VALUE! |  |  |  |  | #VALUE! | #VALUE! | #VALUE! |  |  | #VALUE! | #VALUE! | #VALUE! | #VALUE! | #VALUE! | #VALUE! | #VALUE! | #VALUE! |  |  |  |  | #VALUE! | #VALUE! | #VALUE! |  |  | #VALUE! | #VALUE! | #VALUE! | #VALUE! | #VALUE! | #VALUE! | #VALUE! | #VALUE! |  |  |  |  | #VALUE! | #VALUE! | #VALUE! |  |  | #VALUE! | #VALUE! | #VALUE! | #VALUE! | #VALUE! | #VALUE! | #VALUE! | #VALUE! |  |  |  |  | #VALUE! | #VALUE! | #VALUE! |  |  | #VALUE! | #VALUE! | #VALUE! | #VALUE! | #VALUE! | #VALUE! | #VALUE! | #VALUE! |  |  | #VALUE! | #VALUE! | #VALUE! | #VALUE! | #VALUE! |  |  | #VALUE! | #VALUE! | #VALUE! | #VALUE! | #VALUE! | #VALUE! | #VALUE! | #VALUE! |  |  | #VALUE! | #VALUE! | #VALUE! | #VALUE! | #VALUE! |  |  | #VALUE! | #VALUE! | #VALUE! | #VALUE! | #VALUE! | #VALUE! | #VALUE! | #VALUE! | 0 | #REF! | #VALUE! | #VALUE! | #VALUE! | #VALUE! | #VALUE! | #VALUE! | #VALUE! | 0
|  |  |  | 0 | 51 | 0 |  |  | 1 | 1.0842e-19 | 0 | 1.0669e-18 | 1.0669e-18 | 1.0669e-18 | 0 | 0 |  |  |  |  | #VALUE! | #VALUE! | #VALUE! |  |  | #VALUE! | #VALUE! | #VALUE! | #VALUE! | #VALUE! | #VALUE! | #VALUE! | #VALUE! |  |  |  |  | #VALUE! | #VALUE! | #VALUE! |  |  | #VALUE! | #VALUE! | #VALUE! | #VALUE! | #VALUE! | #VALUE! | #VALUE! | #VALUE! |  |  |  |  | #VALUE! | #VALUE! | #VALUE! |  |  | #VALUE! | #VALUE! | #VALUE! | #VALUE! | #VALUE! | #VALUE! | #VALUE! | #VALUE! |  |  |  |  | #VALUE! | #VALUE! | #VALUE! |  |  | #VALUE! | #VALUE! | #VALUE! | #VALUE! | #VALUE! | #VALUE! | #VALUE! | #VALUE! |  |  |  |  | #VALUE! | #VALUE! | #VALUE! |  |  | #VALUE! | #VALUE! | #VALUE! | #VALUE! | #VALUE! | #VALUE! | #VALUE! | #VALUE! |  |  | #VALUE! | #VALUE! | #VALUE! | #VALUE! | #VALUE! |  |  | #VALUE! | #VALUE! | #VALUE! | #VALUE! | #VALUE! | #VALUE! | #VALUE! | #VALUE! |  |  | #VALUE! | #VALUE! | #VALUE! | #VALUE! | #VALUE! |  |  | #VALUE! | #VALUE! | #VALUE! | #VALUE! | #VALUE! | #VALUE! | #VALUE! | #VALUE! | 0 | #REF! | #VALUE! | #VALUE! | #VALUE! | #VALUE! | #VALUE! | #VALUE! | #VALUE! | 0
|  |  |  | 0 | 51 | 0 |  |  | 1 | 1.0842e-19 | 0 | 1.0669e-18 | 1.0669e-18 | 1.0669e-18 | 0 | 0 |  |  |  |  | #VALUE! | #VALUE! | #VALUE! |  |  | #VALUE! | #VALUE! | #VALUE! | #VALUE! | #VALUE! | #VALUE! | #VALUE! | #VALUE! |  |  |  |  | #VALUE! | #VALUE! | #VALUE! |  |  | #VALUE! | #VALUE! | #VALUE! | #VALUE! | #VALUE! | #VALUE! | #VALUE! | #VALUE! |  |  |  |  | #VALUE! | #VALUE! | #VALUE! |  |  | #VALUE! | #VALUE! | #VALUE! | #VALUE! | #VALUE! | #VALUE! | #VALUE! | #VALUE! |  |  |  |  | #VALUE! | #VALUE! | #VALUE! |  |  | #VALUE! | #VALUE! | #VALUE! | #VALUE! | #VALUE! | #VALUE! | #VALUE! | #VALUE! |  |  |  |  | #VALUE! | #VALUE! | #VALUE! |  |  | #VALUE! | #VALUE! | #VALUE! | #VALUE! | #VALUE! | #VALUE! | #VALUE! | #VALUE! |  |  | #VALUE! | #VALUE! | #VALUE! | #VALUE! | #VALUE! |  |  | #VALUE! | #VALUE! | #VALUE! | #VALUE! | #VALUE! | #VALUE! | #VALUE! | #VALUE! |  |  | #VALUE! | #VALUE! | #VALUE! | #VALUE! | #VALUE! |  |  | #VALUE! | #VALUE! | #VALUE! | #VALUE! | #VALUE! | #VALUE! | #VALUE! | #VALUE! | 0 | #REF! | #VALUE! | #VALUE! | #VALUE! | #VALUE! | #VALUE! | #VALUE! | #VALUE! | 0
|  |  |  | 0 | 51 | 0 |  |  | 1 | 1.0842e-19 | 0 | 1.0669e-18 | 1.0669e-18 | 1.0669e-18 | 0 | 0 |  |  |  |  | #VALUE! | #VALUE! | #VALUE! |  |  | #VALUE! | #VALUE! | #VALUE! | #VALUE! | #VALUE! | #VALUE! | #VALUE! | #VALUE! |  |  |  |  | #VALUE! | #VALUE! | #VALUE! |  |  | #VALUE! | #VALUE! | #VALUE! | #VALUE! | #VALUE! | #VALUE! | #VALUE! | #VALUE! |  |  |  |  | #VALUE! | #VALUE! | #VALUE! |  |  | #VALUE! | #VALUE! | #VALUE! | #VALUE! | #VALUE! | #VALUE! | #VALUE! | #VALUE! |  |  |  |  | #VALUE! | #VALUE! | #VALUE! |  |  | #VALUE! | #VALUE! | #VALUE! | #VALUE! | #VALUE! | #VALUE! | #VALUE! | #VALUE! |  |  |  |  | #VALUE! | #VALUE! | #VALUE! |  |  | #VALUE! | #VALUE! | #VALUE! | #VALUE! | #VALUE! | #VALUE! | #VALUE! | #VALUE! |  |  | #VALUE! | #VALUE! | #VALUE! | #VALUE! | #VALUE! |  |  | #VALUE! | #VALUE! | #VALUE! | #VALUE! | #VALUE! | #VALUE! | #VALUE! | #VALUE! |  |  | #VALUE! | #VALUE! | #VALUE! | #VALUE! | #VALUE! |  |  | #VALUE! | #VALUE! | #VALUE! | #VALUE! | #VALUE! | #VALUE! | #VALUE! | #VALUE! | 0 | #REF! | #VALUE! | #VALUE! | #VALUE! | #VALUE! | #VALUE! | #VALUE! | #VALUE! | 0
|  |  |  | 0 | 51 | 0 |  |  | 1 | 1.0842e-19 | 0 | 1.0669e-18 | 1.0669e-18 | 1.0669e-18 | 0 | 0 |  |  |  |  | #VALUE! | #VALUE! | #VALUE! |  |  | #VALUE! | #VALUE! | #VALUE! | #VALUE! | #VALUE! | #VALUE! | #VALUE! | #VALUE! |  |  |  |  | #VALUE! | #VALUE! | #VALUE! |  |  | #VALUE! | #VALUE! | #VALUE! | #VALUE! | #VALUE! | #VALUE! | #VALUE! | #VALUE! |  |  |  |  | #VALUE! | #VALUE! | #VALUE! |  |  | #VALUE! | #VALUE! | #VALUE! | #VALUE! | #VALUE! | #VALUE! | #VALUE! | #VALUE! |  |  |  |  | #VALUE! | #VALUE! | #VALUE! |  |  | #VALUE! | #VALUE! | #VALUE! | #VALUE! | #VALUE! | #VALUE! | #VALUE! | #VALUE! |  |  |  |  | #VALUE! | #VALUE! | #VALUE! |  |  | #VALUE! | #VALUE! | #VALUE! | #VALUE! | #VALUE! | #VALUE! | #VALUE! | #VALUE! |  |  | #VALUE! | #VALUE! | #VALUE! | #VALUE! | #VALUE! |  |  | #VALUE! | #VALUE! | #VALUE! | #VALUE! | #VALUE! | #VALUE! | #VALUE! | #VALUE! |  |  | #VALUE! | #VALUE! | #VALUE! | #VALUE! | #VALUE! |  |  | #VALUE! | #VALUE! | #VALUE! | #VALUE! | #VALUE! | #VALUE! | #VALUE! | #VALUE! | 0 | #REF! | #VALUE! | #VALUE! | #VALUE! | #VALUE! | #VALUE! | #VALUE! | #VALUE! | 0
|  |  |  | 0 | 51 | 0 |  |  | 1 | 1.0842e-19 | 0 | 1.0669e-18 | 1.0669e-18 | 1.0669e-18 | 0 | 0 |  |  |  |  | #VALUE! | #VALUE! | #VALUE! |  |  | #VALUE! | #VALUE! | #VALUE! | #VALUE! | #VALUE! | #VALUE! | #VALUE! | #VALUE! |  |  |  |  | #VALUE! | #VALUE! | #VALUE! |  |  | #VALUE! | #VALUE! | #VALUE! | #VALUE! | #VALUE! | #VALUE! | #VALUE! | #VALUE! |  |  |  |  | #VALUE! | #VALUE! | #VALUE! |  |  | #VALUE! | #VALUE! | #VALUE! | #VALUE! | #VALUE! | #VALUE! | #VALUE! | #VALUE! |  |  |  |  | #VALUE! | #VALUE! | #VALUE! |  |  | #VALUE! | #VALUE! | #VALUE! | #VALUE! | #VALUE! | #VALUE! | #VALUE! | #VALUE! |  |  |  |  | #VALUE! | #VALUE! | #VALUE! |  |  | #VALUE! | #VALUE! | #VALUE! | #VALUE! | #VALUE! | #VALUE! | #VALUE! | #VALUE! |  |  | #VALUE! | #VALUE! | #VALUE! | #VALUE! | #VALUE! |  |  | #VALUE! | #VALUE! | #VALUE! | #VALUE! | #VALUE! | #VALUE! | #VALUE! | #VALUE! |  |  | #VALUE! | #VALUE! | #VALUE! | #VALUE! | #VALUE! |  |  | #VALUE! | #VALUE! | #VALUE! | #VALUE! | #VALUE! | #VALUE! | #VALUE! | #VALUE! | 0 | #REF! | #VALUE! | #VALUE! | #VALUE! | #VALUE! | #VALUE! | #VALUE! | #VALUE! | 0
|  |  |  | 0 | 51 | 0 |  |  | 1 | 1.0842e-19 | 0 | 1.0669e-18 | 1.0669e-18 | 1.0669e-18 | 0 | 0 |  |  |  |  | #VALUE! | #VALUE! | #VALUE! |  |  | #VALUE! | #VALUE! | #VALUE! | #VALUE! | #VALUE! | #VALUE! | #VALUE! | #VALUE! |  |  |  |  | #VALUE! | #VALUE! | #VALUE! |  |  | #VALUE! | #VALUE! | #VALUE! | #VALUE! | #VALUE! | #VALUE! | #VALUE! | #VALUE! |  |  |  |  | #VALUE! | #VALUE! | #VALUE! |  |  | #VALUE! | #VALUE! | #VALUE! | #VALUE! | #VALUE! | #VALUE! | #VALUE! | #VALUE! |  |  |  |  | #VALUE! | #VALUE! | #VALUE! |  |  | #VALUE! | #VALUE! | #VALUE! | #VALUE! | #VALUE! | #VALUE! | #VALUE! | #VALUE! |  |  |  |  | #VALUE! | #VALUE! | #VALUE! |  |  | #VALUE! | #VALUE! | #VALUE! | #VALUE! | #VALUE! | #VALUE! | #VALUE! | #VALUE! |  |  | #VALUE! | #VALUE! | #VALUE! | #VALUE! | #VALUE! |  |  | #VALUE! | #VALUE! | #VALUE! | #VALUE! | #VALUE! | #VALUE! | #VALUE! | #VALUE! |  |  | #VALUE! | #VALUE! | #VALUE! | #VALUE! | #VALUE! |  |  | #VALUE! | #VALUE! | #VALUE! | #VALUE! | #VALUE! | #VALUE! | #VALUE! | #VALUE! | 0 | #REF! | #VALUE! | #VALUE! | #VALUE! | #VALUE! | #VALUE! | #VALUE! | #VALUE! | 0
|  |  |  | 0 | 51 | 0 |  |  | 1 | 1.0842e-19 | 0 | 1.0669e-18 | 1.0669e-18 | 1.0669e-18 | 0 | 0 |  |  |  |  | #VALUE! | #VALUE! | #VALUE! |  |  | #VALUE! | #VALUE! | #VALUE! | #VALUE! | #VALUE! | #VALUE! | #VALUE! | #VALUE! |  |  |  |  | #VALUE! | #VALUE! | #VALUE! |  |  | #VALUE! | #VALUE! | #VALUE! | #VALUE! | #VALUE! | #VALUE! | #VALUE! | #VALUE! |  |  |  |  | #VALUE! | #VALUE! | #VALUE! |  |  | #VALUE! | #VALUE! | #VALUE! | #VALUE! | #VALUE! | #VALUE! | #VALUE! | #VALUE! |  |  |  |  | #VALUE! | #VALUE! | #VALUE! |  |  | #VALUE! | #VALUE! | #VALUE! | #VALUE! | #VALUE! | #VALUE! | #VALUE! | #VALUE! |  |  |  |  | #VALUE! | #VALUE! | #VALUE! |  |  | #VALUE! | #VALUE! | #VALUE! | #VALUE! | #VALUE! | #VALUE! | #VALUE! | #VALUE! |  |  | #VALUE! | #VALUE! | #VALUE! | #VALUE! | #VALUE! |  |  | #VALUE! | #VALUE! | #VALUE! | #VALUE! | #VALUE! | #VALUE! | #VALUE! | #VALUE! |  |  | #VALUE! | #VALUE! | #VALUE! | #VALUE! | #VALUE! |  |  | #VALUE! | #VALUE! | #VALUE! | #VALUE! | #VALUE! | #VALUE! | #VALUE! | #VALUE! | 0 | #REF! | #VALUE! | #VALUE! | #VALUE! | #VALUE! | #VALUE! | #VALUE! | #VALUE! | 0
|  |  |  | 0 | 51 | 0 |  |  | 1 | 1.0842e-19 | 0 | 1.0669e-18 | 1.0669e-18 | 1.0669e-18 | 0 | 0 |  |  |  |  | #VALUE! | #VALUE! | #VALUE! |  |  | #VALUE! | #VALUE! | #VALUE! | #VALUE! | #VALUE! | #VALUE! | #VALUE! | #VALUE! |  |  |  |  | #VALUE! | #VALUE! | #VALUE! |  |  | #VALUE! | #VALUE! | #VALUE! | #VALUE! | #VALUE! | #VALUE! | #VALUE! | #VALUE! |  |  |  |  | #VALUE! | #VALUE! | #VALUE! |  |  | #VALUE! | #VALUE! | #VALUE! | #VALUE! | #VALUE! | #VALUE! | #VALUE! | #VALUE! |  |  |  |  | #VALUE! | #VALUE! | #VALUE! |  |  | #VALUE! | #VALUE! | #VALUE! | #VALUE! | #VALUE! | #VALUE! | #VALUE! | #VALUE! |  |  |  |  | #VALUE! | #VALUE! | #VALUE! |  |  | #VALUE! | #VALUE! | #VALUE! | #VALUE! | #VALUE! | #VALUE! | #VALUE! | #VALUE! |  |  | #VALUE! | #VALUE! | #VALUE! | #VALUE! | #VALUE! |  |  | #VALUE! | #VALUE! | #VALUE! | #VALUE! | #VALUE! | #VALUE! | #VALUE! | #VALUE! |  |  | #VALUE! | #VALUE! | #VALUE! | #VALUE! | #VALUE! |  |  | #VALUE! | #VALUE! | #VALUE! | #VALUE! | #VALUE! | #VALUE! | #VALUE! | #VALUE! | 0 | #REF! | #VALUE! | #VALUE! | #VALUE! | #VALUE! | #VALUE! | #VALUE! | #VALUE! | 0
|  |  |  | 0 | 51 | 0 |  |  | 1 | 1.0842e-19 | 0 | 1.0669e-18 | 1.0669e-18 | 1.0669e-18 | 0 | 0 |  |  |  |  | #VALUE! | #VALUE! | #VALUE! |  |  | #VALUE! | #VALUE! | #VALUE! | #VALUE! | #VALUE! | #VALUE! | #VALUE! | #VALUE! |  |  |  |  | #VALUE! | #VALUE! | #VALUE! |  |  | #VALUE! | #VALUE! | #VALUE! | #VALUE! | #VALUE! | #VALUE! | #VALUE! | #VALUE! |  |  |  |  | #VALUE! | #VALUE! | #VALUE! |  |  | #VALUE! | #VALUE! | #VALUE! | #VALUE! | #VALUE! | #VALUE! | #VALUE! | #VALUE! |  |  |  |  | #VALUE! | #VALUE! | #VALUE! |  |  | #VALUE! | #VALUE! | #VALUE! | #VALUE! | #VALUE! | #VALUE! | #VALUE! | #VALUE! |  |  |  |  | #VALUE! | #VALUE! | #VALUE! |  |  | #VALUE! | #VALUE! | #VALUE! | #VALUE! | #VALUE! | #VALUE! | #VALUE! | #VALUE! |  |  | #VALUE! | #VALUE! | #VALUE! | #VALUE! | #VALUE! |  |  | #VALUE! | #VALUE! | #VALUE! | #VALUE! | #VALUE! | #VALUE! | #VALUE! | #VALUE! |  |  | #VALUE! | #VALUE! | #VALUE! | #VALUE! | #VALUE! |  |  | #VALUE! | #VALUE! | #VALUE! | #VALUE! | #VALUE! | #VALUE! | #VALUE! | #VALUE! | 0 | #REF! | #VALUE! | #VALUE! | #VALUE! | #VALUE! | #VALUE! | #VALUE! | #VALUE! | 0
|  |  |  | 0 | 51 | 0 |  |  | 1 | 1.0842e-19 | 0 | 1.0669e-18 | 1.0669e-18 | 1.0669e-18 | 0 | 0 |  |  |  |  | #VALUE! | #VALUE! | #VALUE! |  |  | #VALUE! | #VALUE! | #VALUE! | #VALUE! | #VALUE! | #VALUE! | #VALUE! | #VALUE! |  |  |  |  | #VALUE! | #VALUE! | #VALUE! |  |  | #VALUE! | #VALUE! | #VALUE! | #VALUE! | #VALUE! | #VALUE! | #VALUE! | #VALUE! |  |  |  |  | #VALUE! | #VALUE! | #VALUE! |  |  | #VALUE! | #VALUE! | #VALUE! | #VALUE! | #VALUE! | #VALUE! | #VALUE! | #VALUE! |  |  |  |  | #VALUE! | #VALUE! | #VALUE! |  |  | #VALUE! | #VALUE! | #VALUE! | #VALUE! | #VALUE! | #VALUE! | #VALUE! | #VALUE! |  |  |  |  | #VALUE! | #VALUE! | #VALUE! |  |  | #VALUE! | #VALUE! | #VALUE! | #VALUE! | #VALUE! | #VALUE! | #VALUE! | #VALUE! |  |  | #VALUE! | #VALUE! | #VALUE! | #VALUE! | #VALUE! |  |  | #VALUE! | #VALUE! | #VALUE! | #VALUE! | #VALUE! | #VALUE! | #VALUE! | #VALUE! |  |  | #VALUE! | #VALUE! | #VALUE! | #VALUE! | #VALUE! |  |  | #VALUE! | #VALUE! | #VALUE! | #VALUE! | #VALUE! | #VALUE! | #VALUE! | #VALUE! | 0 | #REF! | #VALUE! | #VALUE! | #VALUE! | #VALUE! | #VALUE! | #VALUE! | #VALUE! | 0
|  |  |  | 0 | 51 | 0 |  |  | 1 | 1.0842e-19 | 0 | 1.0669e-18 | 1.0669e-18 | 1.0669e-18 | 0 | 0 |  |  |  |  | #VALUE! | #VALUE! | #VALUE! |  |  | #VALUE! | #VALUE! | #VALUE! | #VALUE! | #VALUE! | #VALUE! | #VALUE! | #VALUE! |  |  |  |  | #VALUE! | #VALUE! | #VALUE! |  |  | #VALUE! | #VALUE! | #VALUE! | #VALUE! | #VALUE! | #VALUE! | #VALUE! | #VALUE! |  |  |  |  | #VALUE! | #VALUE! | #VALUE! |  |  | #VALUE! | #VALUE! | #VALUE! | #VALUE! | #VALUE! | #VALUE! | #VALUE! | #VALUE! |  |  |  |  | #VALUE! | #VALUE! | #VALUE! |  |  | #VALUE! | #VALUE! | #VALUE! | #VALUE! | #VALUE! | #VALUE! | #VALUE! | #VALUE! |  |  |  |  | #VALUE! | #VALUE! | #VALUE! |  |  | #VALUE! | #VALUE! | #VALUE! | #VALUE! | #VALUE! | #VALUE! | #VALUE! | #VALUE! |  |  | #VALUE! | #VALUE! | #VALUE! | #VALUE! | #VALUE! |  |  | #VALUE! | #VALUE! | #VALUE! | #VALUE! | #VALUE! | #VALUE! | #VALUE! | #VALUE! |  |  | #VALUE! | #VALUE! | #VALUE! | #VALUE! | #VALUE! |  |  | #VALUE! | #VALUE! | #VALUE! | #VALUE! | #VALUE! | #VALUE! | #VALUE! | #VALUE! | 0 | #REF! | #VALUE! | #VALUE! | #VALUE! | #VALUE! | #VALUE! | #VALUE! | #VALUE! | 0
|  |  |  | 0 | 51 | 0 |  |  | 1 | 1.0842e-19 | 0 | 1.0669e-18 | 1.0669e-18 | 1.0669e-18 | 0 | 0 |  |  |  |  | #VALUE! | #VALUE! | #VALUE! |  |  | #VALUE! | #VALUE! | #VALUE! | #VALUE! | #VALUE! | #VALUE! | #VALUE! | #VALUE! |  |  |  |  | #VALUE! | #VALUE! | #VALUE! |  |  | #VALUE! | #VALUE! | #VALUE! | #VALUE! | #VALUE! | #VALUE! | #VALUE! | #VALUE! |  |  |  |  | #VALUE! | #VALUE! | #VALUE! |  |  | #VALUE! | #VALUE! | #VALUE! | #VALUE! | #VALUE! | #VALUE! | #VALUE! | #VALUE! |  |  |  |  | #VALUE! | #VALUE! | #VALUE! |  |  | #VALUE! | #VALUE! | #VALUE! | #VALUE! | #VALUE! | #VALUE! | #VALUE! | #VALUE! |  |  |  |  | #VALUE! | #VALUE! | #VALUE! |  |  | #VALUE! | #VALUE! | #VALUE! | #VALUE! | #VALUE! | #VALUE! | #VALUE! | #VALUE! |  |  | #VALUE! | #VALUE! | #VALUE! | #VALUE! | #VALUE! |  |  | #VALUE! | #VALUE! | #VALUE! | #VALUE! | #VALUE! | #VALUE! | #VALUE! | #VALUE! |  |  | #VALUE! | #VALUE! | #VALUE! | #VALUE! | #VALUE! |  |  | #VALUE! | #VALUE! | #VALUE! | #VALUE! | #VALUE! | #VALUE! | #VALUE! | #VALUE! | 0 | #REF! | #VALUE! | #VALUE! | #VALUE! | #VALUE! | #VALUE! | #VALUE! | #VALUE! | 0
|  |  |  | 0 | 51 | 0 |  |  | 1 | 1.0842e-19 | 0 | 1.0669e-18 | 1.0669e-18 | 1.0669e-18 | 0 | 0 |  |  |  |  | #VALUE! | #VALUE! | #VALUE! |  |  | #VALUE! | #VALUE! | #VALUE! | #VALUE! | #VALUE! | #VALUE! | #VALUE! | #VALUE! |  |  |  |  | #VALUE! | #VALUE! | #VALUE! |  |  | #VALUE! | #VALUE! | #VALUE! | #VALUE! | #VALUE! | #VALUE! | #VALUE! | #VALUE! |  |  |  |  | #VALUE! | #VALUE! | #VALUE! |  |  | #VALUE! | #VALUE! | #VALUE! | #VALUE! | #VALUE! | #VALUE! | #VALUE! | #VALUE! |  |  |  |  | #VALUE! | #VALUE! | #VALUE! |  |  | #VALUE! | #VALUE! | #VALUE! | #VALUE! | #VALUE! | #VALUE! | #VALUE! | #VALUE! |  |  |  |  | #VALUE! | #VALUE! | #VALUE! |  |  | #VALUE! | #VALUE! | #VALUE! | #VALUE! | #VALUE! | #VALUE! | #VALUE! | #VALUE! |  |  | #VALUE! | #VALUE! | #VALUE! | #VALUE! | #VALUE! |  |  | #VALUE! | #VALUE! | #VALUE! | #VALUE! | #VALUE! | #VALUE! | #VALUE! | #VALUE! |  |  | #VALUE! | #VALUE! | #VALUE! | #VALUE! | #VALUE! |  |  | #VALUE! | #VALUE! | #VALUE! | #VALUE! | #VALUE! | #VALUE! | #VALUE! | #VALUE! | 0 | #REF! | #VALUE! | #VALUE! | #VALUE! | #VALUE! | #VALUE! | #VALUE! | #VALUE! | 0
|  |  |  | 0 | 51 | 0 |  |  | 1 | 1.0842e-19 | 0 | 1.0669e-18 | 1.0669e-18 | 1.0669e-18 | 0 | 0 |  |  |  |  | #VALUE! | #VALUE! | #VALUE! |  |  | #VALUE! | #VALUE! | #VALUE! | #VALUE! | #VALUE! | #VALUE! | #VALUE! | #VALUE! |  |  |  |  | #VALUE! | #VALUE! | #VALUE! |  |  | #VALUE! | #VALUE! | #VALUE! | #VALUE! | #VALUE! | #VALUE! | #VALUE! | #VALUE! |  |  |  |  | #VALUE! | #VALUE! | #VALUE! |  |  | #VALUE! | #VALUE! | #VALUE! | #VALUE! | #VALUE! | #VALUE! | #VALUE! | #VALUE! |  |  |  |  | #VALUE! | #VALUE! | #VALUE! |  |  | #VALUE! | #VALUE! | #VALUE! | #VALUE! | #VALUE! | #VALUE! | #VALUE! | #VALUE! |  |  |  |  | #VALUE! | #VALUE! | #VALUE! |  |  | #VALUE! | #VALUE! | #VALUE! | #VALUE! | #VALUE! | #VALUE! | #VALUE! | #VALUE! |  |  | #VALUE! | #VALUE! | #VALUE! | #VALUE! | #VALUE! |  |  | #VALUE! | #VALUE! | #VALUE! | #VALUE! | #VALUE! | #VALUE! | #VALUE! | #VALUE! |  |  | #VALUE! | #VALUE! | #VALUE! | #VALUE! | #VALUE! |  |  | #VALUE! | #VALUE! | #VALUE! | #VALUE! | #VALUE! | #VALUE! | #VALUE! | #VALUE! | 0 | #REF! | #VALUE! | #VALUE! | #VALUE! | #VALUE! | #VALUE! | #VALUE! | #VALUE! | 0
|  |  |  | 0 | 51 | 0 |  |  | 1 | 1.0842e-19 | 0 | 1.0669e-18 | 1.0669e-18 | 1.0669e-18 | 0 | 0 |  |  |  |  | #VALUE! | #VALUE! | #VALUE! |  |  | #VALUE! | #VALUE! | #VALUE! | #VALUE! | #VALUE! | #VALUE! | #VALUE! | #VALUE! |  |  |  |  | #VALUE! | #VALUE! | #VALUE! |  |  | #VALUE! | #VALUE! | #VALUE! | #VALUE! | #VALUE! | #VALUE! | #VALUE! | #VALUE! |  |  |  |  | #VALUE! | #VALUE! | #VALUE! |  |  | #VALUE! | #VALUE! | #VALUE! | #VALUE! | #VALUE! | #VALUE! | #VALUE! | #VALUE! |  |  |  |  | #VALUE! | #VALUE! | #VALUE! |  |  | #VALUE! | #VALUE! | #VALUE! | #VALUE! | #VALUE! | #VALUE! | #VALUE! | #VALUE! |  |  |  |  | #VALUE! | #VALUE! | #VALUE! |  |  | #VALUE! | #VALUE! | #VALUE! | #VALUE! | #VALUE! | #VALUE! | #VALUE! | #VALUE! |  |  | #VALUE! | #VALUE! | #VALUE! | #VALUE! | #VALUE! |  |  | #VALUE! | #VALUE! | #VALUE! | #VALUE! | #VALUE! | #VALUE! | #VALUE! | #VALUE! |  |  | #VALUE! | #VALUE! | #VALUE! | #VALUE! | #VALUE! |  |  | #VALUE! | #VALUE! | #VALUE! | #VALUE! | #VALUE! | #VALUE! | #VALUE! | #VALUE! | 0 | #REF! | #VALUE! | #VALUE! | #VALUE! | #VALUE! | #VALUE! | #VALUE! | #VALUE! | 0
|  |  |  | 0 | 51 | 0 |  |  | 1 | 1.0842e-19 | 0 | 1.0669e-18 | 1.0669e-18 | 1.0669e-18 | 0 | 0 |  |  |  |  | #VALUE! | #VALUE! | #VALUE! |  |  | #VALUE! | #VALUE! | #VALUE! | #VALUE! | #VALUE! | #VALUE! | #VALUE! | #VALUE! |  |  |  |  | #VALUE! | #VALUE! | #VALUE! |  |  | #VALUE! | #VALUE! | #VALUE! | #VALUE! | #VALUE! | #VALUE! | #VALUE! | #VALUE! |  |  |  |  | #VALUE! | #VALUE! | #VALUE! |  |  | #VALUE! | #VALUE! | #VALUE! | #VALUE! | #VALUE! | #VALUE! | #VALUE! | #VALUE! |  |  |  |  | #VALUE! | #VALUE! | #VALUE! |  |  | #VALUE! | #VALUE! | #VALUE! | #VALUE! | #VALUE! | #VALUE! | #VALUE! | #VALUE! |  |  |  |  | #VALUE! | #VALUE! | #VALUE! |  |  | #VALUE! | #VALUE! | #VALUE! | #VALUE! | #VALUE! | #VALUE! | #VALUE! | #VALUE! |  |  | #VALUE! | #VALUE! | #VALUE! | #VALUE! | #VALUE! |  |  | #VALUE! | #VALUE! | #VALUE! | #VALUE! | #VALUE! | #VALUE! | #VALUE! | #VALUE! |  |  | #VALUE! | #VALUE! | #VALUE! | #VALUE! | #VALUE! |  |  | #VALUE! | #VALUE! | #VALUE! | #VALUE! | #VALUE! | #VALUE! | #VALUE! | #VALUE! | 0 | #REF! | #VALUE! | #VALUE! | #VALUE! | #VALUE! | #VALUE! | #VALUE! | #VALUE! | 0
|  |  |  | 0 | 51 | 0 |  |  | 1 | 1.0842e-19 | 0 | 1.0669e-18 | 1.0669e-18 | 1.0669e-18 | 0 | 0 |  |  |  |  | #VALUE! | #VALUE! | #VALUE! |  |  | #VALUE! | #VALUE! | #VALUE! | #VALUE! | #VALUE! | #VALUE! | #VALUE! | #VALUE! |  |  |  |  | #VALUE! | #VALUE! | #VALUE! |  |  | #VALUE! | #VALUE! | #VALUE! | #VALUE! | #VALUE! | #VALUE! | #VALUE! | #VALUE! |  |  |  |  | #VALUE! | #VALUE! | #VALUE! |  |  | #VALUE! | #VALUE! | #VALUE! | #VALUE! | #VALUE! | #VALUE! | #VALUE! | #VALUE! |  |  |  |  | #VALUE! | #VALUE! | #VALUE! |  |  | #VALUE! | #VALUE! | #VALUE! | #VALUE! | #VALUE! | #VALUE! | #VALUE! | #VALUE! |  |  |  |  | #VALUE! | #VALUE! | #VALUE! |  |  | #VALUE! | #VALUE! | #VALUE! | #VALUE! | #VALUE! | #VALUE! | #VALUE! | #VALUE! |  |  | #VALUE! | #VALUE! | #VALUE! | #VALUE! | #VALUE! |  |  | #VALUE! | #VALUE! | #VALUE! | #VALUE! | #VALUE! | #VALUE! | #VALUE! | #VALUE! |  |  | #VALUE! | #VALUE! | #VALUE! | #VALUE! | #VALUE! |  |  | #VALUE! | #VALUE! | #VALUE! | #VALUE! | #VALUE! | #VALUE! | #VALUE! | #VALUE! | 0 | #REF! | #VALUE! | #VALUE! | #VALUE! | #VALUE! | #VALUE! | #VALUE! | #VALUE! | 0
|  |  |  | 0 | 51 | 0 |  |  | 1 | 1.0842e-19 | 0 | 1.0669e-18 | 1.0669e-18 | 1.0669e-18 | 0 | 0 |  |  |  |  | #VALUE! | #VALUE! | #VALUE! |  |  | #VALUE! | #VALUE! | #VALUE! | #VALUE! | #VALUE! | #VALUE! | #VALUE! | #VALUE! |  |  |  |  | #VALUE! | #VALUE! | #VALUE! |  |  | #VALUE! | #VALUE! | #VALUE! | #VALUE! | #VALUE! | #VALUE! | #VALUE! | #VALUE! |  |  |  |  | #VALUE! | #VALUE! | #VALUE! |  |  | #VALUE! | #VALUE! | #VALUE! | #VALUE! | #VALUE! | #VALUE! | #VALUE! | #VALUE! |  |  |  |  | #VALUE! | #VALUE! | #VALUE! |  |  | #VALUE! | #VALUE! | #VALUE! | #VALUE! | #VALUE! | #VALUE! | #VALUE! | #VALUE! |  |  |  |  | #VALUE! | #VALUE! | #VALUE! |  |  | #VALUE! | #VALUE! | #VALUE! | #VALUE! | #VALUE! | #VALUE! | #VALUE! | #VALUE! |  |  | #VALUE! | #VALUE! | #VALUE! | #VALUE! | #VALUE! |  |  | #VALUE! | #VALUE! | #VALUE! | #VALUE! | #VALUE! | #VALUE! | #VALUE! | #VALUE! |  |  | #VALUE! | #VALUE! | #VALUE! | #VALUE! | #VALUE! |  |  | #VALUE! | #VALUE! | #VALUE! | #VALUE! | #VALUE! | #VALUE! | #VALUE! | #VALUE! | 0 | #REF! | #VALUE! | #VALUE! | #VALUE! | #VALUE! | #VALUE! | #VALUE! | #VALUE! | 0
|  |  |  | 0 | 51 | 0 |  |  | 1 | 1.0842e-19 | 0 | 1.0669e-18 | 1.0669e-18 | 1.0669e-18 | 0 | 0 |  |  |  |  | #VALUE! | #VALUE! | #VALUE! |  |  | #VALUE! | #VALUE! | #VALUE! | #VALUE! | #VALUE! | #VALUE! | #VALUE! | #VALUE! |  |  |  |  | #VALUE! | #VALUE! | #VALUE! |  |  | #VALUE! | #VALUE! | #VALUE! | #VALUE! | #VALUE! | #VALUE! | #VALUE! | #VALUE! |  |  |  |  | #VALUE! | #VALUE! | #VALUE! |  |  | #VALUE! | #VALUE! | #VALUE! | #VALUE! | #VALUE! | #VALUE! | #VALUE! | #VALUE! |  |  |  |  | #VALUE! | #VALUE! | #VALUE! |  |  | #VALUE! | #VALUE! | #VALUE! | #VALUE! | #VALUE! | #VALUE! | #VALUE! | #VALUE! |  |  |  |  | #VALUE! | #VALUE! | #VALUE! |  |  | #VALUE! | #VALUE! | #VALUE! | #VALUE! | #VALUE! | #VALUE! | #VALUE! | #VALUE! |  |  | #VALUE! | #VALUE! | #VALUE! | #VALUE! | #VALUE! |  |  | #VALUE! | #VALUE! | #VALUE! | #VALUE! | #VALUE! | #VALUE! | #VALUE! | #VALUE! |  |  | #VALUE! | #VALUE! | #VALUE! | #VALUE! | #VALUE! |  |  | #VALUE! | #VALUE! | #VALUE! | #VALUE! | #VALUE! | #VALUE! | #VALUE! | #VALUE! | 0 | #REF! | #VALUE! | #VALUE! | #VALUE! | #VALUE! | #VALUE! | #VALUE! | #VALUE! | 0
|  |  |  | 0 | 51 | 0 |  |  | 1 | 1.0842e-19 | 0 | 1.0669e-18 | 1.0669e-18 | 1.0669e-18 | 0 | 0 |  |  |  |  | #VALUE! | #VALUE! | #VALUE! |  |  | #VALUE! | #VALUE! | #VALUE! | #VALUE! | #VALUE! | #VALUE! | #VALUE! | #VALUE! |  |  |  |  | #VALUE! | #VALUE! | #VALUE! |  |  | #VALUE! | #VALUE! | #VALUE! | #VALUE! | #VALUE! | #VALUE! | #VALUE! | #VALUE! |  |  |  |  | #VALUE! | #VALUE! | #VALUE! |  |  | #VALUE! | #VALUE! | #VALUE! | #VALUE! | #VALUE! | #VALUE! | #VALUE! | #VALUE! |  |  |  |  | #VALUE! | #VALUE! | #VALUE! |  |  | #VALUE! | #VALUE! | #VALUE! | #VALUE! | #VALUE! | #VALUE! | #VALUE! | #VALUE! |  |  |  |  | #VALUE! | #VALUE! | #VALUE! |  |  | #VALUE! | #VALUE! | #VALUE! | #VALUE! | #VALUE! | #VALUE! | #VALUE! | #VALUE! |  |  | #VALUE! | #VALUE! | #VALUE! | #VALUE! | #VALUE! |  |  | #VALUE! | #VALUE! | #VALUE! | #VALUE! | #VALUE! | #VALUE! | #VALUE! | #VALUE! |  |  | #VALUE! | #VALUE! | #VALUE! | #VALUE! | #VALUE! |  |  | #VALUE! | #VALUE! | #VALUE! | #VALUE! | #VALUE! | #VALUE! | #VALUE! | #VALUE! | 0 | #REF! | #VALUE! | #VALUE! | #VALUE! | #VALUE! | #VALUE! | #VALUE! | #VALUE! | 0
|  |  |  | 0 | 51 | 0 |  |  | 1 | 1.0842e-19 | 0 | 1.0669e-18 | 1.0669e-18 | 1.0669e-18 | 0 | 0 |  |  |  |  | #VALUE! | #VALUE! | #VALUE! |  |  | #VALUE! | #VALUE! | #VALUE! | #VALUE! | #VALUE! | #VALUE! | #VALUE! | #VALUE! |  |  |  |  | #VALUE! | #VALUE! | #VALUE! |  |  | #VALUE! | #VALUE! | #VALUE! | #VALUE! | #VALUE! | #VALUE! | #VALUE! | #VALUE! |  |  |  |  | #VALUE! | #VALUE! | #VALUE! |  |  | #VALUE! | #VALUE! | #VALUE! | #VALUE! | #VALUE! | #VALUE! | #VALUE! | #VALUE! |  |  |  |  | #VALUE! | #VALUE! | #VALUE! |  |  | #VALUE! | #VALUE! | #VALUE! | #VALUE! | #VALUE! | #VALUE! | #VALUE! | #VALUE! |  |  |  |  | #VALUE! | #VALUE! | #VALUE! |  |  | #VALUE! | #VALUE! | #VALUE! | #VALUE! | #VALUE! | #VALUE! | #VALUE! | #VALUE! |  |  | #VALUE! | #VALUE! | #VALUE! | #VALUE! | #VALUE! |  |  | #VALUE! | #VALUE! | #VALUE! | #VALUE! | #VALUE! | #VALUE! | #VALUE! | #VALUE! |  |  | #VALUE! | #VALUE! | #VALUE! | #VALUE! | #VALUE! |  |  | #VALUE! | #VALUE! | #VALUE! | #VALUE! | #VALUE! | #VALUE! | #VALUE! | #VALUE! | 0 | #REF! | #VALUE! | #VALUE! | #VALUE! | #VALUE! | #VALUE! | #VALUE! | #VALUE! | 0
|  |  |  | 0 | 51 | 0 |  |  | 1 | 1.0842e-19 | 0 | 1.0669e-18 | 1.0669e-18 | 1.0669e-18 | 0 | 0 |  |  |  |  | #VALUE! | #VALUE! | #VALUE! |  |  | #VALUE! | #VALUE! | #VALUE! | #VALUE! | #VALUE! | #VALUE! | #VALUE! | #VALUE! |  |  |  |  | #VALUE! | #VALUE! | #VALUE! |  |  | #VALUE! | #VALUE! | #VALUE! | #VALUE! | #VALUE! | #VALUE! | #VALUE! | #VALUE! |  |  |  |  | #VALUE! | #VALUE! | #VALUE! |  |  | #VALUE! | #VALUE! | #VALUE! | #VALUE! | #VALUE! | #VALUE! | #VALUE! | #VALUE! |  |  |  |  | #VALUE! | #VALUE! | #VALUE! |  |  | #VALUE! | #VALUE! | #VALUE! | #VALUE! | #VALUE! | #VALUE! | #VALUE! | #VALUE! |  |  |  |  | #VALUE! | #VALUE! | #VALUE! |  |  | #VALUE! | #VALUE! | #VALUE! | #VALUE! | #VALUE! | #VALUE! | #VALUE! | #VALUE! |  |  | #VALUE! | #VALUE! | #VALUE! | #VALUE! | #VALUE! |  |  | #VALUE! | #VALUE! | #VALUE! | #VALUE! | #VALUE! | #VALUE! | #VALUE! | #VALUE! |  |  | #VALUE! | #VALUE! | #VALUE! | #VALUE! | #VALUE! |  |  | #VALUE! | #VALUE! | #VALUE! | #VALUE! | #VALUE! | #VALUE! | #VALUE! | #VALUE! | 0 | #REF! | #VALUE! | #VALUE! | #VALUE! | #VALUE! | #VALUE! | #VALUE! | #VALUE! | 0
|  |  |  | 0 | 51 | 0 |  |  | 1 | 1.0842e-19 | 0 | 1.0669e-18 | 1.0669e-18 | 1.0669e-18 | 0 | 0 |  |  |  |  | #VALUE! | #VALUE! | #VALUE! |  |  | #VALUE! | #VALUE! | #VALUE! | #VALUE! | #VALUE! | #VALUE! | #VALUE! | #VALUE! |  |  |  |  | #VALUE! | #VALUE! | #VALUE! |  |  | #VALUE! | #VALUE! | #VALUE! | #VALUE! | #VALUE! | #VALUE! | #VALUE! | #VALUE! |  |  |  |  | #VALUE! | #VALUE! | #VALUE! |  |  | #VALUE! | #VALUE! | #VALUE! | #VALUE! | #VALUE! | #VALUE! | #VALUE! | #VALUE! |  |  |  |  | #VALUE! | #VALUE! | #VALUE! |  |  | #VALUE! | #VALUE! | #VALUE! | #VALUE! | #VALUE! | #VALUE! | #VALUE! | #VALUE! |  |  |  |  | #VALUE! | #VALUE! | #VALUE! |  |  | #VALUE! | #VALUE! | #VALUE! | #VALUE! | #VALUE! | #VALUE! | #VALUE! | #VALUE! |  |  | #VALUE! | #VALUE! | #VALUE! | #VALUE! | #VALUE! |  |  | #VALUE! | #VALUE! | #VALUE! | #VALUE! | #VALUE! | #VALUE! | #VALUE! | #VALUE! |  |  | #VALUE! | #VALUE! | #VALUE! | #VALUE! | #VALUE! |  |  | #VALUE! | #VALUE! | #VALUE! | #VALUE! | #VALUE! | #VALUE! | #VALUE! | #VALUE! | 0 | #REF! | #VALUE! | #VALUE! | #VALUE! | #VALUE! | #VALUE! | #VALUE! | #VALUE! | 0
|  |  |  | 0 | 51 | 0 |  |  | 1 | 1.0842e-19 | 0 | 1.0669e-18 | 1.0669e-18 | 1.0669e-18 | 0 | 0 |  |  |  |  | #VALUE! | #VALUE! | #VALUE! |  |  | #VALUE! | #VALUE! | #VALUE! | #VALUE! | #VALUE! | #VALUE! | #VALUE! | #VALUE! |  |  |  |  | #VALUE! | #VALUE! | #VALUE! |  |  | #VALUE! | #VALUE! | #VALUE! | #VALUE! | #VALUE! | #VALUE! | #VALUE! | #VALUE! |  |  |  |  | #VALUE! | #VALUE! | #VALUE! |  |  | #VALUE! | #VALUE! | #VALUE! | #VALUE! | #VALUE! | #VALUE! | #VALUE! | #VALUE! |  |  |  |  | #VALUE! | #VALUE! | #VALUE! |  |  | #VALUE! | #VALUE! | #VALUE! | #VALUE! | #VALUE! | #VALUE! | #VALUE! | #VALUE! |  |  |  |  | #VALUE! | #VALUE! | #VALUE! |  |  | #VALUE! | #VALUE! | #VALUE! | #VALUE! | #VALUE! | #VALUE! | #VALUE! | #VALUE! |  |  | #VALUE! | #VALUE! | #VALUE! | #VALUE! | #VALUE! |  |  | #VALUE! | #VALUE! | #VALUE! | #VALUE! | #VALUE! | #VALUE! | #VALUE! | #VALUE! |  |  | #VALUE! | #VALUE! | #VALUE! | #VALUE! | #VALUE! |  |  | #VALUE! | #VALUE! | #VALUE! | #VALUE! | #VALUE! | #VALUE! | #VALUE! | #VALUE! | 0 | #REF! | #VALUE! | #VALUE! | #VALUE! | #VALUE! | #VALUE! | #VALUE! | #VALUE! | 0
|  |  |  | 0 | 51 | 0 |  |  | 1 | 1.0842e-19 | 0 | 1.0669e-18 | 1.0669e-18 | 1.0669e-18 | 0 | 0 |  |  |  |  | #VALUE! | #VALUE! | #VALUE! |  |  | #VALUE! | #VALUE! | #VALUE! | #VALUE! | #VALUE! | #VALUE! | #VALUE! | #VALUE! |  |  |  |  | #VALUE! | #VALUE! | #VALUE! |  |  | #VALUE! | #VALUE! | #VALUE! | #VALUE! | #VALUE! | #VALUE! | #VALUE! | #VALUE! |  |  |  |  | #VALUE! | #VALUE! | #VALUE! |  |  | #VALUE! | #VALUE! | #VALUE! | #VALUE! | #VALUE! | #VALUE! | #VALUE! | #VALUE! |  |  |  |  | #VALUE! | #VALUE! | #VALUE! |  |  | #VALUE! | #VALUE! | #VALUE! | #VALUE! | #VALUE! | #VALUE! | #VALUE! | #VALUE! |  |  |  |  | #VALUE! | #VALUE! | #VALUE! |  |  | #VALUE! | #VALUE! | #VALUE! | #VALUE! | #VALUE! | #VALUE! | #VALUE! | #VALUE! |  |  | #VALUE! | #VALUE! | #VALUE! | #VALUE! | #VALUE! |  |  | #VALUE! | #VALUE! | #VALUE! | #VALUE! | #VALUE! | #VALUE! | #VALUE! | #VALUE! |  |  | #VALUE! | #VALUE! | #VALUE! | #VALUE! | #VALUE! |  |  | #VALUE! | #VALUE! | #VALUE! | #VALUE! | #VALUE! | #VALUE! | #VALUE! | #VALUE! | 0 | #REF! | #VALUE! | #VALUE! | #VALUE! | #VALUE! | #VALUE! | #VALUE! | #VALUE! | 0
|  |  |  | 0 | 51 | 0 |  |  | 1 | 1.0842e-19 | 0 | 1.0669e-18 | 1.0669e-18 | 1.0669e-18 | 0 | 0 |  |  |  |  | #VALUE! | #VALUE! | #VALUE! |  |  | #VALUE! | #VALUE! | #VALUE! | #VALUE! | #VALUE! | #VALUE! | #VALUE! | #VALUE! |  |  |  |  | #VALUE! | #VALUE! | #VALUE! |  |  | #VALUE! | #VALUE! | #VALUE! | #VALUE! | #VALUE! | #VALUE! | #VALUE! | #VALUE! |  |  |  |  | #VALUE! | #VALUE! | #VALUE! |  |  | #VALUE! | #VALUE! | #VALUE! | #VALUE! | #VALUE! | #VALUE! | #VALUE! | #VALUE! |  |  |  |  | #VALUE! | #VALUE! | #VALUE! |  |  | #VALUE! | #VALUE! | #VALUE! | #VALUE! | #VALUE! | #VALUE! | #VALUE! | #VALUE! |  |  |  |  | #VALUE! | #VALUE! | #VALUE! |  |  | #VALUE! | #VALUE! | #VALUE! | #VALUE! | #VALUE! | #VALUE! | #VALUE! | #VALUE! |  |  | #VALUE! | #VALUE! | #VALUE! | #VALUE! | #VALUE! |  |  | #VALUE! | #VALUE! | #VALUE! | #VALUE! | #VALUE! | #VALUE! | #VALUE! | #VALUE! |  |  | #VALUE! | #VALUE! | #VALUE! | #VALUE! | #VALUE! |  |  | #VALUE! | #VALUE! | #VALUE! | #VALUE! | #VALUE! | #VALUE! | #VALUE! | #VALUE! | 0 | #REF! | #VALUE! | #VALUE! | #VALUE! | #VALUE! | #VALUE! | #VALUE! | #VALUE! | 0
|  |  |  | 0 | 51 | 0 |  |  | 1 | 1.0842e-19 | 0 | 1.0669e-18 | 1.0669e-18 | 1.0669e-18 | 0 | 0 |  |  |  |  | #VALUE! | #VALUE! | #VALUE! |  |  | #VALUE! | #VALUE! | #VALUE! | #VALUE! | #VALUE! | #VALUE! | #VALUE! | #VALUE! |  |  |  |  | #VALUE! | #VALUE! | #VALUE! |  |  | #VALUE! | #VALUE! | #VALUE! | #VALUE! | #VALUE! | #VALUE! | #VALUE! | #VALUE! |  |  |  |  | #VALUE! | #VALUE! | #VALUE! |  |  | #VALUE! | #VALUE! | #VALUE! | #VALUE! | #VALUE! | #VALUE! | #VALUE! | #VALUE! |  |  |  |  | #VALUE! | #VALUE! | #VALUE! |  |  | #VALUE! | #VALUE! | #VALUE! | #VALUE! | #VALUE! | #VALUE! | #VALUE! | #VALUE! |  |  |  |  | #VALUE! | #VALUE! | #VALUE! |  |  | #VALUE! | #VALUE! | #VALUE! | #VALUE! | #VALUE! | #VALUE! | #VALUE! | #VALUE! |  |  | #VALUE! | #VALUE! | #VALUE! | #VALUE! | #VALUE! |  |  | #VALUE! | #VALUE! | #VALUE! | #VALUE! | #VALUE! | #VALUE! | #VALUE! | #VALUE! |  |  | #VALUE! | #VALUE! | #VALUE! | #VALUE! | #VALUE! |  |  | #VALUE! | #VALUE! | #VALUE! | #VALUE! | #VALUE! | #VALUE! | #VALUE! | #VALUE! | 0 | #REF! | #VALUE! | #VALUE! | #VALUE! | #VALUE! | #VALUE! | #VALUE! | #VALUE! | 0
|  |  |  | 0 | 51 | 0 |  |  | 1 | 1.0842e-19 | 0 | 1.0669e-18 | 1.0669e-18 | 1.0669e-18 | 0 | 0 |  |  |  |  | #VALUE! | #VALUE! | #VALUE! |  |  | #VALUE! | #VALUE! | #VALUE! | #VALUE! | #VALUE! | #VALUE! | #VALUE! | #VALUE! |  |  |  |  | #VALUE! | #VALUE! | #VALUE! |  |  | #VALUE! | #VALUE! | #VALUE! | #VALUE! | #VALUE! | #VALUE! | #VALUE! | #VALUE! |  |  |  |  | #VALUE! | #VALUE! | #VALUE! |  |  | #VALUE! | #VALUE! | #VALUE! | #VALUE! | #VALUE! | #VALUE! | #VALUE! | #VALUE! |  |  |  |  | #VALUE! | #VALUE! | #VALUE! |  |  | #VALUE! | #VALUE! | #VALUE! | #VALUE! | #VALUE! | #VALUE! | #VALUE! | #VALUE! |  |  |  |  | #VALUE! | #VALUE! | #VALUE! |  |  | #VALUE! | #VALUE! | #VALUE! | #VALUE! | #VALUE! | #VALUE! | #VALUE! | #VALUE! |  |  | #VALUE! | #VALUE! | #VALUE! | #VALUE! | #VALUE! |  |  | #VALUE! | #VALUE! | #VALUE! | #VALUE! | #VALUE! | #VALUE! | #VALUE! | #VALUE! |  |  | #VALUE! | #VALUE! | #VALUE! | #VALUE! | #VALUE! |  |  | #VALUE! | #VALUE! | #VALUE! | #VALUE! | #VALUE! | #VALUE! | #VALUE! | #VALUE! | 0 | #REF! | #VALUE! | #VALUE! | #VALUE! | #VALUE! | #VALUE! | #VALUE! | #VALUE! | 0
|  |  |  | 0 | 51 | 0 |  |  | 1 | 1.0842e-19 | 0 | 1.0669e-18 | 1.0669e-18 | 1.0669e-18 | 0 | 0 |  |  |  |  | #VALUE! | #VALUE! | #VALUE! |  |  | #VALUE! | #VALUE! | #VALUE! | #VALUE! | #VALUE! | #VALUE! | #VALUE! | #VALUE! |  |  |  |  | #VALUE! | #VALUE! | #VALUE! |  |  | #VALUE! | #VALUE! | #VALUE! | #VALUE! | #VALUE! | #VALUE! | #VALUE! | #VALUE! |  |  |  |  | #VALUE! | #VALUE! | #VALUE! |  |  | #VALUE! | #VALUE! | #VALUE! | #VALUE! | #VALUE! | #VALUE! | #VALUE! | #VALUE! |  |  |  |  | #VALUE! | #VALUE! | #VALUE! |  |  | #VALUE! | #VALUE! | #VALUE! | #VALUE! | #VALUE! | #VALUE! | #VALUE! | #VALUE! |  |  |  |  | #VALUE! | #VALUE! | #VALUE! |  |  | #VALUE! | #VALUE! | #VALUE! | #VALUE! | #VALUE! | #VALUE! | #VALUE! | #VALUE! |  |  | #VALUE! | #VALUE! | #VALUE! | #VALUE! | #VALUE! |  |  | #VALUE! | #VALUE! | #VALUE! | #VALUE! | #VALUE! | #VALUE! | #VALUE! | #VALUE! |  |  | #VALUE! | #VALUE! | #VALUE! | #VALUE! | #VALUE! |  |  | #VALUE! | #VALUE! | #VALUE! | #VALUE! | #VALUE! | #VALUE! | #VALUE! | #VALUE! | 0 | #REF! | #VALUE! | #VALUE! | #VALUE! | #VALUE! | #VALUE! | #VALUE! | #VALUE! | 0
|  |  |  | 0 | 51 | 0 |  |  | 1 | 1.0842e-19 | 0 | 1.0669e-18 | 1.0669e-18 | 1.0669e-18 | 0 | 0 |  |  |  |  | #VALUE! | #VALUE! | #VALUE! |  |  | #VALUE! | #VALUE! | #VALUE! | #VALUE! | #VALUE! | #VALUE! | #VALUE! | #VALUE! |  |  |  |  | #VALUE! | #VALUE! | #VALUE! |  |  | #VALUE! | #VALUE! | #VALUE! | #VALUE! | #VALUE! | #VALUE! | #VALUE! | #VALUE! |  |  |  |  | #VALUE! | #VALUE! | #VALUE! |  |  | #VALUE! | #VALUE! | #VALUE! | #VALUE! | #VALUE! | #VALUE! | #VALUE! | #VALUE! |  |  |  |  | #VALUE! | #VALUE! | #VALUE! |  |  | #VALUE! | #VALUE! | #VALUE! | #VALUE! | #VALUE! | #VALUE! | #VALUE! | #VALUE! |  |  |  |  | #VALUE! | #VALUE! | #VALUE! |  |  | #VALUE! | #VALUE! | #VALUE! | #VALUE! | #VALUE! | #VALUE! | #VALUE! | #VALUE! |  |  | #VALUE! | #VALUE! | #VALUE! | #VALUE! | #VALUE! |  |  | #VALUE! | #VALUE! | #VALUE! | #VALUE! | #VALUE! | #VALUE! | #VALUE! | #VALUE! |  |  | #VALUE! | #VALUE! | #VALUE! | #VALUE! | #VALUE! |  |  | #VALUE! | #VALUE! | #VALUE! | #VALUE! | #VALUE! | #VALUE! | #VALUE! | #VALUE! | 0 | #REF! | #VALUE! | #VALUE! | #VALUE! | #VALUE! | #VALUE! | #VALUE! | #VALUE! | 0
|  |  |  | 0 | 51 | 0 |  |  | 1 | 1.0842e-19 | 0 | 1.0669e-18 | 1.0669e-18 | 1.0669e-18 | 0 | 0 |  |  |  |  | #VALUE! | #VALUE! | #VALUE! |  |  | #VALUE! | #VALUE! | #VALUE! | #VALUE! | #VALUE! | #VALUE! | #VALUE! | #VALUE! |  |  |  |  | #VALUE! | #VALUE! | #VALUE! |  |  | #VALUE! | #VALUE! | #VALUE! | #VALUE! | #VALUE! | #VALUE! | #VALUE! | #VALUE! |  |  |  |  | #VALUE! | #VALUE! | #VALUE! |  |  | #VALUE! | #VALUE! | #VALUE! | #VALUE! | #VALUE! | #VALUE! | #VALUE! | #VALUE! |  |  |  |  | #VALUE! | #VALUE! | #VALUE! |  |  | #VALUE! | #VALUE! | #VALUE! | #VALUE! | #VALUE! | #VALUE! | #VALUE! | #VALUE! |  |  |  |  | #VALUE! | #VALUE! | #VALUE! |  |  | #VALUE! | #VALUE! | #VALUE! | #VALUE! | #VALUE! | #VALUE! | #VALUE! | #VALUE! |  |  | #VALUE! | #VALUE! | #VALUE! | #VALUE! | #VALUE! |  |  | #VALUE! | #VALUE! | #VALUE! | #VALUE! | #VALUE! | #VALUE! | #VALUE! | #VALUE! |  |  | #VALUE! | #VALUE! | #VALUE! | #VALUE! | #VALUE! |  |  | #VALUE! | #VALUE! | #VALUE! | #VALUE! | #VALUE! | #VALUE! | #VALUE! | #VALUE! | 0 | #REF! | #VALUE! | #VALUE! | #VALUE! | #VALUE! | #VALUE! | #VALUE! | #VALUE! | 0
|  |  |  | 0 | 51 | 0 |  |  | 1 | 1.0842e-19 | 0 | 1.0669e-18 | 1.0669e-18 | 1.0669e-18 | 0 | 0 |  |  |  |  | #VALUE! | #VALUE! | #VALUE! |  |  | #VALUE! | #VALUE! | #VALUE! | #VALUE! | #VALUE! | #VALUE! | #VALUE! | #VALUE! |  |  |  |  | #VALUE! | #VALUE! | #VALUE! |  |  | #VALUE! | #VALUE! | #VALUE! | #VALUE! | #VALUE! | #VALUE! | #VALUE! | #VALUE! |  |  |  |  | #VALUE! | #VALUE! | #VALUE! |  |  | #VALUE! | #VALUE! | #VALUE! | #VALUE! | #VALUE! | #VALUE! | #VALUE! | #VALUE! |  |  |  |  | #VALUE! | #VALUE! | #VALUE! |  |  | #VALUE! | #VALUE! | #VALUE! | #VALUE! | #VALUE! | #VALUE! | #VALUE! | #VALUE! |  |  |  |  | #VALUE! | #VALUE! | #VALUE! |  |  | #VALUE! | #VALUE! | #VALUE! | #VALUE! | #VALUE! | #VALUE! | #VALUE! | #VALUE! |  |  | #VALUE! | #VALUE! | #VALUE! | #VALUE! | #VALUE! |  |  | #VALUE! | #VALUE! | #VALUE! | #VALUE! | #VALUE! | #VALUE! | #VALUE! | #VALUE! |  |  | #VALUE! | #VALUE! | #VALUE! | #VALUE! | #VALUE! |  |  | #VALUE! | #VALUE! | #VALUE! | #VALUE! | #VALUE! | #VALUE! | #VALUE! | #VALUE! | 0 | #REF! | #VALUE! | #VALUE! | #VALUE! | #VALUE! | #VALUE! | #VALUE! | #VALUE! | 0
|  |  |  | 0 | 51 | 0 |  |  | 1 | 1.0842e-19 | 0 | 1.0669e-18 | 1.0669e-18 | 1.0669e-18 | 0 | 0 |  |  |  |  | #VALUE! | #VALUE! | #VALUE! |  |  | #VALUE! | #VALUE! | #VALUE! | #VALUE! | #VALUE! | #VALUE! | #VALUE! | #VALUE! |  |  |  |  | #VALUE! | #VALUE! | #VALUE! |  |  | #VALUE! | #VALUE! | #VALUE! | #VALUE! | #VALUE! | #VALUE! | #VALUE! | #VALUE! |  |  |  |  | #VALUE! | #VALUE! | #VALUE! |  |  | #VALUE! | #VALUE! | #VALUE! | #VALUE! | #VALUE! | #VALUE! | #VALUE! | #VALUE! |  |  |  |  | #VALUE! | #VALUE! | #VALUE! |  |  | #VALUE! | #VALUE! | #VALUE! | #VALUE! | #VALUE! | #VALUE! | #VALUE! | #VALUE! |  |  |  |  | #VALUE! | #VALUE! | #VALUE! |  |  | #VALUE! | #VALUE! | #VALUE! | #VALUE! | #VALUE! | #VALUE! | #VALUE! | #VALUE! |  |  | #VALUE! | #VALUE! | #VALUE! | #VALUE! | #VALUE! |  |  | #VALUE! | #VALUE! | #VALUE! | #VALUE! | #VALUE! | #VALUE! | #VALUE! | #VALUE! |  |  | #VALUE! | #VALUE! | #VALUE! | #VALUE! | #VALUE! |  |  | #VALUE! | #VALUE! | #VALUE! | #VALUE! | #VALUE! | #VALUE! | #VALUE! | #VALUE! | 0 | #REF! | #VALUE! | #VALUE! | #VALUE! | #VALUE! | #VALUE! | #VALUE! | #VALUE! | 0
|  |  |  | 0 | 51 | 0 |  |  | 1 | 1.0842e-19 | 0 | 1.0669e-18 | 1.0669e-18 | 1.0669e-18 | 0 | 0 |  |  |  |  | #VALUE! | #VALUE! | #VALUE! |  |  | #VALUE! | #VALUE! | #VALUE! | #VALUE! | #VALUE! | #VALUE! | #VALUE! | #VALUE! |  |  |  |  | #VALUE! | #VALUE! | #VALUE! |  |  | #VALUE! | #VALUE! | #VALUE! | #VALUE! | #VALUE! | #VALUE! | #VALUE! | #VALUE! |  |  |  |  | #VALUE! | #VALUE! | #VALUE! |  |  | #VALUE! | #VALUE! | #VALUE! | #VALUE! | #VALUE! | #VALUE! | #VALUE! | #VALUE! |  |  |  |  | #VALUE! | #VALUE! | #VALUE! |  |  | #VALUE! | #VALUE! | #VALUE! | #VALUE! | #VALUE! | #VALUE! | #VALUE! | #VALUE! |  |  |  |  | #VALUE! | #VALUE! | #VALUE! |  |  | #VALUE! | #VALUE! | #VALUE! | #VALUE! | #VALUE! | #VALUE! | #VALUE! | #VALUE! |  |  | #VALUE! | #VALUE! | #VALUE! | #VALUE! | #VALUE! |  |  | #VALUE! | #VALUE! | #VALUE! | #VALUE! | #VALUE! | #VALUE! | #VALUE! | #VALUE! |  |  | #VALUE! | #VALUE! | #VALUE! | #VALUE! | #VALUE! |  |  | #VALUE! | #VALUE! | #VALUE! | #VALUE! | #VALUE! | #VALUE! | #VALUE! | #VALUE! | 0 | #REF! | #VALUE! | #VALUE! | #VALUE! | #VALUE! | #VALUE! | #VALUE! | #VALUE! | 0
|  |  |  | 0 | 51 | 0 |  |  | 1 | 1.0842e-19 | 0 | 1.0669e-18 | 1.0669e-18 | 1.0669e-18 | 0 | 0 |  |  |  |  | #VALUE! | #VALUE! | #VALUE! |  |  | #VALUE! | #VALUE! | #VALUE! | #VALUE! | #VALUE! | #VALUE! | #VALUE! | #VALUE! |  |  |  |  | #VALUE! | #VALUE! | #VALUE! |  |  | #VALUE! | #VALUE! | #VALUE! | #VALUE! | #VALUE! | #VALUE! | #VALUE! | #VALUE! |  |  |  |  | #VALUE! | #VALUE! | #VALUE! |  |  | #VALUE! | #VALUE! | #VALUE! | #VALUE! | #VALUE! | #VALUE! | #VALUE! | #VALUE! |  |  |  |  | #VALUE! | #VALUE! | #VALUE! |  |  | #VALUE! | #VALUE! | #VALUE! | #VALUE! | #VALUE! | #VALUE! | #VALUE! | #VALUE! |  |  |  |  | #VALUE! | #VALUE! | #VALUE! |  |  | #VALUE! | #VALUE! | #VALUE! | #VALUE! | #VALUE! | #VALUE! | #VALUE! | #VALUE! |  |  | #VALUE! | #VALUE! | #VALUE! | #VALUE! | #VALUE! |  |  | #VALUE! | #VALUE! | #VALUE! | #VALUE! | #VALUE! | #VALUE! | #VALUE! | #VALUE! |  |  | #VALUE! | #VALUE! | #VALUE! | #VALUE! | #VALUE! |  |  | #VALUE! | #VALUE! | #VALUE! | #VALUE! | #VALUE! | #VALUE! | #VALUE! | #VALUE! | 0 | #REF! | #VALUE! | #VALUE! | #VALUE! | #VALUE! | #VALUE! | #VALUE! | #VALUE! | 0
|  |  |  | 0 | 51 | 0 |  |  | 1 | 1.0842e-19 | 0 | 1.0669e-18 | 1.0669e-18 | 1.0669e-18 | 0 | 0 |  |  |  |  | #VALUE! | #VALUE! | #VALUE! |  |  | #VALUE! | #VALUE! | #VALUE! | #VALUE! | #VALUE! | #VALUE! | #VALUE! | #VALUE! |  |  |  |  | #VALUE! | #VALUE! | #VALUE! |  |  | #VALUE! | #VALUE! | #VALUE! | #VALUE! | #VALUE! | #VALUE! | #VALUE! | #VALUE! |  |  |  |  | #VALUE! | #VALUE! | #VALUE! |  |  | #VALUE! | #VALUE! | #VALUE! | #VALUE! | #VALUE! | #VALUE! | #VALUE! | #VALUE! |  |  |  |  | #VALUE! | #VALUE! | #VALUE! |  |  | #VALUE! | #VALUE! | #VALUE! | #VALUE! | #VALUE! | #VALUE! | #VALUE! | #VALUE! |  |  |  |  | #VALUE! | #VALUE! | #VALUE! |  |  | #VALUE! | #VALUE! | #VALUE! | #VALUE! | #VALUE! | #VALUE! | #VALUE! | #VALUE! |  |  | #VALUE! | #VALUE! | #VALUE! | #VALUE! | #VALUE! |  |  | #VALUE! | #VALUE! | #VALUE! | #VALUE! | #VALUE! | #VALUE! | #VALUE! | #VALUE! |  |  | #VALUE! | #VALUE! | #VALUE! | #VALUE! | #VALUE! |  |  | #VALUE! | #VALUE! | #VALUE! | #VALUE! | #VALUE! | #VALUE! | #VALUE! | #VALUE! | 0 | #REF! | #VALUE! | #VALUE! | #VALUE! | #VALUE! | #VALUE! | #VALUE! | #VALUE! | 0
|  |  |  | 0 | 51 | 0 |  |  | 1 | 1.0842e-19 | 0 | 1.0669e-18 | 1.0669e-18 | 1.0669e-18 | 0 | 0 |  |  |  |  | #VALUE! | #VALUE! | #VALUE! |  |  | #VALUE! | #VALUE! | #VALUE! | #VALUE! | #VALUE! | #VALUE! | #VALUE! | #VALUE! |  |  |  |  | #VALUE! | #VALUE! | #VALUE! |  |  | #VALUE! | #VALUE! | #VALUE! | #VALUE! | #VALUE! | #VALUE! | #VALUE! | #VALUE! |  |  |  |  | #VALUE! | #VALUE! | #VALUE! |  |  | #VALUE! | #VALUE! | #VALUE! | #VALUE! | #VALUE! | #VALUE! | #VALUE! | #VALUE! |  |  |  |  | #VALUE! | #VALUE! | #VALUE! |  |  | #VALUE! | #VALUE! | #VALUE! | #VALUE! | #VALUE! | #VALUE! | #VALUE! | #VALUE! |  |  |  |  | #VALUE! | #VALUE! | #VALUE! |  |  | #VALUE! | #VALUE! | #VALUE! | #VALUE! | #VALUE! | #VALUE! | #VALUE! | #VALUE! |  |  | #VALUE! | #VALUE! | #VALUE! | #VALUE! | #VALUE! |  |  | #VALUE! | #VALUE! | #VALUE! | #VALUE! | #VALUE! | #VALUE! | #VALUE! | #VALUE! |  |  | #VALUE! | #VALUE! | #VALUE! | #VALUE! | #VALUE! |  |  | #VALUE! | #VALUE! | #VALUE! | #VALUE! | #VALUE! | #VALUE! | #VALUE! | #VALUE! | 0 | #REF! | #VALUE! | #VALUE! | #VALUE! | #VALUE! | #VALUE! | #VALUE! | #VALUE! | 0
|  |  |  | 0 | 51 | 0 |  |  | 1 | 1.0842e-19 | 0 | 1.0669e-18 | 1.0669e-18 | 1.0669e-18 | 0 | 0 |  |  |  |  | #VALUE! | #VALUE! | #VALUE! |  |  | #VALUE! | #VALUE! | #VALUE! | #VALUE! | #VALUE! | #VALUE! | #VALUE! | #VALUE! |  |  |  |  | #VALUE! | #VALUE! | #VALUE! |  |  | #VALUE! | #VALUE! | #VALUE! | #VALUE! | #VALUE! | #VALUE! | #VALUE! | #VALUE! |  |  |  |  | #VALUE! | #VALUE! | #VALUE! |  |  | #VALUE! | #VALUE! | #VALUE! | #VALUE! | #VALUE! | #VALUE! | #VALUE! | #VALUE! |  |  |  |  | #VALUE! | #VALUE! | #VALUE! |  |  | #VALUE! | #VALUE! | #VALUE! | #VALUE! | #VALUE! | #VALUE! | #VALUE! | #VALUE! |  |  |  |  | #VALUE! | #VALUE! | #VALUE! |  |  | #VALUE! | #VALUE! | #VALUE! | #VALUE! | #VALUE! | #VALUE! | #VALUE! | #VALUE! |  |  | #VALUE! | #VALUE! | #VALUE! | #VALUE! | #VALUE! |  |  | #VALUE! | #VALUE! | #VALUE! | #VALUE! | #VALUE! | #VALUE! | #VALUE! | #VALUE! |  |  | #VALUE! | #VALUE! | #VALUE! | #VALUE! | #VALUE! |  |  | #VALUE! | #VALUE! | #VALUE! | #VALUE! | #VALUE! | #VALUE! | #VALUE! | #VALUE! | 0 | #REF! | #VALUE! | #VALUE! | #VALUE! | #VALUE! | #VALUE! | #VALUE! | #VALUE! | 0
|  |  |  | 0 | 51 | 0 |  |  | 1 | 1.0842e-19 | 0 | 1.0669e-18 | 1.0669e-18 | 1.0669e-18 | 0 | 0 |  |  |  |  | #VALUE! | #VALUE! | #VALUE! |  |  | #VALUE! | #VALUE! | #VALUE! | #VALUE! | #VALUE! | #VALUE! | #VALUE! | #VALUE! |  |  |  |  | #VALUE! | #VALUE! | #VALUE! |  |  | #VALUE! | #VALUE! | #VALUE! | #VALUE! | #VALUE! | #VALUE! | #VALUE! | #VALUE! |  |  |  |  | #VALUE! | #VALUE! | #VALUE! |  |  | #VALUE! | #VALUE! | #VALUE! | #VALUE! | #VALUE! | #VALUE! | #VALUE! | #VALUE! |  |  |  |  | #VALUE! | #VALUE! | #VALUE! |  |  | #VALUE! | #VALUE! | #VALUE! | #VALUE! | #VALUE! | #VALUE! | #VALUE! | #VALUE! |  |  |  |  | #VALUE! | #VALUE! | #VALUE! |  |  | #VALUE! | #VALUE! | #VALUE! | #VALUE! | #VALUE! | #VALUE! | #VALUE! | #VALUE! |  |  | #VALUE! | #VALUE! | #VALUE! | #VALUE! | #VALUE! |  |  | #VALUE! | #VALUE! | #VALUE! | #VALUE! | #VALUE! | #VALUE! | #VALUE! | #VALUE! |  |  | #VALUE! | #VALUE! | #VALUE! | #VALUE! | #VALUE! |  |  | #VALUE! | #VALUE! | #VALUE! | #VALUE! | #VALUE! | #VALUE! | #VALUE! | #VALUE! | 0 | #REF! | #VALUE! | #VALUE! | #VALUE! | #VALUE! | #VALUE! | #VALUE! | #VALUE! | 0
|  |  |  | 0 | 51 | 0 |  |  | 1 | 1.0842e-19 | 0 | 1.0669e-18 | 1.0669e-18 | 1.0669e-18 | 0 | 0 |  |  |  |  | #VALUE! | #VALUE! | #VALUE! |  |  | #VALUE! | #VALUE! | #VALUE! | #VALUE! | #VALUE! | #VALUE! | #VALUE! | #VALUE! |  |  |  |  | #VALUE! | #VALUE! | #VALUE! |  |  | #VALUE! | #VALUE! | #VALUE! | #VALUE! | #VALUE! | #VALUE! | #VALUE! | #VALUE! |  |  |  |  | #VALUE! | #VALUE! | #VALUE! |  |  | #VALUE! | #VALUE! | #VALUE! | #VALUE! | #VALUE! | #VALUE! | #VALUE! | #VALUE! |  |  |  |  | #VALUE! | #VALUE! | #VALUE! |  |  | #VALUE! | #VALUE! | #VALUE! | #VALUE! | #VALUE! | #VALUE! | #VALUE! | #VALUE! |  |  |  |  | #VALUE! | #VALUE! | #VALUE! |  |  | #VALUE! | #VALUE! | #VALUE! | #VALUE! | #VALUE! | #VALUE! | #VALUE! | #VALUE! |  |  | #VALUE! | #VALUE! | #VALUE! | #VALUE! | #VALUE! |  |  | #VALUE! | #VALUE! | #VALUE! | #VALUE! | #VALUE! | #VALUE! | #VALUE! | #VALUE! |  |  | #VALUE! | #VALUE! | #VALUE! | #VALUE! | #VALUE! |  |  | #VALUE! | #VALUE! | #VALUE! | #VALUE! | #VALUE! | #VALUE! | #VALUE! | #VALUE! | 0 | #REF! | #VALUE! | #VALUE! | #VALUE! | #VALUE! | #VALUE! | #VALUE! | #VALUE! | 0
|  |  |  | 0 | 51 | 0 |  |  | 1 | 1.0842e-19 | 0 | 1.0669e-18 | 1.0669e-18 | 1.0669e-18 | 0 | 0 |  |  |  |  | #VALUE! | #VALUE! | #VALUE! |  |  | #VALUE! | #VALUE! | #VALUE! | #VALUE! | #VALUE! | #VALUE! | #VALUE! | #VALUE! |  |  |  |  | #VALUE! | #VALUE! | #VALUE! |  |  | #VALUE! | #VALUE! | #VALUE! | #VALUE! | #VALUE! | #VALUE! | #VALUE! | #VALUE! |  |  |  |  | #VALUE! | #VALUE! | #VALUE! |  |  | #VALUE! | #VALUE! | #VALUE! | #VALUE! | #VALUE! | #VALUE! | #VALUE! | #VALUE! |  |  |  |  | #VALUE! | #VALUE! | #VALUE! |  |  | #VALUE! | #VALUE! | #VALUE! | #VALUE! | #VALUE! | #VALUE! | #VALUE! | #VALUE! |  |  |  |  | #VALUE! | #VALUE! | #VALUE! |  |  | #VALUE! | #VALUE! | #VALUE! | #VALUE! | #VALUE! | #VALUE! | #VALUE! | #VALUE! |  |  | #VALUE! | #VALUE! | #VALUE! | #VALUE! | #VALUE! |  |  | #VALUE! | #VALUE! | #VALUE! | #VALUE! | #VALUE! | #VALUE! | #VALUE! | #VALUE! |  |  | #VALUE! | #VALUE! | #VALUE! | #VALUE! | #VALUE! |  |  | #VALUE! | #VALUE! | #VALUE! | #VALUE! | #VALUE! | #VALUE! | #VALUE! | #VALUE! | 0 | #REF! | #VALUE! | #VALUE! | #VALUE! | #VALUE! | #VALUE! | #VALUE! | #VALUE! | 0
|  |  |  | 0 | 51 | 0 |  |  | 1 | 1.0842e-19 | 0 | 1.0669e-18 | 1.0669e-18 | 1.0669e-18 | 0 | 0 |  |  |  |  | #VALUE! | #VALUE! | #VALUE! |  |  | #VALUE! | #VALUE! | #VALUE! | #VALUE! | #VALUE! | #VALUE! | #VALUE! | #VALUE! |  |  |  |  | #VALUE! | #VALUE! | #VALUE! |  |  | #VALUE! | #VALUE! | #VALUE! | #VALUE! | #VALUE! | #VALUE! | #VALUE! | #VALUE! |  |  |  |  | #VALUE! | #VALUE! | #VALUE! |  |  | #VALUE! | #VALUE! | #VALUE! | #VALUE! | #VALUE! | #VALUE! | #VALUE! | #VALUE! |  |  |  |  | #VALUE! | #VALUE! | #VALUE! |  |  | #VALUE! | #VALUE! | #VALUE! | #VALUE! | #VALUE! | #VALUE! | #VALUE! | #VALUE! |  |  |  |  | #VALUE! | #VALUE! | #VALUE! |  |  | #VALUE! | #VALUE! | #VALUE! | #VALUE! | #VALUE! | #VALUE! | #VALUE! | #VALUE! |  |  | #VALUE! | #VALUE! | #VALUE! | #VALUE! | #VALUE! |  |  | #VALUE! | #VALUE! | #VALUE! | #VALUE! | #VALUE! | #VALUE! | #VALUE! | #VALUE! |  |  | #VALUE! | #VALUE! | #VALUE! | #VALUE! | #VALUE! |  |  | #VALUE! | #VALUE! | #VALUE! | #VALUE! | #VALUE! | #VALUE! | #VALUE! | #VALUE! | 0 | #REF! | #VALUE! | #VALUE! | #VALUE! | #VALUE! | #VALUE! | #VALUE! | #VALUE! | 0
|  |  |  | 0 | 51 | 0 |  |  | 1 | 1.0842e-19 | 0 | 1.0669e-18 | 1.0669e-18 | 1.0669e-18 | 0 | 0 |  |  |  |  | #VALUE! | #VALUE! | #VALUE! |  |  | #VALUE! | #VALUE! | #VALUE! | #VALUE! | #VALUE! | #VALUE! | #VALUE! | #VALUE! |  |  |  |  | #VALUE! | #VALUE! | #VALUE! |  |  | #VALUE! | #VALUE! | #VALUE! | #VALUE! | #VALUE! | #VALUE! | #VALUE! | #VALUE! |  |  |  |  | #VALUE! | #VALUE! | #VALUE! |  |  | #VALUE! | #VALUE! | #VALUE! | #VALUE! | #VALUE! | #VALUE! | #VALUE! | #VALUE! |  |  |  |  | #VALUE! | #VALUE! | #VALUE! |  |  | #VALUE! | #VALUE! | #VALUE! | #VALUE! | #VALUE! | #VALUE! | #VALUE! | #VALUE! |  |  |  |  | #VALUE! | #VALUE! | #VALUE! |  |  | #VALUE! | #VALUE! | #VALUE! | #VALUE! | #VALUE! | #VALUE! | #VALUE! | #VALUE! |  |  | #VALUE! | #VALUE! | #VALUE! | #VALUE! | #VALUE! |  |  | #VALUE! | #VALUE! | #VALUE! | #VALUE! | #VALUE! | #VALUE! | #VALUE! | #VALUE! |  |  | #VALUE! | #VALUE! | #VALUE! | #VALUE! | #VALUE! |  |  | #VALUE! | #VALUE! | #VALUE! | #VALUE! | #VALUE! | #VALUE! | #VALUE! | #VALUE! | 0 | #REF! | #VALUE! | #VALUE! | #VALUE! | #VALUE! | #VALUE! | #VALUE! | #VALUE! | 0
|  |  |  | 0 | 51 | 0 |  |  | 1 | 1.0842e-19 | 0 | 1.0669e-18 | 1.0669e-18 | 1.0669e-18 | 0 | 0 |  |  |  |  | #VALUE! | #VALUE! | #VALUE! |  |  | #VALUE! | #VALUE! | #VALUE! | #VALUE! | #VALUE! | #VALUE! | #VALUE! | #VALUE! |  |  |  |  | #VALUE! | #VALUE! | #VALUE! |  |  | #VALUE! | #VALUE! | #VALUE! | #VALUE! | #VALUE! | #VALUE! | #VALUE! | #VALUE! |  |  |  |  | #VALUE! | #VALUE! | #VALUE! |  |  | #VALUE! | #VALUE! | #VALUE! | #VALUE! | #VALUE! | #VALUE! | #VALUE! | #VALUE! |  |  |  |  | #VALUE! | #VALUE! | #VALUE! |  |  | #VALUE! | #VALUE! | #VALUE! | #VALUE! | #VALUE! | #VALUE! | #VALUE! | #VALUE! |  |  |  |  | #VALUE! | #VALUE! | #VALUE! |  |  | #VALUE! | #VALUE! | #VALUE! | #VALUE! | #VALUE! | #VALUE! | #VALUE! | #VALUE! |  |  | #VALUE! | #VALUE! | #VALUE! | #VALUE! | #VALUE! |  |  | #VALUE! | #VALUE! | #VALUE! | #VALUE! | #VALUE! | #VALUE! | #VALUE! | #VALUE! |  |  | #VALUE! | #VALUE! | #VALUE! | #VALUE! | #VALUE! |  |  | #VALUE! | #VALUE! | #VALUE! | #VALUE! | #VALUE! | #VALUE! | #VALUE! | #VALUE! | 0 | #REF! | #VALUE! | #VALUE! | #VALUE! | #VALUE! | #VALUE! | #VALUE! | #VALUE! | 0
|  |  |  | 0 | 51 | 0 |  |  | 1 | 1.0842e-19 | 0 | 1.0669e-18 | 1.0669e-18 | 1.0669e-18 | 0 | 0 |  |  |  |  | #VALUE! | #VALUE! | #VALUE! |  |  | #VALUE! | #VALUE! | #VALUE! | #VALUE! | #VALUE! | #VALUE! | #VALUE! | #VALUE! |  |  |  |  | #VALUE! | #VALUE! | #VALUE! |  |  | #VALUE! | #VALUE! | #VALUE! | #VALUE! | #VALUE! | #VALUE! | #VALUE! | #VALUE! |  |  |  |  | #VALUE! | #VALUE! | #VALUE! |  |  | #VALUE! | #VALUE! | #VALUE! | #VALUE! | #VALUE! | #VALUE! | #VALUE! | #VALUE! |  |  |  |  | #VALUE! | #VALUE! | #VALUE! |  |  | #VALUE! | #VALUE! | #VALUE! | #VALUE! | #VALUE! | #VALUE! | #VALUE! | #VALUE! |  |  |  |  | #VALUE! | #VALUE! | #VALUE! |  |  | #VALUE! | #VALUE! | #VALUE! | #VALUE! | #VALUE! | #VALUE! | #VALUE! | #VALUE! |  |  | #VALUE! | #VALUE! | #VALUE! | #VALUE! | #VALUE! |  |  | #VALUE! | #VALUE! | #VALUE! | #VALUE! | #VALUE! | #VALUE! | #VALUE! | #VALUE! |  |  | #VALUE! | #VALUE! | #VALUE! | #VALUE! | #VALUE! |  |  | #VALUE! | #VALUE! | #VALUE! | #VALUE! | #VALUE! | #VALUE! | #VALUE! | #VALUE! | 0 | #REF! | #VALUE! | #VALUE! | #VALUE! | #VALUE! | #VALUE! | #VALUE! | #VALUE! | 0
|  |  |  | 0 | 51 | 0 |  |  | 1 | 1.0842e-19 | 0 | 1.0669e-18 | 1.0669e-18 | 1.0669e-18 | 0 | 0 |  |  |  |  | #VALUE! | #VALUE! | #VALUE! |  |  | #VALUE! | #VALUE! | #VALUE! | #VALUE! | #VALUE! | #VALUE! | #VALUE! | #VALUE! |  |  |  |  | #VALUE! | #VALUE! | #VALUE! |  |  | #VALUE! | #VALUE! | #VALUE! | #VALUE! | #VALUE! | #VALUE! | #VALUE! | #VALUE! |  |  |  |  | #VALUE! | #VALUE! | #VALUE! |  |  | #VALUE! | #VALUE! | #VALUE! | #VALUE! | #VALUE! | #VALUE! | #VALUE! | #VALUE! |  |  |  |  | #VALUE! | #VALUE! | #VALUE! |  |  | #VALUE! | #VALUE! | #VALUE! | #VALUE! | #VALUE! | #VALUE! | #VALUE! | #VALUE! |  |  |  |  | #VALUE! | #VALUE! | #VALUE! |  |  | #VALUE! | #VALUE! | #VALUE! | #VALUE! | #VALUE! | #VALUE! | #VALUE! | #VALUE! |  |  | #VALUE! | #VALUE! | #VALUE! | #VALUE! | #VALUE! |  |  | #VALUE! | #VALUE! | #VALUE! | #VALUE! | #VALUE! | #VALUE! | #VALUE! | #VALUE! |  |  | #VALUE! | #VALUE! | #VALUE! | #VALUE! | #VALUE! |  |  | #VALUE! | #VALUE! | #VALUE! | #VALUE! | #VALUE! | #VALUE! | #VALUE! | #VALUE! | 0 | #REF! | #VALUE! | #VALUE! | #VALUE! | #VALUE! | #VALUE! | #VALUE! | #VALUE! | 0
|  |  |  | 0 | 51 | 0 |  |  | 1 | 1.0842e-19 | 0 | 1.0669e-18 | 1.0669e-18 | 1.0669e-18 | 0 | 0 |  |  |  |  | #VALUE! | #VALUE! | #VALUE! |  |  | #VALUE! | #VALUE! | #VALUE! | #VALUE! | #VALUE! | #VALUE! | #VALUE! | #VALUE! |  |  |  |  | #VALUE! | #VALUE! | #VALUE! |  |  | #VALUE! | #VALUE! | #VALUE! | #VALUE! | #VALUE! | #VALUE! | #VALUE! | #VALUE! |  |  |  |  | #VALUE! | #VALUE! | #VALUE! |  |  | #VALUE! | #VALUE! | #VALUE! | #VALUE! | #VALUE! | #VALUE! | #VALUE! | #VALUE! |  |  |  |  | #VALUE! | #VALUE! | #VALUE! |  |  | #VALUE! | #VALUE! | #VALUE! | #VALUE! | #VALUE! | #VALUE! | #VALUE! | #VALUE! |  |  |  |  | #VALUE! | #VALUE! | #VALUE! |  |  | #VALUE! | #VALUE! | #VALUE! | #VALUE! | #VALUE! | #VALUE! | #VALUE! | #VALUE! |  |  | #VALUE! | #VALUE! | #VALUE! | #VALUE! | #VALUE! |  |  | #VALUE! | #VALUE! | #VALUE! | #VALUE! | #VALUE! | #VALUE! | #VALUE! | #VALUE! |  |  | #VALUE! | #VALUE! | #VALUE! | #VALUE! | #VALUE! |  |  | #VALUE! | #VALUE! | #VALUE! | #VALUE! | #VALUE! | #VALUE! | #VALUE! | #VALUE! | 0 | #REF! | #VALUE! | #VALUE! | #VALUE! | #VALUE! | #VALUE! | #VALUE! | #VALUE! | 0
|  |  |  | 0 | 51 | 0 |  |  | 1 | 1.0842e-19 | 0 | 1.0669e-18 | 1.0669e-18 | 1.0669e-18 | 0 | 0 |  |  |  |  | #VALUE! | #VALUE! | #VALUE! |  |  | #VALUE! | #VALUE! | #VALUE! | #VALUE! | #VALUE! | #VALUE! | #VALUE! | #VALUE! |  |  |  |  | #VALUE! | #VALUE! | #VALUE! |  |  | #VALUE! | #VALUE! | #VALUE! | #VALUE! | #VALUE! | #VALUE! | #VALUE! | #VALUE! |  |  |  |  | #VALUE! | #VALUE! | #VALUE! |  |  | #VALUE! | #VALUE! | #VALUE! | #VALUE! | #VALUE! | #VALUE! | #VALUE! | #VALUE! |  |  |  |  | #VALUE! | #VALUE! | #VALUE! |  |  | #VALUE! | #VALUE! | #VALUE! | #VALUE! | #VALUE! | #VALUE! | #VALUE! | #VALUE! |  |  |  |  | #VALUE! | #VALUE! | #VALUE! |  |  | #VALUE! | #VALUE! | #VALUE! | #VALUE! | #VALUE! | #VALUE! | #VALUE! | #VALUE! |  |  | #VALUE! | #VALUE! | #VALUE! | #VALUE! | #VALUE! |  |  | #VALUE! | #VALUE! | #VALUE! | #VALUE! | #VALUE! | #VALUE! | #VALUE! | #VALUE! |  |  | #VALUE! | #VALUE! | #VALUE! | #VALUE! | #VALUE! |  |  | #VALUE! | #VALUE! | #VALUE! | #VALUE! | #VALUE! | #VALUE! | #VALUE! | #VALUE! | 0 | #REF! | #VALUE! | #VALUE! | #VALUE! | #VALUE! | #VALUE! | #VALUE! | #VALUE! | 0
|  |  |  | 0 | 51 | 0 |  |  | 1 | 1.0842e-19 | 0 | 1.0669e-18 | 1.0669e-18 | 1.0669e-18 | 0 | 0 |  |  |  |  | #VALUE! | #VALUE! | #VALUE! |  |  | #VALUE! | #VALUE! | #VALUE! | #VALUE! | #VALUE! | #VALUE! | #VALUE! | #VALUE! |  |  |  |  | #VALUE! | #VALUE! | #VALUE! |  |  | #VALUE! | #VALUE! | #VALUE! | #VALUE! | #VALUE! | #VALUE! | #VALUE! | #VALUE! |  |  |  |  | #VALUE! | #VALUE! | #VALUE! |  |  | #VALUE! | #VALUE! | #VALUE! | #VALUE! | #VALUE! | #VALUE! | #VALUE! | #VALUE! |  |  |  |  | #VALUE! | #VALUE! | #VALUE! |  |  | #VALUE! | #VALUE! | #VALUE! | #VALUE! | #VALUE! | #VALUE! | #VALUE! | #VALUE! |  |  |  |  | #VALUE! | #VALUE! | #VALUE! |  |  | #VALUE! | #VALUE! | #VALUE! | #VALUE! | #VALUE! | #VALUE! | #VALUE! | #VALUE! |  |  | #VALUE! | #VALUE! | #VALUE! | #VALUE! | #VALUE! |  |  | #VALUE! | #VALUE! | #VALUE! | #VALUE! | #VALUE! | #VALUE! | #VALUE! | #VALUE! |  |  | #VALUE! | #VALUE! | #VALUE! | #VALUE! | #VALUE! |  |  | #VALUE! | #VALUE! | #VALUE! | #VALUE! | #VALUE! | #VALUE! | #VALUE! | #VALUE! | 0 | #REF! | #VALUE! | #VALUE! | #VALUE! | #VALUE! | #VALUE! | #VALUE! | #VALUE! | 0
|  |  |  | 0 | 51 | 0 |  |  | 1 | 1.0842e-19 | 0 | 1.0669e-18 | 1.0669e-18 | 1.0669e-18 | 0 | 0 |  |  |  |  | #VALUE! | #VALUE! | #VALUE! |  |  | #VALUE! | #VALUE! | #VALUE! | #VALUE! | #VALUE! | #VALUE! | #VALUE! | #VALUE! |  |  |  |  | #VALUE! | #VALUE! | #VALUE! |  |  | #VALUE! | #VALUE! | #VALUE! | #VALUE! | #VALUE! | #VALUE! | #VALUE! | #VALUE! |  |  |  |  | #VALUE! | #VALUE! | #VALUE! |  |  | #VALUE! | #VALUE! | #VALUE! | #VALUE! | #VALUE! | #VALUE! | #VALUE! | #VALUE! |  |  |  |  | #VALUE! | #VALUE! | #VALUE! |  |  | #VALUE! | #VALUE! | #VALUE! | #VALUE! | #VALUE! | #VALUE! | #VALUE! | #VALUE! |  |  |  |  | #VALUE! | #VALUE! | #VALUE! |  |  | #VALUE! | #VALUE! | #VALUE! | #VALUE! | #VALUE! | #VALUE! | #VALUE! | #VALUE! |  |  | #VALUE! | #VALUE! | #VALUE! | #VALUE! | #VALUE! |  |  | #VALUE! | #VALUE! | #VALUE! | #VALUE! | #VALUE! | #VALUE! | #VALUE! | #VALUE! |  |  | #VALUE! | #VALUE! | #VALUE! | #VALUE! | #VALUE! |  |  | #VALUE! | #VALUE! | #VALUE! | #VALUE! | #VALUE! | #VALUE! | #VALUE! | #VALUE! | 0 | #REF! | #VALUE! | #VALUE! | #VALUE! | #VALUE! | #VALUE! | #VALUE! | #VALUE! | 0
|  |  |  | 0 | 51 | 0 |  |  | 1 | 1.0842e-19 | 0 | 1.0669e-18 | 1.0669e-18 | 1.0669e-18 | 0 | 0 |  |  |  |  | #VALUE! | #VALUE! | #VALUE! |  |  | #VALUE! | #VALUE! | #VALUE! | #VALUE! | #VALUE! | #VALUE! | #VALUE! | #VALUE! |  |  |  |  | #VALUE! | #VALUE! | #VALUE! |  |  | #VALUE! | #VALUE! | #VALUE! | #VALUE! | #VALUE! | #VALUE! | #VALUE! | #VALUE! |  |  |  |  | #VALUE! | #VALUE! | #VALUE! |  |  | #VALUE! | #VALUE! | #VALUE! | #VALUE! | #VALUE! | #VALUE! | #VALUE! | #VALUE! |  |  |  |  | #VALUE! | #VALUE! | #VALUE! |  |  | #VALUE! | #VALUE! | #VALUE! | #VALUE! | #VALUE! | #VALUE! | #VALUE! | #VALUE! |  |  |  |  | #VALUE! | #VALUE! | #VALUE! |  |  | #VALUE! | #VALUE! | #VALUE! | #VALUE! | #VALUE! | #VALUE! | #VALUE! | #VALUE! |  |  | #VALUE! | #VALUE! | #VALUE! | #VALUE! | #VALUE! |  |  | #VALUE! | #VALUE! | #VALUE! | #VALUE! | #VALUE! | #VALUE! | #VALUE! | #VALUE! |  |  | #VALUE! | #VALUE! | #VALUE! | #VALUE! | #VALUE! |  |  | #VALUE! | #VALUE! | #VALUE! | #VALUE! | #VALUE! | #VALUE! | #VALUE! | #VALUE! | 0 | #REF! | #VALUE! | #VALUE! | #VALUE! | #VALUE! | #VALUE! | #VALUE! | #VALUE! | 0
|  |  |  | 0 | 51 | 0 |  |  | 1 | 1.0842e-19 | 0 | 1.0669e-18 | 1.0669e-18 | 1.0669e-18 | 0 | 0 |  |  |  |  | #VALUE! | #VALUE! | #VALUE! |  |  | #VALUE! | #VALUE! | #VALUE! | #VALUE! | #VALUE! | #VALUE! | #VALUE! | #VALUE! |  |  |  |  | #VALUE! | #VALUE! | #VALUE! |  |  | #VALUE! | #VALUE! | #VALUE! | #VALUE! | #VALUE! | #VALUE! | #VALUE! | #VALUE! |  |  |  |  | #VALUE! | #VALUE! | #VALUE! |  |  | #VALUE! | #VALUE! | #VALUE! | #VALUE! | #VALUE! | #VALUE! | #VALUE! | #VALUE! |  |  |  |  | #VALUE! | #VALUE! | #VALUE! |  |  | #VALUE! | #VALUE! | #VALUE! | #VALUE! | #VALUE! | #VALUE! | #VALUE! | #VALUE! |  |  |  |  | #VALUE! | #VALUE! | #VALUE! |  |  | #VALUE! | #VALUE! | #VALUE! | #VALUE! | #VALUE! | #VALUE! | #VALUE! | #VALUE! |  |  | #VALUE! | #VALUE! | #VALUE! | #VALUE! | #VALUE! |  |  | #VALUE! | #VALUE! | #VALUE! | #VALUE! | #VALUE! | #VALUE! | #VALUE! | #VALUE! |  |  | #VALUE! | #VALUE! | #VALUE! | #VALUE! | #VALUE! |  |  | #VALUE! | #VALUE! | #VALUE! | #VALUE! | #VALUE! | #VALUE! | #VALUE! | #VALUE! | 0 | #REF! | #VALUE! | #VALUE! | #VALUE! | #VALUE! | #VALUE! | #VALUE! | #VALUE! | 0
|  |  |  | 0 | 51 | 0 |  |  | 1 | 1.0842e-19 | 0 | 1.0669e-18 | 1.0669e-18 | 1.0669e-18 | 0 | 0 |  |  |  |  | #VALUE! | #VALUE! | #VALUE! |  |  | #VALUE! | #VALUE! | #VALUE! | #VALUE! | #VALUE! | #VALUE! | #VALUE! | #VALUE! |  |  |  |  | #VALUE! | #VALUE! | #VALUE! |  |  | #VALUE! | #VALUE! | #VALUE! | #VALUE! | #VALUE! | #VALUE! | #VALUE! | #VALUE! |  |  |  |  | #VALUE! | #VALUE! | #VALUE! |  |  | #VALUE! | #VALUE! | #VALUE! | #VALUE! | #VALUE! | #VALUE! | #VALUE! | #VALUE! |  |  |  |  | #VALUE! | #VALUE! | #VALUE! |  |  | #VALUE! | #VALUE! | #VALUE! | #VALUE! | #VALUE! | #VALUE! | #VALUE! | #VALUE! |  |  |  |  | #VALUE! | #VALUE! | #VALUE! |  |  | #VALUE! | #VALUE! | #VALUE! | #VALUE! | #VALUE! | #VALUE! | #VALUE! | #VALUE! |  |  | #VALUE! | #VALUE! | #VALUE! | #VALUE! | #VALUE! |  |  | #VALUE! | #VALUE! | #VALUE! | #VALUE! | #VALUE! | #VALUE! | #VALUE! | #VALUE! |  |  | #VALUE! | #VALUE! | #VALUE! | #VALUE! | #VALUE! |  |  | #VALUE! | #VALUE! | #VALUE! | #VALUE! | #VALUE! | #VALUE! | #VALUE! | #VALUE! | 0 | #REF! | #VALUE! | #VALUE! | #VALUE! | #VALUE! | #VALUE! | #VALUE! | #VALUE! | 0
|  |  |  | 0 | 51 | 0 |  |  | 1 | 1.0842e-19 | 0 | 1.0669e-18 | 1.0669e-18 | 1.0669e-18 | 0 | 0 |  |  |  |  | #VALUE! | #VALUE! | #VALUE! |  |  | #VALUE! | #VALUE! | #VALUE! | #VALUE! | #VALUE! | #VALUE! | #VALUE! | #VALUE! |  |  |  |  | #VALUE! | #VALUE! | #VALUE! |  |  | #VALUE! | #VALUE! | #VALUE! | #VALUE! | #VALUE! | #VALUE! | #VALUE! | #VALUE! |  |  |  |  | #VALUE! | #VALUE! | #VALUE! |  |  | #VALUE! | #VALUE! | #VALUE! | #VALUE! | #VALUE! | #VALUE! | #VALUE! | #VALUE! |  |  |  |  | #VALUE! | #VALUE! | #VALUE! |  |  | #VALUE! | #VALUE! | #VALUE! | #VALUE! | #VALUE! | #VALUE! | #VALUE! | #VALUE! |  |  |  |  | #VALUE! | #VALUE! | #VALUE! |  |  | #VALUE! | #VALUE! | #VALUE! | #VALUE! | #VALUE! | #VALUE! | #VALUE! | #VALUE! |  |  | #VALUE! | #VALUE! | #VALUE! | #VALUE! | #VALUE! |  |  | #VALUE! | #VALUE! | #VALUE! | #VALUE! | #VALUE! | #VALUE! | #VALUE! | #VALUE! |  |  | #VALUE! | #VALUE! | #VALUE! | #VALUE! | #VALUE! |  |  | #VALUE! | #VALUE! | #VALUE! | #VALUE! | #VALUE! | #VALUE! | #VALUE! | #VALUE! | 0 | #REF! | #VALUE! | #VALUE! | #VALUE! | #VALUE! | #VALUE! | #VALUE! | #VALUE! | 0
|  |  |  | 0 | 51 | 0 |  |  | 1 | 1.0842e-19 | 0 | 1.0669e-18 | 1.0669e-18 | 1.0669e-18 | 0 | 0 |  |  |  |  | #VALUE! | #VALUE! | #VALUE! |  |  | #VALUE! | #VALUE! | #VALUE! | #VALUE! | #VALUE! | #VALUE! | #VALUE! | #VALUE! |  |  |  |  | #VALUE! | #VALUE! | #VALUE! |  |  | #VALUE! | #VALUE! | #VALUE! | #VALUE! | #VALUE! | #VALUE! | #VALUE! | #VALUE! |  |  |  |  | #VALUE! | #VALUE! | #VALUE! |  |  | #VALUE! | #VALUE! | #VALUE! | #VALUE! | #VALUE! | #VALUE! | #VALUE! | #VALUE! |  |  |  |  | #VALUE! | #VALUE! | #VALUE! |  |  | #VALUE! | #VALUE! | #VALUE! | #VALUE! | #VALUE! | #VALUE! | #VALUE! | #VALUE! |  |  |  |  | #VALUE! | #VALUE! | #VALUE! |  |  | #VALUE! | #VALUE! | #VALUE! | #VALUE! | #VALUE! | #VALUE! | #VALUE! | #VALUE! |  |  | #VALUE! | #VALUE! | #VALUE! | #VALUE! | #VALUE! |  |  | #VALUE! | #VALUE! | #VALUE! | #VALUE! | #VALUE! | #VALUE! | #VALUE! | #VALUE! |  |  | #VALUE! | #VALUE! | #VALUE! | #VALUE! | #VALUE! |  |  | #VALUE! | #VALUE! | #VALUE! | #VALUE! | #VALUE! | #VALUE! | #VALUE! | #VALUE! | 0 | #REF! | #VALUE! | #VALUE! | #VALUE! | #VALUE! | #VALUE! | #VALUE! | #VALUE! | 0
|  |  |  | 0 | 51 | 0 |  |  | 1 | 1.0842e-19 | 0 | 1.0669e-18 | 1.0669e-18 | 1.0669e-18 | 0 | 0 |  |  |  |  | #VALUE! | #VALUE! | #VALUE! |  |  | #VALUE! | #VALUE! | #VALUE! | #VALUE! | #VALUE! | #VALUE! | #VALUE! | #VALUE! |  |  |  |  | #VALUE! | #VALUE! | #VALUE! |  |  | #VALUE! | #VALUE! | #VALUE! | #VALUE! | #VALUE! | #VALUE! | #VALUE! | #VALUE! |  |  |  |  | #VALUE! | #VALUE! | #VALUE! |  |  | #VALUE! | #VALUE! | #VALUE! | #VALUE! | #VALUE! | #VALUE! | #VALUE! | #VALUE! |  |  |  |  | #VALUE! | #VALUE! | #VALUE! |  |  | #VALUE! | #VALUE! | #VALUE! | #VALUE! | #VALUE! | #VALUE! | #VALUE! | #VALUE! |  |  |  |  | #VALUE! | #VALUE! | #VALUE! |  |  | #VALUE! | #VALUE! | #VALUE! | #VALUE! | #VALUE! | #VALUE! | #VALUE! | #VALUE! |  |  | #VALUE! | #VALUE! | #VALUE! | #VALUE! | #VALUE! |  |  | #VALUE! | #VALUE! | #VALUE! | #VALUE! | #VALUE! | #VALUE! | #VALUE! | #VALUE! |  |  | #VALUE! | #VALUE! | #VALUE! | #VALUE! | #VALUE! |  |  | #VALUE! | #VALUE! | #VALUE! | #VALUE! | #VALUE! | #VALUE! | #VALUE! | #VALUE! | 0 | #REF! | #VALUE! | #VALUE! | #VALUE! | #VALUE! | #VALUE! | #VALUE! | #VALUE! | 0
|  |  |  | 0 | 51 | 0 |  |  | 1 | 1.0842e-19 | 0 | 1.0669e-18 | 1.0669e-18 | 1.0669e-18 | 0 | 0 |  |  |  |  | #VALUE! | #VALUE! | #VALUE! |  |  | #VALUE! | #VALUE! | #VALUE! | #VALUE! | #VALUE! | #VALUE! | #VALUE! | #VALUE! |  |  |  |  | #VALUE! | #VALUE! | #VALUE! |  |  | #VALUE! | #VALUE! | #VALUE! | #VALUE! | #VALUE! | #VALUE! | #VALUE! | #VALUE! |  |  |  |  | #VALUE! | #VALUE! | #VALUE! |  |  | #VALUE! | #VALUE! | #VALUE! | #VALUE! | #VALUE! | #VALUE! | #VALUE! | #VALUE! |  |  |  |  | #VALUE! | #VALUE! | #VALUE! |  |  | #VALUE! | #VALUE! | #VALUE! | #VALUE! | #VALUE! | #VALUE! | #VALUE! | #VALUE! |  |  |  |  | #VALUE! | #VALUE! | #VALUE! |  |  | #VALUE! | #VALUE! | #VALUE! | #VALUE! | #VALUE! | #VALUE! | #VALUE! | #VALUE! |  |  | #VALUE! | #VALUE! | #VALUE! | #VALUE! | #VALUE! |  |  | #VALUE! | #VALUE! | #VALUE! | #VALUE! | #VALUE! | #VALUE! | #VALUE! | #VALUE! |  |  | #VALUE! | #VALUE! | #VALUE! | #VALUE! | #VALUE! |  |  | #VALUE! | #VALUE! | #VALUE! | #VALUE! | #VALUE! | #VALUE! | #VALUE! | #VALUE! | 0 | #REF! | #VALUE! | #VALUE! | #VALUE! | #VALUE! | #VALUE! | #VALUE! | #VALUE! | 0
|  |  |  | 0 | 51 | 0 |  |  | 1 | 1.0842e-19 | 0 | 1.0669e-18 | 1.0669e-18 | 1.0669e-18 | 0 | 0 |  |  |  |  | #VALUE! | #VALUE! | #VALUE! |  |  | #VALUE! | #VALUE! | #VALUE! | #VALUE! | #VALUE! | #VALUE! | #VALUE! | #VALUE! |  |  |  |  | #VALUE! | #VALUE! | #VALUE! |  |  | #VALUE! | #VALUE! | #VALUE! | #VALUE! | #VALUE! | #VALUE! | #VALUE! | #VALUE! |  |  |  |  | #VALUE! | #VALUE! | #VALUE! |  |  | #VALUE! | #VALUE! | #VALUE! | #VALUE! | #VALUE! | #VALUE! | #VALUE! | #VALUE! |  |  |  |  | #VALUE! | #VALUE! | #VALUE! |  |  | #VALUE! | #VALUE! | #VALUE! | #VALUE! | #VALUE! | #VALUE! | #VALUE! | #VALUE! |  |  |  |  | #VALUE! | #VALUE! | #VALUE! |  |  | #VALUE! | #VALUE! | #VALUE! | #VALUE! | #VALUE! | #VALUE! | #VALUE! | #VALUE! |  |  | #VALUE! | #VALUE! | #VALUE! | #VALUE! | #VALUE! |  |  | #VALUE! | #VALUE! | #VALUE! | #VALUE! | #VALUE! | #VALUE! | #VALUE! | #VALUE! |  |  | #VALUE! | #VALUE! | #VALUE! | #VALUE! | #VALUE! |  |  | #VALUE! | #VALUE! | #VALUE! | #VALUE! | #VALUE! | #VALUE! | #VALUE! | #VALUE! | 0 | #REF! | #VALUE! | #VALUE! | #VALUE! | #VALUE! | #VALUE! | #VALUE! | #VALUE! | 0
|  |  |  | 0 | 51 | 0 |  |  | 1 | 1.0842e-19 | 0 | 1.0669e-18 | 1.0669e-18 | 1.0669e-18 | 0 | 0 |  |  |  |  | #VALUE! | #VALUE! | #VALUE! |  |  | #VALUE! | #VALUE! | #VALUE! | #VALUE! | #VALUE! | #VALUE! | #VALUE! | #VALUE! |  |  |  |  | #VALUE! | #VALUE! | #VALUE! |  |  | #VALUE! | #VALUE! | #VALUE! | #VALUE! | #VALUE! | #VALUE! | #VALUE! | #VALUE! |  |  |  |  | #VALUE! | #VALUE! | #VALUE! |  |  | #VALUE! | #VALUE! | #VALUE! | #VALUE! | #VALUE! | #VALUE! | #VALUE! | #VALUE! |  |  |  |  | #VALUE! | #VALUE! | #VALUE! |  |  | #VALUE! | #VALUE! | #VALUE! | #VALUE! | #VALUE! | #VALUE! | #VALUE! | #VALUE! |  |  |  |  | #VALUE! | #VALUE! | #VALUE! |  |  | #VALUE! | #VALUE! | #VALUE! | #VALUE! | #VALUE! | #VALUE! | #VALUE! | #VALUE! |  |  | #VALUE! | #VALUE! | #VALUE! | #VALUE! | #VALUE! |  |  | #VALUE! | #VALUE! | #VALUE! | #VALUE! | #VALUE! | #VALUE! | #VALUE! | #VALUE! |  |  | #VALUE! | #VALUE! | #VALUE! | #VALUE! | #VALUE! |  |  | #VALUE! | #VALUE! | #VALUE! | #VALUE! | #VALUE! | #VALUE! | #VALUE! | #VALUE! | 0 | #REF! | #VALUE! | #VALUE! | #VALUE! | #VALUE! | #VALUE! | #VALUE! | #VALUE! | 0
|  |  |  | 0 | 51 | 0 |  |  | 1 | 1.0842e-19 | 0 | 1.0669e-18 | 1.0669e-18 | 1.0669e-18 | 0 | 0 |  |  |  |  | #VALUE! | #VALUE! | #VALUE! |  |  | #VALUE! | #VALUE! | #VALUE! | #VALUE! | #VALUE! | #VALUE! | #VALUE! | #VALUE! |  |  |  |  | #VALUE! | #VALUE! | #VALUE! |  |  | #VALUE! | #VALUE! | #VALUE! | #VALUE! | #VALUE! | #VALUE! | #VALUE! | #VALUE! |  |  |  |  | #VALUE! | #VALUE! | #VALUE! |  |  | #VALUE! | #VALUE! | #VALUE! | #VALUE! | #VALUE! | #VALUE! | #VALUE! | #VALUE! |  |  |  |  | #VALUE! | #VALUE! | #VALUE! |  |  | #VALUE! | #VALUE! | #VALUE! | #VALUE! | #VALUE! | #VALUE! | #VALUE! | #VALUE! |  |  |  |  | #VALUE! | #VALUE! | #VALUE! |  |  | #VALUE! | #VALUE! | #VALUE! | #VALUE! | #VALUE! | #VALUE! | #VALUE! | #VALUE! |  |  | #VALUE! | #VALUE! | #VALUE! | #VALUE! | #VALUE! |  |  | #VALUE! | #VALUE! | #VALUE! | #VALUE! | #VALUE! | #VALUE! | #VALUE! | #VALUE! |  |  | #VALUE! | #VALUE! | #VALUE! | #VALUE! | #VALUE! |  |  | #VALUE! | #VALUE! | #VALUE! | #VALUE! | #VALUE! | #VALUE! | #VALUE! | #VALUE! | 0 | #REF! | #VALUE! | #VALUE! | #VALUE! | #VALUE! | #VALUE! | #VALUE! | #VALUE! | 0
|  |  |  | 0 | 51 | 0 |  |  | 1 | 1.0842e-19 | 0 | 1.0669e-18 | 1.0669e-18 | 1.0669e-18 | 0 | 0 |  |  |  |  | #VALUE! | #VALUE! | #VALUE! |  |  | #VALUE! | #VALUE! | #VALUE! | #VALUE! | #VALUE! | #VALUE! | #VALUE! | #VALUE! |  |  |  |  | #VALUE! | #VALUE! | #VALUE! |  |  | #VALUE! | #VALUE! | #VALUE! | #VALUE! | #VALUE! | #VALUE! | #VALUE! | #VALUE! |  |  |  |  | #VALUE! | #VALUE! | #VALUE! |  |  | #VALUE! | #VALUE! | #VALUE! | #VALUE! | #VALUE! | #VALUE! | #VALUE! | #VALUE! |  |  |  |  | #VALUE! | #VALUE! | #VALUE! |  |  | #VALUE! | #VALUE! | #VALUE! | #VALUE! | #VALUE! | #VALUE! | #VALUE! | #VALUE! |  |  |  |  | #VALUE! | #VALUE! | #VALUE! |  |  | #VALUE! | #VALUE! | #VALUE! | #VALUE! | #VALUE! | #VALUE! | #VALUE! | #VALUE! |  |  | #VALUE! | #VALUE! | #VALUE! | #VALUE! | #VALUE! |  |  | #VALUE! | #VALUE! | #VALUE! | #VALUE! | #VALUE! | #VALUE! | #VALUE! | #VALUE! |  |  | #VALUE! | #VALUE! | #VALUE! | #VALUE! | #VALUE! |  |  | #VALUE! | #VALUE! | #VALUE! | #VALUE! | #VALUE! | #VALUE! | #VALUE! | #VALUE! | 0 | #REF! | #VALUE! | #VALUE! | #VALUE! | #VALUE! | #VALUE! | #VALUE! | #VALUE! | 0
|  |  |  | 0 | 51 | 0 |  |  | 1 | 1.0842e-19 | 0 | 1.0669e-18 | 1.0669e-18 | 1.0669e-18 | 0 | 0 |  |  |  |  | #VALUE! | #VALUE! | #VALUE! |  |  | #VALUE! | #VALUE! | #VALUE! | #VALUE! | #VALUE! | #VALUE! | #VALUE! | #VALUE! |  |  |  |  | #VALUE! | #VALUE! | #VALUE! |  |  | #VALUE! | #VALUE! | #VALUE! | #VALUE! | #VALUE! | #VALUE! | #VALUE! | #VALUE! |  |  |  |  | #VALUE! | #VALUE! | #VALUE! |  |  | #VALUE! | #VALUE! | #VALUE! | #VALUE! | #VALUE! | #VALUE! | #VALUE! | #VALUE! |  |  |  |  | #VALUE! | #VALUE! | #VALUE! |  |  | #VALUE! | #VALUE! | #VALUE! | #VALUE! | #VALUE! | #VALUE! | #VALUE! | #VALUE! |  |  |  |  | #VALUE! | #VALUE! | #VALUE! |  |  | #VALUE! | #VALUE! | #VALUE! | #VALUE! | #VALUE! | #VALUE! | #VALUE! | #VALUE! |  |  | #VALUE! | #VALUE! | #VALUE! | #VALUE! | #VALUE! |  |  | #VALUE! | #VALUE! | #VALUE! | #VALUE! | #VALUE! | #VALUE! | #VALUE! | #VALUE! |  |  | #VALUE! | #VALUE! | #VALUE! | #VALUE! | #VALUE! |  |  | #VALUE! | #VALUE! | #VALUE! | #VALUE! | #VALUE! | #VALUE! | #VALUE! | #VALUE! | 0 | #REF! | #VALUE! | #VALUE! | #VALUE! | #VALUE! | #VALUE! | #VALUE! | #VALUE! | 0
|  |  |  | 0 | 51 | 0 |  |  | 1 | 1.0842e-19 | 0 | 1.0669e-18 | 1.0669e-18 | 1.0669e-18 | 0 | 0 |  |  |  |  | #VALUE! | #VALUE! | #VALUE! |  |  | #VALUE! | #VALUE! | #VALUE! | #VALUE! | #VALUE! | #VALUE! | #VALUE! | #VALUE! |  |  |  |  | #VALUE! | #VALUE! | #VALUE! |  |  | #VALUE! | #VALUE! | #VALUE! | #VALUE! | #VALUE! | #VALUE! | #VALUE! | #VALUE! |  |  |  |  | #VALUE! | #VALUE! | #VALUE! |  |  | #VALUE! | #VALUE! | #VALUE! | #VALUE! | #VALUE! | #VALUE! | #VALUE! | #VALUE! |  |  |  |  | #VALUE! | #VALUE! | #VALUE! |  |  | #VALUE! | #VALUE! | #VALUE! | #VALUE! | #VALUE! | #VALUE! | #VALUE! | #VALUE! |  |  |  |  | #VALUE! | #VALUE! | #VALUE! |  |  | #VALUE! | #VALUE! | #VALUE! | #VALUE! | #VALUE! | #VALUE! | #VALUE! | #VALUE! |  |  | #VALUE! | #VALUE! | #VALUE! | #VALUE! | #VALUE! |  |  | #VALUE! | #VALUE! | #VALUE! | #VALUE! | #VALUE! | #VALUE! | #VALUE! | #VALUE! |  |  | #VALUE! | #VALUE! | #VALUE! | #VALUE! | #VALUE! |  |  | #VALUE! | #VALUE! | #VALUE! | #VALUE! | #VALUE! | #VALUE! | #VALUE! | #VALUE! | 0 | #REF! | #VALUE! | #VALUE! | #VALUE! | #VALUE! | #VALUE! | #VALUE! | #VALUE! | 0
|  |  |  | 0 | 51 | 0 |  |  | 1 | 1.0842e-19 | 0 | 1.0669e-18 | 1.0669e-18 | 1.0669e-18 | 0 | 0 |  |  |  |  | #VALUE! | #VALUE! | #VALUE! |  |  | #VALUE! | #VALUE! | #VALUE! | #VALUE! | #VALUE! | #VALUE! | #VALUE! | #VALUE! |  |  |  |  | #VALUE! | #VALUE! | #VALUE! |  |  | #VALUE! | #VALUE! | #VALUE! | #VALUE! | #VALUE! | #VALUE! | #VALUE! | #VALUE! |  |  |  |  | #VALUE! | #VALUE! | #VALUE! |  |  | #VALUE! | #VALUE! | #VALUE! | #VALUE! | #VALUE! | #VALUE! | #VALUE! | #VALUE! |  |  |  |  | #VALUE! | #VALUE! | #VALUE! |  |  | #VALUE! | #VALUE! | #VALUE! | #VALUE! | #VALUE! | #VALUE! | #VALUE! | #VALUE! |  |  |  |  | #VALUE! | #VALUE! | #VALUE! |  |  | #VALUE! | #VALUE! | #VALUE! | #VALUE! | #VALUE! | #VALUE! | #VALUE! | #VALUE! |  |  | #VALUE! | #VALUE! | #VALUE! | #VALUE! | #VALUE! |  |  | #VALUE! | #VALUE! | #VALUE! | #VALUE! | #VALUE! | #VALUE! | #VALUE! | #VALUE! |  |  | #VALUE! | #VALUE! | #VALUE! | #VALUE! | #VALUE! |  |  | #VALUE! | #VALUE! | #VALUE! | #VALUE! | #VALUE! | #VALUE! | #VALUE! | #VALUE! | 0 | #REF! | #VALUE! | #VALUE! | #VALUE! | #VALUE! | #VALUE! | #VALUE! | #VALUE! | 0
|  |  |  | 0 | 51 | 0 |  |  | 1 | 1.0842e-19 | 0 | 1.0669e-18 | 1.0669e-18 | 1.0669e-18 | 0 | 0 |  |  |  |  | #VALUE! | #VALUE! | #VALUE! |  |  | #VALUE! | #VALUE! | #VALUE! | #VALUE! | #VALUE! | #VALUE! | #VALUE! | #VALUE! |  |  |  |  | #VALUE! | #VALUE! | #VALUE! |  |  | #VALUE! | #VALUE! | #VALUE! | #VALUE! | #VALUE! | #VALUE! | #VALUE! | #VALUE! |  |  |  |  | #VALUE! | #VALUE! | #VALUE! |  |  | #VALUE! | #VALUE! | #VALUE! | #VALUE! | #VALUE! | #VALUE! | #VALUE! | #VALUE! |  |  |  |  | #VALUE! | #VALUE! | #VALUE! |  |  | #VALUE! | #VALUE! | #VALUE! | #VALUE! | #VALUE! | #VALUE! | #VALUE! | #VALUE! |  |  |  |  | #VALUE! | #VALUE! | #VALUE! |  |  | #VALUE! | #VALUE! | #VALUE! | #VALUE! | #VALUE! | #VALUE! | #VALUE! | #VALUE! |  |  | #VALUE! | #VALUE! | #VALUE! | #VALUE! | #VALUE! |  |  | #VALUE! | #VALUE! | #VALUE! | #VALUE! | #VALUE! | #VALUE! | #VALUE! | #VALUE! |  |  | #VALUE! | #VALUE! | #VALUE! | #VALUE! | #VALUE! |  |  | #VALUE! | #VALUE! | #VALUE! | #VALUE! | #VALUE! | #VALUE! | #VALUE! | #VALUE! | 0 | #REF! | #VALUE! | #VALUE! | #VALUE! | #VALUE! | #VALUE! | #VALUE! | #VALUE! | 0
|  |  |  | 0 | 51 | 0 |  |  | 1 | 1.0842e-19 | 0 | 1.0669e-18 | 1.0669e-18 | 1.0669e-18 | 0 | 0 |  |  |  |  | #VALUE! | #VALUE! | #VALUE! |  |  | #VALUE! | #VALUE! | #VALUE! | #VALUE! | #VALUE! | #VALUE! | #VALUE! | #VALUE! |  |  |  |  | #VALUE! | #VALUE! | #VALUE! |  |  | #VALUE! | #VALUE! | #VALUE! | #VALUE! | #VALUE! | #VALUE! | #VALUE! | #VALUE! |  |  |  |  | #VALUE! | #VALUE! | #VALUE! |  |  | #VALUE! | #VALUE! | #VALUE! | #VALUE! | #VALUE! | #VALUE! | #VALUE! | #VALUE! |  |  |  |  | #VALUE! | #VALUE! | #VALUE! |  |  | #VALUE! | #VALUE! | #VALUE! | #VALUE! | #VALUE! | #VALUE! | #VALUE! | #VALUE! |  |  |  |  | #VALUE! | #VALUE! | #VALUE! |  |  | #VALUE! | #VALUE! | #VALUE! | #VALUE! | #VALUE! | #VALUE! | #VALUE! | #VALUE! |  |  | #VALUE! | #VALUE! | #VALUE! | #VALUE! | #VALUE! |  |  | #VALUE! | #VALUE! | #VALUE! | #VALUE! | #VALUE! | #VALUE! | #VALUE! | #VALUE! |  |  | #VALUE! | #VALUE! | #VALUE! | #VALUE! | #VALUE! |  |  | #VALUE! | #VALUE! | #VALUE! | #VALUE! | #VALUE! | #VALUE! | #VALUE! | #VALUE! | 0 | #REF! | #VALUE! | #VALUE! | #VALUE! | #VALUE! | #VALUE! | #VALUE! | #VALUE! | 0
|  |  |  | 0 | 51 | 0 |  |  | 1 | 1.0842e-19 | 0 | 1.0669e-18 | 1.0669e-18 | 1.0669e-18 | 0 | 0 |  |  |  |  | #VALUE! | #VALUE! | #VALUE! |  |  | #VALUE! | #VALUE! | #VALUE! | #VALUE! | #VALUE! | #VALUE! | #VALUE! | #VALUE! |  |  |  |  | #VALUE! | #VALUE! | #VALUE! |  |  | #VALUE! | #VALUE! | #VALUE! | #VALUE! | #VALUE! | #VALUE! | #VALUE! | #VALUE! |  |  |  |  | #VALUE! | #VALUE! | #VALUE! |  |  | #VALUE! | #VALUE! | #VALUE! | #VALUE! | #VALUE! | #VALUE! | #VALUE! | #VALUE! |  |  |  |  | #VALUE! | #VALUE! | #VALUE! |  |  | #VALUE! | #VALUE! | #VALUE! | #VALUE! | #VALUE! | #VALUE! | #VALUE! | #VALUE! |  |  |  |  | #VALUE! | #VALUE! | #VALUE! |  |  | #VALUE! | #VALUE! | #VALUE! | #VALUE! | #VALUE! | #VALUE! | #VALUE! | #VALUE! |  |  | #VALUE! | #VALUE! | #VALUE! | #VALUE! | #VALUE! |  |  | #VALUE! | #VALUE! | #VALUE! | #VALUE! | #VALUE! | #VALUE! | #VALUE! | #VALUE! |  |  | #VALUE! | #VALUE! | #VALUE! | #VALUE! | #VALUE! |  |  | #VALUE! | #VALUE! | #VALUE! | #VALUE! | #VALUE! | #VALUE! | #VALUE! | #VALUE! | 0 | #REF! | #VALUE! | #VALUE! | #VALUE! | #VALUE! | #VALUE! | #VALUE! | #VALUE! | 0
|  |  |  | 0 | 51 | 0 |  |  | 1 | 1.0842e-19 | 0 | 1.0669e-18 | 1.0669e-18 | 1.0669e-18 | 0 | 0 |  |  |  |  | #VALUE! | #VALUE! | #VALUE! |  |  | #VALUE! | #VALUE! | #VALUE! | #VALUE! | #VALUE! | #VALUE! | #VALUE! | #VALUE! |  |  |  |  | #VALUE! | #VALUE! | #VALUE! |  |  | #VALUE! | #VALUE! | #VALUE! | #VALUE! | #VALUE! | #VALUE! | #VALUE! | #VALUE! |  |  |  |  | #VALUE! | #VALUE! | #VALUE! |  |  | #VALUE! | #VALUE! | #VALUE! | #VALUE! | #VALUE! | #VALUE! | #VALUE! | #VALUE! |  |  |  |  | #VALUE! | #VALUE! | #VALUE! |  |  | #VALUE! | #VALUE! | #VALUE! | #VALUE! | #VALUE! | #VALUE! | #VALUE! | #VALUE! |  |  |  |  | #VALUE! | #VALUE! | #VALUE! |  |  | #VALUE! | #VALUE! | #VALUE! | #VALUE! | #VALUE! | #VALUE! | #VALUE! | #VALUE! |  |  | #VALUE! | #VALUE! | #VALUE! | #VALUE! | #VALUE! |  |  | #VALUE! | #VALUE! | #VALUE! | #VALUE! | #VALUE! | #VALUE! | #VALUE! | #VALUE! |  |  | #VALUE! | #VALUE! | #VALUE! | #VALUE! | #VALUE! |  |  | #VALUE! | #VALUE! | #VALUE! | #VALUE! | #VALUE! | #VALUE! | #VALUE! | #VALUE! | 0 | #REF! | #VALUE! | #VALUE! | #VALUE! | #VALUE! | #VALUE! | #VALUE! | #VALUE! | 0
|  |  |  | 0 | 51 | 0 |  |  | 1 | 1.0842e-19 | 0 | 1.0669e-18 | 1.0669e-18 | 1.0669e-18 | 0 | 0 |  |  |  |  | #VALUE! | #VALUE! | #VALUE! |  |  | #VALUE! | #VALUE! | #VALUE! | #VALUE! | #VALUE! | #VALUE! | #VALUE! | #VALUE! |  |  |  |  | #VALUE! | #VALUE! | #VALUE! |  |  | #VALUE! | #VALUE! | #VALUE! | #VALUE! | #VALUE! | #VALUE! | #VALUE! | #VALUE! |  |  |  |  | #VALUE! | #VALUE! | #VALUE! |  |  | #VALUE! | #VALUE! | #VALUE! | #VALUE! | #VALUE! | #VALUE! | #VALUE! | #VALUE! |  |  |  |  | #VALUE! | #VALUE! | #VALUE! |  |  | #VALUE! | #VALUE! | #VALUE! | #VALUE! | #VALUE! | #VALUE! | #VALUE! | #VALUE! |  |  |  |  | #VALUE! | #VALUE! | #VALUE! |  |  | #VALUE! | #VALUE! | #VALUE! | #VALUE! | #VALUE! | #VALUE! | #VALUE! | #VALUE! |  |  | #VALUE! | #VALUE! | #VALUE! | #VALUE! | #VALUE! |  |  | #VALUE! | #VALUE! | #VALUE! | #VALUE! | #VALUE! | #VALUE! | #VALUE! | #VALUE! |  |  | #VALUE! | #VALUE! | #VALUE! | #VALUE! | #VALUE! |  |  | #VALUE! | #VALUE! | #VALUE! | #VALUE! | #VALUE! | #VALUE! | #VALUE! | #VALUE! | 0 | #REF! | #VALUE! | #VALUE! | #VALUE! | #VALUE! | #VALUE! | #VALUE! | #VALUE! | 0
|  |  |  | 0 | 51 | 0 |  |  | 1 | 1.0842e-19 | 0 | 1.0669e-18 | 1.0669e-18 | 1.0669e-18 | 0 | 0 |  |  |  |  | #VALUE! | #VALUE! | #VALUE! |  |  | #VALUE! | #VALUE! | #VALUE! | #VALUE! | #VALUE! | #VALUE! | #VALUE! | #VALUE! |  |  |  |  | #VALUE! | #VALUE! | #VALUE! |  |  | #VALUE! | #VALUE! | #VALUE! | #VALUE! | #VALUE! | #VALUE! | #VALUE! | #VALUE! |  |  |  |  | #VALUE! | #VALUE! | #VALUE! |  |  | #VALUE! | #VALUE! | #VALUE! | #VALUE! | #VALUE! | #VALUE! | #VALUE! | #VALUE! |  |  |  |  | #VALUE! | #VALUE! | #VALUE! |  |  | #VALUE! | #VALUE! | #VALUE! | #VALUE! | #VALUE! | #VALUE! | #VALUE! | #VALUE! |  |  |  |  | #VALUE! | #VALUE! | #VALUE! |  |  | #VALUE! | #VALUE! | #VALUE! | #VALUE! | #VALUE! | #VALUE! | #VALUE! | #VALUE! |  |  | #VALUE! | #VALUE! | #VALUE! | #VALUE! | #VALUE! |  |  | #VALUE! | #VALUE! | #VALUE! | #VALUE! | #VALUE! | #VALUE! | #VALUE! | #VALUE! |  |  | #VALUE! | #VALUE! | #VALUE! | #VALUE! | #VALUE! |  |  | #VALUE! | #VALUE! | #VALUE! | #VALUE! | #VALUE! | #VALUE! | #VALUE! | #VALUE! | 0 | #REF! | #VALUE! | #VALUE! | #VALUE! | #VALUE! | #VALUE! | #VALUE! | #VALUE! | 0
|  |  |  | 0 | 51 | 0 |  |  | 1 | 1.0842e-19 | 0 | 1.0669e-18 | 1.0669e-18 | 1.0669e-18 | 0 | 0 |  |  |  |  | #VALUE! | #VALUE! | #VALUE! |  |  | #VALUE! | #VALUE! | #VALUE! | #VALUE! | #VALUE! | #VALUE! | #VALUE! | #VALUE! |  |  |  |  | #VALUE! | #VALUE! | #VALUE! |  |  | #VALUE! | #VALUE! | #VALUE! | #VALUE! | #VALUE! | #VALUE! | #VALUE! | #VALUE! |  |  |  |  | #VALUE! | #VALUE! | #VALUE! |  |  | #VALUE! | #VALUE! | #VALUE! | #VALUE! | #VALUE! | #VALUE! | #VALUE! | #VALUE! |  |  |  |  | #VALUE! | #VALUE! | #VALUE! |  |  | #VALUE! | #VALUE! | #VALUE! | #VALUE! | #VALUE! | #VALUE! | #VALUE! | #VALUE! |  |  |  |  | #VALUE! | #VALUE! | #VALUE! |  |  | #VALUE! | #VALUE! | #VALUE! | #VALUE! | #VALUE! | #VALUE! | #VALUE! | #VALUE! |  |  | #VALUE! | #VALUE! | #VALUE! | #VALUE! | #VALUE! |  |  | #VALUE! | #VALUE! | #VALUE! | #VALUE! | #VALUE! | #VALUE! | #VALUE! | #VALUE! |  |  | #VALUE! | #VALUE! | #VALUE! | #VALUE! | #VALUE! |  |  | #VALUE! | #VALUE! | #VALUE! | #VALUE! | #VALUE! | #VALUE! | #VALUE! | #VALUE! | 0 | #REF! | #VALUE! | #VALUE! | #VALUE! | #VALUE! | #VALUE! | #VALUE! | #VALUE! | 0
|  |  |  | 0 | 51 | 0 |  |  | 1 | 1.0842e-19 | 0 | 1.0669e-18 | 1.0669e-18 | 1.0669e-18 | 0 | 0 |  |  |  |  | #VALUE! | #VALUE! | #VALUE! |  |  | #VALUE! | #VALUE! | #VALUE! | #VALUE! | #VALUE! | #VALUE! | #VALUE! | #VALUE! |  |  |  |  | #VALUE! | #VALUE! | #VALUE! |  |  | #VALUE! | #VALUE! | #VALUE! | #VALUE! | #VALUE! | #VALUE! | #VALUE! | #VALUE! |  |  |  |  | #VALUE! | #VALUE! | #VALUE! |  |  | #VALUE! | #VALUE! | #VALUE! | #VALUE! | #VALUE! | #VALUE! | #VALUE! | #VALUE! |  |  |  |  | #VALUE! | #VALUE! | #VALUE! |  |  | #VALUE! | #VALUE! | #VALUE! | #VALUE! | #VALUE! | #VALUE! | #VALUE! | #VALUE! |  |  |  |  | #VALUE! | #VALUE! | #VALUE! |  |  | #VALUE! | #VALUE! | #VALUE! | #VALUE! | #VALUE! | #VALUE! | #VALUE! | #VALUE! |  |  | #VALUE! | #VALUE! | #VALUE! | #VALUE! | #VALUE! |  |  | #VALUE! | #VALUE! | #VALUE! | #VALUE! | #VALUE! | #VALUE! | #VALUE! | #VALUE! |  |  | #VALUE! | #VALUE! | #VALUE! | #VALUE! | #VALUE! |  |  | #VALUE! | #VALUE! | #VALUE! | #VALUE! | #VALUE! | #VALUE! | #VALUE! | #VALUE! | 0 | #REF! | #VALUE! | #VALUE! | #VALUE! | #VALUE! | #VALUE! | #VALUE! | #VALUE! | 0
|  |  |  | 0 | 51 | 0 |  |  | 1 | 1.0842e-19 | 0 | 1.0669e-18 | 1.0669e-18 | 1.0669e-18 | 0 | 0 |  |  |  |  | #VALUE! | #VALUE! | #VALUE! |  |  | #VALUE! | #VALUE! | #VALUE! | #VALUE! | #VALUE! | #VALUE! | #VALUE! | #VALUE! |  |  |  |  | #VALUE! | #VALUE! | #VALUE! |  |  | #VALUE! | #VALUE! | #VALUE! | #VALUE! | #VALUE! | #VALUE! | #VALUE! | #VALUE! |  |  |  |  | #VALUE! | #VALUE! | #VALUE! |  |  | #VALUE! | #VALUE! | #VALUE! | #VALUE! | #VALUE! | #VALUE! | #VALUE! | #VALUE! |  |  |  |  | #VALUE! | #VALUE! | #VALUE! |  |  | #VALUE! | #VALUE! | #VALUE! | #VALUE! | #VALUE! | #VALUE! | #VALUE! | #VALUE! |  |  |  |  | #VALUE! | #VALUE! | #VALUE! |  |  | #VALUE! | #VALUE! | #VALUE! | #VALUE! | #VALUE! | #VALUE! | #VALUE! | #VALUE! |  |  | #VALUE! | #VALUE! | #VALUE! | #VALUE! | #VALUE! |  |  | #VALUE! | #VALUE! | #VALUE! | #VALUE! | #VALUE! | #VALUE! | #VALUE! | #VALUE! |  |  | #VALUE! | #VALUE! | #VALUE! | #VALUE! | #VALUE! |  |  | #VALUE! | #VALUE! | #VALUE! | #VALUE! | #VALUE! | #VALUE! | #VALUE! | #VALUE! | 0 | #REF! | #VALUE! | #VALUE! | #VALUE! | #VALUE! | #VALUE! | #VALUE! | #VALUE! | 0
|  |  |  | 0 | 51 | 0 |  |  | 1 | 1.0842e-19 | 0 | 1.0669e-18 | 1.0669e-18 | 1.0669e-18 | 0 | 0 |  |  |  |  | #VALUE! | #VALUE! | #VALUE! |  |  | #VALUE! | #VALUE! | #VALUE! | #VALUE! | #VALUE! | #VALUE! | #VALUE! | #VALUE! |  |  |  |  | #VALUE! | #VALUE! | #VALUE! |  |  | #VALUE! | #VALUE! | #VALUE! | #VALUE! | #VALUE! | #VALUE! | #VALUE! | #VALUE! |  |  |  |  | #VALUE! | #VALUE! | #VALUE! |  |  | #VALUE! | #VALUE! | #VALUE! | #VALUE! | #VALUE! | #VALUE! | #VALUE! | #VALUE! |  |  |  |  | #VALUE! | #VALUE! | #VALUE! |  |  | #VALUE! | #VALUE! | #VALUE! | #VALUE! | #VALUE! | #VALUE! | #VALUE! | #VALUE! |  |  |  |  | #VALUE! | #VALUE! | #VALUE! |  |  | #VALUE! | #VALUE! | #VALUE! | #VALUE! | #VALUE! | #VALUE! | #VALUE! | #VALUE! |  |  | #VALUE! | #VALUE! | #VALUE! | #VALUE! | #VALUE! |  |  | #VALUE! | #VALUE! | #VALUE! | #VALUE! | #VALUE! | #VALUE! | #VALUE! | #VALUE! |  |  | #VALUE! | #VALUE! | #VALUE! | #VALUE! | #VALUE! |  |  | #VALUE! | #VALUE! | #VALUE! | #VALUE! | #VALUE! | #VALUE! | #VALUE! | #VALUE! | 0 | #REF! | #VALUE! | #VALUE! | #VALUE! | #VALUE! | #VALUE! | #VALUE! | #VALUE! | 0
|  |  |  | 0 | 51 | 0 |  |  | 1 | 1.0842e-19 | 0 | 1.0669e-18 | 1.0669e-18 | 1.0669e-18 | 0 | 0 |  |  |  |  | #VALUE! | #VALUE! | #VALUE! |  |  | #VALUE! | #VALUE! | #VALUE! | #VALUE! | #VALUE! | #VALUE! | #VALUE! | #VALUE! |  |  |  |  | #VALUE! | #VALUE! | #VALUE! |  |  | #VALUE! | #VALUE! | #VALUE! | #VALUE! | #VALUE! | #VALUE! | #VALUE! | #VALUE! |  |  |  |  | #VALUE! | #VALUE! | #VALUE! |  |  | #VALUE! | #VALUE! | #VALUE! | #VALUE! | #VALUE! | #VALUE! | #VALUE! | #VALUE! |  |  |  |  | #VALUE! | #VALUE! | #VALUE! |  |  | #VALUE! | #VALUE! | #VALUE! | #VALUE! | #VALUE! | #VALUE! | #VALUE! | #VALUE! |  |  |  |  | #VALUE! | #VALUE! | #VALUE! |  |  | #VALUE! | #VALUE! | #VALUE! | #VALUE! | #VALUE! | #VALUE! | #VALUE! | #VALUE! |  |  | #VALUE! | #VALUE! | #VALUE! | #VALUE! | #VALUE! |  |  | #VALUE! | #VALUE! | #VALUE! | #VALUE! | #VALUE! | #VALUE! | #VALUE! | #VALUE! |  |  | #VALUE! | #VALUE! | #VALUE! | #VALUE! | #VALUE! |  |  | #VALUE! | #VALUE! | #VALUE! | #VALUE! | #VALUE! | #VALUE! | #VALUE! | #VALUE! | 0 | #REF! | #VALUE! | #VALUE! | #VALUE! | #VALUE! | #VALUE! | #VALUE! | #VALUE! | 0
|  |  |  | 0 | 51 | 0 |  |  | 1 | 1.0842e-19 | 0 | 1.0669e-18 | 1.0669e-18 | 1.0669e-18 | 0 | 0 |  |  |  |  | #VALUE! | #VALUE! | #VALUE! |  |  | #VALUE! | #VALUE! | #VALUE! | #VALUE! | #VALUE! | #VALUE! | #VALUE! | #VALUE! |  |  |  |  | #VALUE! | #VALUE! | #VALUE! |  |  | #VALUE! | #VALUE! | #VALUE! | #VALUE! | #VALUE! | #VALUE! | #VALUE! | #VALUE! |  |  |  |  | #VALUE! | #VALUE! | #VALUE! |  |  | #VALUE! | #VALUE! | #VALUE! | #VALUE! | #VALUE! | #VALUE! | #VALUE! | #VALUE! |  |  |  |  | #VALUE! | #VALUE! | #VALUE! |  |  | #VALUE! | #VALUE! | #VALUE! | #VALUE! | #VALUE! | #VALUE! | #VALUE! | #VALUE! |  |  |  |  | #VALUE! | #VALUE! | #VALUE! |  |  | #VALUE! | #VALUE! | #VALUE! | #VALUE! | #VALUE! | #VALUE! | #VALUE! | #VALUE! |  |  | #VALUE! | #VALUE! | #VALUE! | #VALUE! | #VALUE! |  |  | #VALUE! | #VALUE! | #VALUE! | #VALUE! | #VALUE! | #VALUE! | #VALUE! | #VALUE! |  |  | #VALUE! | #VALUE! | #VALUE! | #VALUE! | #VALUE! |  |  | #VALUE! | #VALUE! | #VALUE! | #VALUE! | #VALUE! | #VALUE! | #VALUE! | #VALUE! | 0 | #REF! | #VALUE! | #VALUE! | #VALUE! | #VALUE! | #VALUE! | #VALUE! | #VALUE! | 0
|  |  |  | 0 | 51 | 0 |  |  | 1 | 1.0842e-19 | 0 | 1.0669e-18 | 1.0669e-18 | 1.0669e-18 | 0 | 0 |  |  |  |  | #VALUE! | #VALUE! | #VALUE! |  |  | #VALUE! | #VALUE! | #VALUE! | #VALUE! | #VALUE! | #VALUE! | #VALUE! | #VALUE! |  |  |  |  | #VALUE! | #VALUE! | #VALUE! |  |  | #VALUE! | #VALUE! | #VALUE! | #VALUE! | #VALUE! | #VALUE! | #VALUE! | #VALUE! |  |  |  |  | #VALUE! | #VALUE! | #VALUE! |  |  | #VALUE! | #VALUE! | #VALUE! | #VALUE! | #VALUE! | #VALUE! | #VALUE! | #VALUE! |  |  |  |  | #VALUE! | #VALUE! | #VALUE! |  |  | #VALUE! | #VALUE! | #VALUE! | #VALUE! | #VALUE! | #VALUE! | #VALUE! | #VALUE! |  |  |  |  | #VALUE! | #VALUE! | #VALUE! |  |  | #VALUE! | #VALUE! | #VALUE! | #VALUE! | #VALUE! | #VALUE! | #VALUE! | #VALUE! |  |  | #VALUE! | #VALUE! | #VALUE! | #VALUE! | #VALUE! |  |  | #VALUE! | #VALUE! | #VALUE! | #VALUE! | #VALUE! | #VALUE! | #VALUE! | #VALUE! |  |  | #VALUE! | #VALUE! | #VALUE! | #VALUE! | #VALUE! |  |  | #VALUE! | #VALUE! | #VALUE! | #VALUE! | #VALUE! | #VALUE! | #VALUE! | #VALUE! | 0 | #REF! | #VALUE! | #VALUE! | #VALUE! | #VALUE! | #VALUE! | #VALUE! | #VALUE! | 0
|  |  |  | 0 | 51 | 0 |  |  | 1 | 1.0842e-19 | 0 | 1.0669e-18 | 1.0669e-18 | 1.0669e-18 | 0 | 0 |  |  |  |  | #VALUE! | #VALUE! | #VALUE! |  |  | #VALUE! | #VALUE! | #VALUE! | #VALUE! | #VALUE! | #VALUE! | #VALUE! | #VALUE! |  |  |  |  | #VALUE! | #VALUE! | #VALUE! |  |  | #VALUE! | #VALUE! | #VALUE! | #VALUE! | #VALUE! | #VALUE! | #VALUE! | #VALUE! |  |  |  |  | #VALUE! | #VALUE! | #VALUE! |  |  | #VALUE! | #VALUE! | #VALUE! | #VALUE! | #VALUE! | #VALUE! | #VALUE! | #VALUE! |  |  |  |  | #VALUE! | #VALUE! | #VALUE! |  |  | #VALUE! | #VALUE! | #VALUE! | #VALUE! | #VALUE! | #VALUE! | #VALUE! | #VALUE! |  |  |  |  | #VALUE! | #VALUE! | #VALUE! |  |  | #VALUE! | #VALUE! | #VALUE! | #VALUE! | #VALUE! | #VALUE! | #VALUE! | #VALUE! |  |  | #VALUE! | #VALUE! | #VALUE! | #VALUE! | #VALUE! |  |  | #VALUE! | #VALUE! | #VALUE! | #VALUE! | #VALUE! | #VALUE! | #VALUE! | #VALUE! |  |  | #VALUE! | #VALUE! | #VALUE! | #VALUE! | #VALUE! |  |  | #VALUE! | #VALUE! | #VALUE! | #VALUE! | #VALUE! | #VALUE! | #VALUE! | #VALUE! | 0 | #REF! | #VALUE! | #VALUE! | #VALUE! | #VALUE! | #VALUE! | #VALUE! | #VALUE! | 0
|  |  |  | 0 | 51 | 0 |  |  | 1 | 1.0842e-19 | 0 | 1.0669e-18 | 1.0669e-18 | 1.0669e-18 | 0 | 0 |  |  |  |  | #VALUE! | #VALUE! | #VALUE! |  |  | #VALUE! | #VALUE! | #VALUE! | #VALUE! | #VALUE! | #VALUE! | #VALUE! | #VALUE! |  |  |  |  | #VALUE! | #VALUE! | #VALUE! |  |  | #VALUE! | #VALUE! | #VALUE! | #VALUE! | #VALUE! | #VALUE! | #VALUE! | #VALUE! |  |  |  |  | #VALUE! | #VALUE! | #VALUE! |  |  | #VALUE! | #VALUE! | #VALUE! | #VALUE! | #VALUE! | #VALUE! | #VALUE! | #VALUE! |  |  |  |  | #VALUE! | #VALUE! | #VALUE! |  |  | #VALUE! | #VALUE! | #VALUE! | #VALUE! | #VALUE! | #VALUE! | #VALUE! | #VALUE! |  |  |  |  | #VALUE! | #VALUE! | #VALUE! |  |  | #VALUE! | #VALUE! | #VALUE! | #VALUE! | #VALUE! | #VALUE! | #VALUE! | #VALUE! |  |  | #VALUE! | #VALUE! | #VALUE! | #VALUE! | #VALUE! |  |  | #VALUE! | #VALUE! | #VALUE! | #VALUE! | #VALUE! | #VALUE! | #VALUE! | #VALUE! |  |  | #VALUE! | #VALUE! | #VALUE! | #VALUE! | #VALUE! |  |  | #VALUE! | #VALUE! | #VALUE! | #VALUE! | #VALUE! | #VALUE! | #VALUE! | #VALUE! | 0 | #REF! | #VALUE! | #VALUE! | #VALUE! | #VALUE! | #VALUE! | #VALUE! | #VALUE! | 0
|  |  |  | 0 | 51 | 0 |  |  | 1 | 1.0842e-19 | 0 | 1.0669e-18 | 1.0669e-18 | 1.0669e-18 | 0 | 0 |  |  |  |  | #VALUE! | #VALUE! | #VALUE! |  |  | #VALUE! | #VALUE! | #VALUE! | #VALUE! | #VALUE! | #VALUE! | #VALUE! | #VALUE! |  |  |  |  | #VALUE! | #VALUE! | #VALUE! |  |  | #VALUE! | #VALUE! | #VALUE! | #VALUE! | #VALUE! | #VALUE! | #VALUE! | #VALUE! |  |  |  |  | #VALUE! | #VALUE! | #VALUE! |  |  | #VALUE! | #VALUE! | #VALUE! | #VALUE! | #VALUE! | #VALUE! | #VALUE! | #VALUE! |  |  |  |  | #VALUE! | #VALUE! | #VALUE! |  |  | #VALUE! | #VALUE! | #VALUE! | #VALUE! | #VALUE! | #VALUE! | #VALUE! | #VALUE! |  |  |  |  | #VALUE! | #VALUE! | #VALUE! |  |  | #VALUE! | #VALUE! | #VALUE! | #VALUE! | #VALUE! | #VALUE! | #VALUE! | #VALUE! |  |  | #VALUE! | #VALUE! | #VALUE! | #VALUE! | #VALUE! |  |  | #VALUE! | #VALUE! | #VALUE! | #VALUE! | #VALUE! | #VALUE! | #VALUE! | #VALUE! |  |  | #VALUE! | #VALUE! | #VALUE! | #VALUE! | #VALUE! |  |  | #VALUE! | #VALUE! | #VALUE! | #VALUE! | #VALUE! | #VALUE! | #VALUE! | #VALUE! | 0 | #REF! | #VALUE! | #VALUE! | #VALUE! | #VALUE! | #VALUE! | #VALUE! | #VALUE! | 0
|  |  |  | 0 | 51 | 0 |  |  | 1 | 1.0842e-19 | 0 | 1.0669e-18 | 1.0669e-18 | 1.0669e-18 | 0 | 0 |  |  |  |  | #VALUE! | #VALUE! | #VALUE! |  |  | #VALUE! | #VALUE! | #VALUE! | #VALUE! | #VALUE! | #VALUE! | #VALUE! | #VALUE! |  |  |  |  | #VALUE! | #VALUE! | #VALUE! |  |  | #VALUE! | #VALUE! | #VALUE! | #VALUE! | #VALUE! | #VALUE! | #VALUE! | #VALUE! |  |  |  |  | #VALUE! | #VALUE! | #VALUE! |  |  | #VALUE! | #VALUE! | #VALUE! | #VALUE! | #VALUE! | #VALUE! | #VALUE! | #VALUE! |  |  |  |  | #VALUE! | #VALUE! | #VALUE! |  |  | #VALUE! | #VALUE! | #VALUE! | #VALUE! | #VALUE! | #VALUE! | #VALUE! | #VALUE! |  |  |  |  | #VALUE! | #VALUE! | #VALUE! |  |  | #VALUE! | #VALUE! | #VALUE! | #VALUE! | #VALUE! | #VALUE! | #VALUE! | #VALUE! |  |  | #VALUE! | #VALUE! | #VALUE! | #VALUE! | #VALUE! |  |  | #VALUE! | #VALUE! | #VALUE! | #VALUE! | #VALUE! | #VALUE! | #VALUE! | #VALUE! |  |  | #VALUE! | #VALUE! | #VALUE! | #VALUE! | #VALUE! |  |  | #VALUE! | #VALUE! | #VALUE! | #VALUE! | #VALUE! | #VALUE! | #VALUE! | #VALUE! | 0 | #REF! | #VALUE! | #VALUE! | #VALUE! | #VALUE! | #VALUE! | #VALUE! | #VALUE! | 0
|  |  |  | 0 | 51 | 0 |  |  | 1 | 1.0842e-19 | 0 | 1.0669e-18 | 1.0669e-18 | 1.0669e-18 | 0 | 0 |  |  |  |  | #VALUE! | #VALUE! | #VALUE! |  |  | #VALUE! | #VALUE! | #VALUE! | #VALUE! | #VALUE! | #VALUE! | #VALUE! | #VALUE! |  |  |  |  | #VALUE! | #VALUE! | #VALUE! |  |  | #VALUE! | #VALUE! | #VALUE! | #VALUE! | #VALUE! | #VALUE! | #VALUE! | #VALUE! |  |  |  |  | #VALUE! | #VALUE! | #VALUE! |  |  | #VALUE! | #VALUE! | #VALUE! | #VALUE! | #VALUE! | #VALUE! | #VALUE! | #VALUE! |  |  |  |  | #VALUE! | #VALUE! | #VALUE! |  |  | #VALUE! | #VALUE! | #VALUE! | #VALUE! | #VALUE! | #VALUE! | #VALUE! | #VALUE! |  |  |  |  | #VALUE! | #VALUE! | #VALUE! |  |  | #VALUE! | #VALUE! | #VALUE! | #VALUE! | #VALUE! | #VALUE! | #VALUE! | #VALUE! |  |  | #VALUE! | #VALUE! | #VALUE! | #VALUE! | #VALUE! |  |  | #VALUE! | #VALUE! | #VALUE! | #VALUE! | #VALUE! | #VALUE! | #VALUE! | #VALUE! |  |  | #VALUE! | #VALUE! | #VALUE! | #VALUE! | #VALUE! |  |  | #VALUE! | #VALUE! | #VALUE! | #VALUE! | #VALUE! | #VALUE! | #VALUE! | #VALUE! | 0 | #REF! | #VALUE! | #VALUE! | #VALUE! | #VALUE! | #VALUE! | #VALUE! | #VALUE! | 0
|  |  |  | 0 | 51 | 0 |  |  | 1 | 1.0842e-19 | 0 | 1.0669e-18 | 1.0669e-18 | 1.0669e-18 | 0 | 0 |  |  |  |  | #VALUE! | #VALUE! | #VALUE! |  |  | #VALUE! | #VALUE! | #VALUE! | #VALUE! | #VALUE! | #VALUE! | #VALUE! | #VALUE! |  |  |  |  | #VALUE! | #VALUE! | #VALUE! |  |  | #VALUE! | #VALUE! | #VALUE! | #VALUE! | #VALUE! | #VALUE! | #VALUE! | #VALUE! |  |  |  |  | #VALUE! | #VALUE! | #VALUE! |  |  | #VALUE! | #VALUE! | #VALUE! | #VALUE! | #VALUE! | #VALUE! | #VALUE! | #VALUE! |  |  |  |  | #VALUE! | #VALUE! | #VALUE! |  |  | #VALUE! | #VALUE! | #VALUE! | #VALUE! | #VALUE! | #VALUE! | #VALUE! | #VALUE! |  |  |  |  | #VALUE! | #VALUE! | #VALUE! |  |  | #VALUE! | #VALUE! | #VALUE! | #VALUE! | #VALUE! | #VALUE! | #VALUE! | #VALUE! |  |  | #VALUE! | #VALUE! | #VALUE! | #VALUE! | #VALUE! |  |  | #VALUE! | #VALUE! | #VALUE! | #VALUE! | #VALUE! | #VALUE! | #VALUE! | #VALUE! |  |  | #VALUE! | #VALUE! | #VALUE! | #VALUE! | #VALUE! |  |  | #VALUE! | #VALUE! | #VALUE! | #VALUE! | #VALUE! | #VALUE! | #VALUE! | #VALUE! | 0 | #REF! | #VALUE! | #VALUE! | #VALUE! | #VALUE! | #VALUE! | #VALUE! | #VALUE! | 0
|  |  |  | 0 | 51 | 0 |  |  | 1 | 1.0842e-19 | 0 | 1.0669e-18 | 1.0669e-18 | 1.0669e-18 | 0 | 0 |  |  |  |  | #VALUE! | #VALUE! | #VALUE! |  |  | #VALUE! | #VALUE! | #VALUE! | #VALUE! | #VALUE! | #VALUE! | #VALUE! | #VALUE! |  |  |  |  | #VALUE! | #VALUE! | #VALUE! |  |  | #VALUE! | #VALUE! | #VALUE! | #VALUE! | #VALUE! | #VALUE! | #VALUE! | #VALUE! |  |  |  |  | #VALUE! | #VALUE! | #VALUE! |  |  | #VALUE! | #VALUE! | #VALUE! | #VALUE! | #VALUE! | #VALUE! | #VALUE! | #VALUE! |  |  |  |  | #VALUE! | #VALUE! | #VALUE! |  |  | #VALUE! | #VALUE! | #VALUE! | #VALUE! | #VALUE! | #VALUE! | #VALUE! | #VALUE! |  |  |  |  | #VALUE! | #VALUE! | #VALUE! |  |  | #VALUE! | #VALUE! | #VALUE! | #VALUE! | #VALUE! | #VALUE! | #VALUE! | #VALUE! |  |  | #VALUE! | #VALUE! | #VALUE! | #VALUE! | #VALUE! |  |  | #VALUE! | #VALUE! | #VALUE! | #VALUE! | #VALUE! | #VALUE! | #VALUE! | #VALUE! |  |  | #VALUE! | #VALUE! | #VALUE! | #VALUE! | #VALUE! |  |  | #VALUE! | #VALUE! | #VALUE! | #VALUE! | #VALUE! | #VALUE! | #VALUE! | #VALUE! | 0 | #REF! | #VALUE! | #VALUE! | #VALUE! | #VALUE! | #VALUE! | #VALUE! | #VALUE! | 0
|  |  |  | 0 | 51 | 0 |  |  | 1 | 1.0842e-19 | 0 | 1.0669e-18 | 1.0669e-18 | 1.0669e-18 | 0 | 0 |  |  |  |  | #VALUE! | #VALUE! | #VALUE! |  |  | #VALUE! | #VALUE! | #VALUE! | #VALUE! | #VALUE! | #VALUE! | #VALUE! | #VALUE! |  |  |  |  | #VALUE! | #VALUE! | #VALUE! |  |  | #VALUE! | #VALUE! | #VALUE! | #VALUE! | #VALUE! | #VALUE! | #VALUE! | #VALUE! |  |  |  |  | #VALUE! | #VALUE! | #VALUE! |  |  | #VALUE! | #VALUE! | #VALUE! | #VALUE! | #VALUE! | #VALUE! | #VALUE! | #VALUE! |  |  |  |  | #VALUE! | #VALUE! | #VALUE! |  |  | #VALUE! | #VALUE! | #VALUE! | #VALUE! | #VALUE! | #VALUE! | #VALUE! | #VALUE! |  |  |  |  | #VALUE! | #VALUE! | #VALUE! |  |  | #VALUE! | #VALUE! | #VALUE! | #VALUE! | #VALUE! | #VALUE! | #VALUE! | #VALUE! |  |  | #VALUE! | #VALUE! | #VALUE! | #VALUE! | #VALUE! |  |  | #VALUE! | #VALUE! | #VALUE! | #VALUE! | #VALUE! | #VALUE! | #VALUE! | #VALUE! |  |  | #VALUE! | #VALUE! | #VALUE! | #VALUE! | #VALUE! |  |  | #VALUE! | #VALUE! | #VALUE! | #VALUE! | #VALUE! | #VALUE! | #VALUE! | #VALUE! | 0 | #REF! | #VALUE! | #VALUE! | #VALUE! | #VALUE! | #VALUE! | #VALUE! | #VALUE! | 0
|  |  |  | 0 | 51 | 0 |  |  | 1 | 1.0842e-19 | 0 | 1.0669e-18 | 1.0669e-18 | 1.0669e-18 | 0 | 0 |  |  |  |  | #VALUE! | #VALUE! | #VALUE! |  |  | #VALUE! | #VALUE! | #VALUE! | #VALUE! | #VALUE! | #VALUE! | #VALUE! | #VALUE! |  |  |  |  | #VALUE! | #VALUE! | #VALUE! |  |  | #VALUE! | #VALUE! | #VALUE! | #VALUE! | #VALUE! | #VALUE! | #VALUE! | #VALUE! |  |  |  |  | #VALUE! | #VALUE! | #VALUE! |  |  | #VALUE! | #VALUE! | #VALUE! | #VALUE! | #VALUE! | #VALUE! | #VALUE! | #VALUE! |  |  |  |  | #VALUE! | #VALUE! | #VALUE! |  |  | #VALUE! | #VALUE! | #VALUE! | #VALUE! | #VALUE! | #VALUE! | #VALUE! | #VALUE! |  |  |  |  | #VALUE! | #VALUE! | #VALUE! |  |  | #VALUE! | #VALUE! | #VALUE! | #VALUE! | #VALUE! | #VALUE! | #VALUE! | #VALUE! |  |  | #VALUE! | #VALUE! | #VALUE! | #VALUE! | #VALUE! |  |  | #VALUE! | #VALUE! | #VALUE! | #VALUE! | #VALUE! | #VALUE! | #VALUE! | #VALUE! |  |  | #VALUE! | #VALUE! | #VALUE! | #VALUE! | #VALUE! |  |  | #VALUE! | #VALUE! | #VALUE! | #VALUE! | #VALUE! | #VALUE! | #VALUE! | #VALUE! | 0 | #REF! | #VALUE! | #VALUE! | #VALUE! | #VALUE! | #VALUE! | #VALUE! | #VALUE! | 0
|  |  |  | 0 | 51 | 0 |  |  | 1 | 1.0842e-19 | 0 | 1.0669e-18 | 1.0669e-18 | 1.0669e-18 | 0 | 0 |  |  |  |  | #VALUE! | #VALUE! | #VALUE! |  |  | #VALUE! | #VALUE! | #VALUE! | #VALUE! | #VALUE! | #VALUE! | #VALUE! | #VALUE! |  |  |  |  | #VALUE! | #VALUE! | #VALUE! |  |  | #VALUE! | #VALUE! | #VALUE! | #VALUE! | #VALUE! | #VALUE! | #VALUE! | #VALUE! |  |  |  |  | #VALUE! | #VALUE! | #VALUE! |  |  | #VALUE! | #VALUE! | #VALUE! | #VALUE! | #VALUE! | #VALUE! | #VALUE! | #VALUE! |  |  |  |  | #VALUE! | #VALUE! | #VALUE! |  |  | #VALUE! | #VALUE! | #VALUE! | #VALUE! | #VALUE! | #VALUE! | #VALUE! | #VALUE! |  |  |  |  | #VALUE! | #VALUE! | #VALUE! |  |  | #VALUE! | #VALUE! | #VALUE! | #VALUE! | #VALUE! | #VALUE! | #VALUE! | #VALUE! |  |  | #VALUE! | #VALUE! | #VALUE! | #VALUE! | #VALUE! |  |  | #VALUE! | #VALUE! | #VALUE! | #VALUE! | #VALUE! | #VALUE! | #VALUE! | #VALUE! |  |  | #VALUE! | #VALUE! | #VALUE! | #VALUE! | #VALUE! |  |  | #VALUE! | #VALUE! | #VALUE! | #VALUE! | #VALUE! | #VALUE! | #VALUE! | #VALUE! | 0 | #REF! | #VALUE! | #VALUE! | #VALUE! | #VALUE! | #VALUE! | #VALUE! | #VALUE! | 0
|  |  |  | 0 | 51 | 0 |  |  | 1 | 1.0842e-19 | 0 | 1.0669e-18 | 1.0669e-18 | 1.0669e-18 | 0 | 0 |  |  |  |  | #VALUE! | #VALUE! | #VALUE! |  |  | #VALUE! | #VALUE! | #VALUE! | #VALUE! | #VALUE! | #VALUE! | #VALUE! | #VALUE! |  |  |  |  | #VALUE! | #VALUE! | #VALUE! |  |  | #VALUE! | #VALUE! | #VALUE! | #VALUE! | #VALUE! | #VALUE! | #VALUE! | #VALUE! |  |  |  |  | #VALUE! | #VALUE! | #VALUE! |  |  | #VALUE! | #VALUE! | #VALUE! | #VALUE! | #VALUE! | #VALUE! | #VALUE! | #VALUE! |  |  |  |  | #VALUE! | #VALUE! | #VALUE! |  |  | #VALUE! | #VALUE! | #VALUE! | #VALUE! | #VALUE! | #VALUE! | #VALUE! | #VALUE! |  |  |  |  | #VALUE! | #VALUE! | #VALUE! |  |  | #VALUE! | #VALUE! | #VALUE! | #VALUE! | #VALUE! | #VALUE! | #VALUE! | #VALUE! |  |  | #VALUE! | #VALUE! | #VALUE! | #VALUE! | #VALUE! |  |  | #VALUE! | #VALUE! | #VALUE! | #VALUE! | #VALUE! | #VALUE! | #VALUE! | #VALUE! |  |  | #VALUE! | #VALUE! | #VALUE! | #VALUE! | #VALUE! |  |  | #VALUE! | #VALUE! | #VALUE! | #VALUE! | #VALUE! | #VALUE! | #VALUE! | #VALUE! | 0 | #REF! | #VALUE! | #VALUE! | #VALUE! | #VALUE! | #VALUE! | #VALUE! | #VALUE! | 0
|  |  |  | 0 | 51 | 0 |  |  | 1 | 1.0842e-19 | 0 | 1.0669e-18 | 1.0669e-18 | 1.0669e-18 | 0 | 0 |  |  |  |  | #VALUE! | #VALUE! | #VALUE! |  |  | #VALUE! | #VALUE! | #VALUE! | #VALUE! | #VALUE! | #VALUE! | #VALUE! | #VALUE! |  |  |  |  | #VALUE! | #VALUE! | #VALUE! |  |  | #VALUE! | #VALUE! | #VALUE! | #VALUE! | #VALUE! | #VALUE! | #VALUE! | #VALUE! |  |  |  |  | #VALUE! | #VALUE! | #VALUE! |  |  | #VALUE! | #VALUE! | #VALUE! | #VALUE! | #VALUE! | #VALUE! | #VALUE! | #VALUE! |  |  |  |  | #VALUE! | #VALUE! | #VALUE! |  |  | #VALUE! | #VALUE! | #VALUE! | #VALUE! | #VALUE! | #VALUE! | #VALUE! | #VALUE! |  |  |  |  | #VALUE! | #VALUE! | #VALUE! |  |  | #VALUE! | #VALUE! | #VALUE! | #VALUE! | #VALUE! | #VALUE! | #VALUE! | #VALUE! |  |  | #VALUE! | #VALUE! | #VALUE! | #VALUE! | #VALUE! |  |  | #VALUE! | #VALUE! | #VALUE! | #VALUE! | #VALUE! | #VALUE! | #VALUE! | #VALUE! |  |  | #VALUE! | #VALUE! | #VALUE! | #VALUE! | #VALUE! |  |  | #VALUE! | #VALUE! | #VALUE! | #VALUE! | #VALUE! | #VALUE! | #VALUE! | #VALUE! | 0 | #REF! | #VALUE! | #VALUE! | #VALUE! | #VALUE! | #VALUE! | #VALUE! | #VALUE! | 0
|  |  |  | 0 | 51 | 0 |  |  | 1 | 1.0842e-19 | 0 | 1.0669e-18 | 1.0669e-18 | 1.0669e-18 | 0 | 0 |  |  |  |  | #VALUE! | #VALUE! | #VALUE! |  |  | #VALUE! | #VALUE! | #VALUE! | #VALUE! | #VALUE! | #VALUE! | #VALUE! | #VALUE! |  |  |  |  | #VALUE! | #VALUE! | #VALUE! |  |  | #VALUE! | #VALUE! | #VALUE! | #VALUE! | #VALUE! | #VALUE! | #VALUE! | #VALUE! |  |  |  |  | #VALUE! | #VALUE! | #VALUE! |  |  | #VALUE! | #VALUE! | #VALUE! | #VALUE! | #VALUE! | #VALUE! | #VALUE! | #VALUE! |  |  |  |  | #VALUE! | #VALUE! | #VALUE! |  |  | #VALUE! | #VALUE! | #VALUE! | #VALUE! | #VALUE! | #VALUE! | #VALUE! | #VALUE! |  |  |  |  | #VALUE! | #VALUE! | #VALUE! |  |  | #VALUE! | #VALUE! | #VALUE! | #VALUE! | #VALUE! | #VALUE! | #VALUE! | #VALUE! |  |  | #VALUE! | #VALUE! | #VALUE! | #VALUE! | #VALUE! |  |  | #VALUE! | #VALUE! | #VALUE! | #VALUE! | #VALUE! | #VALUE! | #VALUE! | #VALUE! |  |  | #VALUE! | #VALUE! | #VALUE! | #VALUE! | #VALUE! |  |  | #VALUE! | #VALUE! | #VALUE! | #VALUE! | #VALUE! | #VALUE! | #VALUE! | #VALUE! | 0 | #REF! | #VALUE! | #VALUE! | #VALUE! | #VALUE! | #VALUE! | #VALUE! | #VALUE! | 0
|  |  |  | 0 | 51 | 0 |  |  | 1 | 1.0842e-19 | 0 | 1.0669e-18 | 1.0669e-18 | 1.0669e-18 | 0 | 0 |  |  |  |  | #VALUE! | #VALUE! | #VALUE! |  |  | #VALUE! | #VALUE! | #VALUE! | #VALUE! | #VALUE! | #VALUE! | #VALUE! | #VALUE! |  |  |  |  | #VALUE! | #VALUE! | #VALUE! |  |  | #VALUE! | #VALUE! | #VALUE! | #VALUE! | #VALUE! | #VALUE! | #VALUE! | #VALUE! |  |  |  |  | #VALUE! | #VALUE! | #VALUE! |  |  | #VALUE! | #VALUE! | #VALUE! | #VALUE! | #VALUE! | #VALUE! | #VALUE! | #VALUE! |  |  |  |  | #VALUE! | #VALUE! | #VALUE! |  |  | #VALUE! | #VALUE! | #VALUE! | #VALUE! | #VALUE! | #VALUE! | #VALUE! | #VALUE! |  |  |  |  | #VALUE! | #VALUE! | #VALUE! |  |  | #VALUE! | #VALUE! | #VALUE! | #VALUE! | #VALUE! | #VALUE! | #VALUE! | #VALUE! |  |  | #VALUE! | #VALUE! | #VALUE! | #VALUE! | #VALUE! |  |  | #VALUE! | #VALUE! | #VALUE! | #VALUE! | #VALUE! | #VALUE! | #VALUE! | #VALUE! |  |  | #VALUE! | #VALUE! | #VALUE! | #VALUE! | #VALUE! |  |  | #VALUE! | #VALUE! | #VALUE! | #VALUE! | #VALUE! | #VALUE! | #VALUE! | #VALUE! | 0 | #REF! | #VALUE! | #VALUE! | #VALUE! | #VALUE! | #VALUE! | #VALUE! | #VALUE! | 0
|  |  |  | 0 | 51 | 0 |  |  | 1 | 1.0842e-19 | 0 | 1.0669e-18 | 1.0669e-18 | 1.0669e-18 | 0 | 0 |  |  |  |  | #VALUE! | #VALUE! | #VALUE! |  |  | #VALUE! | #VALUE! | #VALUE! | #VALUE! | #VALUE! | #VALUE! | #VALUE! | #VALUE! |  |  |  |  | #VALUE! | #VALUE! | #VALUE! |  |  | #VALUE! | #VALUE! | #VALUE! | #VALUE! | #VALUE! | #VALUE! | #VALUE! | #VALUE! |  |  |  |  | #VALUE! | #VALUE! | #VALUE! |  |  | #VALUE! | #VALUE! | #VALUE! | #VALUE! | #VALUE! | #VALUE! | #VALUE! | #VALUE! |  |  |  |  | #VALUE! | #VALUE! | #VALUE! |  |  | #VALUE! | #VALUE! | #VALUE! | #VALUE! | #VALUE! | #VALUE! | #VALUE! | #VALUE! |  |  |  |  | #VALUE! | #VALUE! | #VALUE! |  |  | #VALUE! | #VALUE! | #VALUE! | #VALUE! | #VALUE! | #VALUE! | #VALUE! | #VALUE! |  |  | #VALUE! | #VALUE! | #VALUE! | #VALUE! | #VALUE! |  |  | #VALUE! | #VALUE! | #VALUE! | #VALUE! | #VALUE! | #VALUE! | #VALUE! | #VALUE! |  |  | #VALUE! | #VALUE! | #VALUE! | #VALUE! | #VALUE! |  |  | #VALUE! | #VALUE! | #VALUE! | #VALUE! | #VALUE! | #VALUE! | #VALUE! | #VALUE! | 0 | #REF! | #VALUE! | #VALUE! | #VALUE! | #VALUE! | #VALUE! | #VALUE! | #VALUE! | 0
|  |  |  | 0 | 51 | 0 |  |  | 1 | 1.0842e-19 | 0 | 1.0669e-18 | 1.0669e-18 | 1.0669e-18 | 0 | 0 |  |  |  |  | #VALUE! | #VALUE! | #VALUE! |  |  | #VALUE! | #VALUE! | #VALUE! | #VALUE! | #VALUE! | #VALUE! | #VALUE! | #VALUE! |  |  |  |  | #VALUE! | #VALUE! | #VALUE! |  |  | #VALUE! | #VALUE! | #VALUE! | #VALUE! | #VALUE! | #VALUE! | #VALUE! | #VALUE! |  |  |  |  | #VALUE! | #VALUE! | #VALUE! |  |  | #VALUE! | #VALUE! | #VALUE! | #VALUE! | #VALUE! | #VALUE! | #VALUE! | #VALUE! |  |  |  |  | #VALUE! | #VALUE! | #VALUE! |  |  | #VALUE! | #VALUE! | #VALUE! | #VALUE! | #VALUE! | #VALUE! | #VALUE! | #VALUE! |  |  |  |  | #VALUE! | #VALUE! | #VALUE! |  |  | #VALUE! | #VALUE! | #VALUE! | #VALUE! | #VALUE! | #VALUE! | #VALUE! | #VALUE! |  |  | #VALUE! | #VALUE! | #VALUE! | #VALUE! | #VALUE! |  |  | #VALUE! | #VALUE! | #VALUE! | #VALUE! | #VALUE! | #VALUE! | #VALUE! | #VALUE! |  |  | #VALUE! | #VALUE! | #VALUE! | #VALUE! | #VALUE! |  |  | #VALUE! | #VALUE! | #VALUE! | #VALUE! | #VALUE! | #VALUE! | #VALUE! | #VALUE! | 0 | #REF! | #VALUE! | #VALUE! | #VALUE! | #VALUE! | #VALUE! | #VALUE! | #VALUE! | 0
|  |  |  | 0 | 51 | 0 |  |  | 1 | 1.0842e-19 | 0 | 1.0669e-18 | 1.0669e-18 | 1.0669e-18 | 0 | 0 |  |  |  |  | #VALUE! | #VALUE! | #VALUE! |  |  | #VALUE! | #VALUE! | #VALUE! | #VALUE! | #VALUE! | #VALUE! | #VALUE! | #VALUE! |  |  |  |  | #VALUE! | #VALUE! | #VALUE! |  |  | #VALUE! | #VALUE! | #VALUE! | #VALUE! | #VALUE! | #VALUE! | #VALUE! | #VALUE! |  |  |  |  | #VALUE! | #VALUE! | #VALUE! |  |  | #VALUE! | #VALUE! | #VALUE! | #VALUE! | #VALUE! | #VALUE! | #VALUE! | #VALUE! |  |  |  |  | #VALUE! | #VALUE! | #VALUE! |  |  | #VALUE! | #VALUE! | #VALUE! | #VALUE! | #VALUE! | #VALUE! | #VALUE! | #VALUE! |  |  |  |  | #VALUE! | #VALUE! | #VALUE! |  |  | #VALUE! | #VALUE! | #VALUE! | #VALUE! | #VALUE! | #VALUE! | #VALUE! | #VALUE! |  |  | #VALUE! | #VALUE! | #VALUE! | #VALUE! | #VALUE! |  |  | #VALUE! | #VALUE! | #VALUE! | #VALUE! | #VALUE! | #VALUE! | #VALUE! | #VALUE! |  |  | #VALUE! | #VALUE! | #VALUE! | #VALUE! | #VALUE! |  |  | #VALUE! | #VALUE! | #VALUE! | #VALUE! | #VALUE! | #VALUE! | #VALUE! | #VALUE! | 0 | #REF! | #VALUE! | #VALUE! | #VALUE! | #VALUE! | #VALUE! | #VALUE! | #VALUE! | 0
|  |  |  | 0 | 51 | 0 |  |  | 1 | 1.0842e-19 | 0 | 1.0669e-18 | 1.0669e-18 | 1.0669e-18 | 0 | 0 |  |  |  |  | #VALUE! | #VALUE! | #VALUE! |  |  | #VALUE! | #VALUE! | #VALUE! | #VALUE! | #VALUE! | #VALUE! | #VALUE! | #VALUE! |  |  |  |  | #VALUE! | #VALUE! | #VALUE! |  |  | #VALUE! | #VALUE! | #VALUE! | #VALUE! | #VALUE! | #VALUE! | #VALUE! | #VALUE! |  |  |  |  | #VALUE! | #VALUE! | #VALUE! |  |  | #VALUE! | #VALUE! | #VALUE! | #VALUE! | #VALUE! | #VALUE! | #VALUE! | #VALUE! |  |  |  |  | #VALUE! | #VALUE! | #VALUE! |  |  | #VALUE! | #VALUE! | #VALUE! | #VALUE! | #VALUE! | #VALUE! | #VALUE! | #VALUE! |  |  |  |  | #VALUE! | #VALUE! | #VALUE! |  |  | #VALUE! | #VALUE! | #VALUE! | #VALUE! | #VALUE! | #VALUE! | #VALUE! | #VALUE! |  |  | #VALUE! | #VALUE! | #VALUE! | #VALUE! | #VALUE! |  |  | #VALUE! | #VALUE! | #VALUE! | #VALUE! | #VALUE! | #VALUE! | #VALUE! | #VALUE! |  |  | #VALUE! | #VALUE! | #VALUE! | #VALUE! | #VALUE! |  |  | #VALUE! | #VALUE! | #VALUE! | #VALUE! | #VALUE! | #VALUE! | #VALUE! | #VALUE! | 0 | #REF! | #VALUE! | #VALUE! | #VALUE! | #VALUE! | #VALUE! | #VALUE! | #VALUE! | 0
|  |  |  | 0 | 51 | 0 |  |  | 1 | 1.0842e-19 | 0 | 1.0669e-18 | 1.0669e-18 | 1.0669e-18 | 0 | 0 |  |  |  |  | #VALUE! | #VALUE! | #VALUE! |  |  | #VALUE! | #VALUE! | #VALUE! | #VALUE! | #VALUE! | #VALUE! | #VALUE! | #VALUE! |  |  |  |  | #VALUE! | #VALUE! | #VALUE! |  |  | #VALUE! | #VALUE! | #VALUE! | #VALUE! | #VALUE! | #VALUE! | #VALUE! | #VALUE! |  |  |  |  | #VALUE! | #VALUE! | #VALUE! |  |  | #VALUE! | #VALUE! | #VALUE! | #VALUE! | #VALUE! | #VALUE! | #VALUE! | #VALUE! |  |  |  |  | #VALUE! | #VALUE! | #VALUE! |  |  | #VALUE! | #VALUE! | #VALUE! | #VALUE! | #VALUE! | #VALUE! | #VALUE! | #VALUE! |  |  |  |  | #VALUE! | #VALUE! | #VALUE! |  |  | #VALUE! | #VALUE! | #VALUE! | #VALUE! | #VALUE! | #VALUE! | #VALUE! | #VALUE! |  |  | #VALUE! | #VALUE! | #VALUE! | #VALUE! | #VALUE! |  |  | #VALUE! | #VALUE! | #VALUE! | #VALUE! | #VALUE! | #VALUE! | #VALUE! | #VALUE! |  |  | #VALUE! | #VALUE! | #VALUE! | #VALUE! | #VALUE! |  |  | #VALUE! | #VALUE! | #VALUE! | #VALUE! | #VALUE! | #VALUE! | #VALUE! | #VALUE! | 0 | #REF! | #VALUE! | #VALUE! | #VALUE! | #VALUE! | #VALUE! | #VALUE! | #VALUE! | 0
|  |  |  | 0 | 51 | 0 |  |  | 1 | 1.0842e-19 | 0 | 1.0669e-18 | 1.0669e-18 | 1.0669e-18 | 0 | 0 |  |  |  |  | #VALUE! | #VALUE! | #VALUE! |  |  | #VALUE! | #VALUE! | #VALUE! | #VALUE! | #VALUE! | #VALUE! | #VALUE! | #VALUE! |  |  |  |  | #VALUE! | #VALUE! | #VALUE! |  |  | #VALUE! | #VALUE! | #VALUE! | #VALUE! | #VALUE! | #VALUE! | #VALUE! | #VALUE! |  |  |  |  | #VALUE! | #VALUE! | #VALUE! |  |  | #VALUE! | #VALUE! | #VALUE! | #VALUE! | #VALUE! | #VALUE! | #VALUE! | #VALUE! |  |  |  |  | #VALUE! | #VALUE! | #VALUE! |  |  | #VALUE! | #VALUE! | #VALUE! | #VALUE! | #VALUE! | #VALUE! | #VALUE! | #VALUE! |  |  |  |  | #VALUE! | #VALUE! | #VALUE! |  |  | #VALUE! | #VALUE! | #VALUE! | #VALUE! | #VALUE! | #VALUE! | #VALUE! | #VALUE! |  |  | #VALUE! | #VALUE! | #VALUE! | #VALUE! | #VALUE! |  |  | #VALUE! | #VALUE! | #VALUE! | #VALUE! | #VALUE! | #VALUE! | #VALUE! | #VALUE! |  |  | #VALUE! | #VALUE! | #VALUE! | #VALUE! | #VALUE! |  |  | #VALUE! | #VALUE! | #VALUE! | #VALUE! | #VALUE! | #VALUE! | #VALUE! | #VALUE! | 0 | #REF! | #VALUE! | #VALUE! | #VALUE! | #VALUE! | #VALUE! | #VALUE! | #VALUE! | 0
|  |  |  | 0 | 51 | 0 |  |  | 1 | 1.0842e-19 | 0 | 1.0669e-18 | 1.0669e-18 | 1.0669e-18 | 0 | 0 |  |  |  |  | #VALUE! | #VALUE! | #VALUE! |  |  | #VALUE! | #VALUE! | #VALUE! | #VALUE! | #VALUE! | #VALUE! | #VALUE! | #VALUE! |  |  |  |  | #VALUE! | #VALUE! | #VALUE! |  |  | #VALUE! | #VALUE! | #VALUE! | #VALUE! | #VALUE! | #VALUE! | #VALUE! | #VALUE! |  |  |  |  | #VALUE! | #VALUE! | #VALUE! |  |  | #VALUE! | #VALUE! | #VALUE! | #VALUE! | #VALUE! | #VALUE! | #VALUE! | #VALUE! |  |  |  |  | #VALUE! | #VALUE! | #VALUE! |  |  | #VALUE! | #VALUE! | #VALUE! | #VALUE! | #VALUE! | #VALUE! | #VALUE! | #VALUE! |  |  |  |  | #VALUE! | #VALUE! | #VALUE! |  |  | #VALUE! | #VALUE! | #VALUE! | #VALUE! | #VALUE! | #VALUE! | #VALUE! | #VALUE! |  |  | #VALUE! | #VALUE! | #VALUE! | #VALUE! | #VALUE! |  |  | #VALUE! | #VALUE! | #VALUE! | #VALUE! | #VALUE! | #VALUE! | #VALUE! | #VALUE! |  |  | #VALUE! | #VALUE! | #VALUE! | #VALUE! | #VALUE! |  |  | #VALUE! | #VALUE! | #VALUE! | #VALUE! | #VALUE! | #VALUE! | #VALUE! | #VALUE! | 0 | #REF! | #VALUE! | #VALUE! | #VALUE! | #VALUE! | #VALUE! | #VALUE! | #VALUE! | 0
|  |  |  | 0 | 51 | 0 |  |  | 1 | 1.0842e-19 | 0 | 1.0669e-18 | 1.0669e-18 | 1.0669e-18 | 0 | 0 |  |  |  |  | #VALUE! | #VALUE! | #VALUE! |  |  | #VALUE! | #VALUE! | #VALUE! | #VALUE! | #VALUE! | #VALUE! | #VALUE! | #VALUE! |  |  |  |  | #VALUE! | #VALUE! | #VALUE! |  |  | #VALUE! | #VALUE! | #VALUE! | #VALUE! | #VALUE! | #VALUE! | #VALUE! | #VALUE! |  |  |  |  | #VALUE! | #VALUE! | #VALUE! |  |  | #VALUE! | #VALUE! | #VALUE! | #VALUE! | #VALUE! | #VALUE! | #VALUE! | #VALUE! |  |  |  |  | #VALUE! | #VALUE! | #VALUE! |  |  | #VALUE! | #VALUE! | #VALUE! | #VALUE! | #VALUE! | #VALUE! | #VALUE! | #VALUE! |  |  |  |  | #VALUE! | #VALUE! | #VALUE! |  |  | #VALUE! | #VALUE! | #VALUE! | #VALUE! | #VALUE! | #VALUE! | #VALUE! | #VALUE! |  |  | #VALUE! | #VALUE! | #VALUE! | #VALUE! | #VALUE! |  |  | #VALUE! | #VALUE! | #VALUE! | #VALUE! | #VALUE! | #VALUE! | #VALUE! | #VALUE! |  |  | #VALUE! | #VALUE! | #VALUE! | #VALUE! | #VALUE! |  |  | #VALUE! | #VALUE! | #VALUE! | #VALUE! | #VALUE! | #VALUE! | #VALUE! | #VALUE! | 0 | #REF! | #VALUE! | #VALUE! | #VALUE! | #VALUE! | #VALUE! | #VALUE! | #VALUE! | 0
|  |  |  | 0 | 51 | 0 |  |  | 1 | 1.0842e-19 | 0 | 1.0669e-18 | 1.0669e-18 | 1.0669e-18 | 0 | 0 |  |  |  |  | #VALUE! | #VALUE! | #VALUE! |  |  | #VALUE! | #VALUE! | #VALUE! | #VALUE! | #VALUE! | #VALUE! | #VALUE! | #VALUE! |  |  |  |  | #VALUE! | #VALUE! | #VALUE! |  |  | #VALUE! | #VALUE! | #VALUE! | #VALUE! | #VALUE! | #VALUE! | #VALUE! | #VALUE! |  |  |  |  | #VALUE! | #VALUE! | #VALUE! |  |  | #VALUE! | #VALUE! | #VALUE! | #VALUE! | #VALUE! | #VALUE! | #VALUE! | #VALUE! |  |  |  |  | #VALUE! | #VALUE! | #VALUE! |  |  | #VALUE! | #VALUE! | #VALUE! | #VALUE! | #VALUE! | #VALUE! | #VALUE! | #VALUE! |  |  |  |  | #VALUE! | #VALUE! | #VALUE! |  |  | #VALUE! | #VALUE! | #VALUE! | #VALUE! | #VALUE! | #VALUE! | #VALUE! | #VALUE! |  |  | #VALUE! | #VALUE! | #VALUE! | #VALUE! | #VALUE! |  |  | #VALUE! | #VALUE! | #VALUE! | #VALUE! | #VALUE! | #VALUE! | #VALUE! | #VALUE! |  |  | #VALUE! | #VALUE! | #VALUE! | #VALUE! | #VALUE! |  |  | #VALUE! | #VALUE! | #VALUE! | #VALUE! | #VALUE! | #VALUE! | #VALUE! | #VALUE! | 0 | #REF! | #VALUE! | #VALUE! | #VALUE! | #VALUE! | #VALUE! | #VALUE! | #VALUE! | 0
|  |  |  | 0 | 51 | 0 |  |  | 1 | 1.0842e-19 | 0 | 1.0669e-18 | 1.0669e-18 | 1.0669e-18 | 0 | 0 |  |  |  |  | #VALUE! | #VALUE! | #VALUE! |  |  | #VALUE! | #VALUE! | #VALUE! | #VALUE! | #VALUE! | #VALUE! | #VALUE! | #VALUE! |  |  |  |  | #VALUE! | #VALUE! | #VALUE! |  |  | #VALUE! | #VALUE! | #VALUE! | #VALUE! | #VALUE! | #VALUE! | #VALUE! | #VALUE! |  |  |  |  | #VALUE! | #VALUE! | #VALUE! |  |  | #VALUE! | #VALUE! | #VALUE! | #VALUE! | #VALUE! | #VALUE! | #VALUE! | #VALUE! |  |  |  |  | #VALUE! | #VALUE! | #VALUE! |  |  | #VALUE! | #VALUE! | #VALUE! | #VALUE! | #VALUE! | #VALUE! | #VALUE! | #VALUE! |  |  |  |  | #VALUE! | #VALUE! | #VALUE! |  |  | #VALUE! | #VALUE! | #VALUE! | #VALUE! | #VALUE! | #VALUE! | #VALUE! | #VALUE! |  |  | #VALUE! | #VALUE! | #VALUE! | #VALUE! | #VALUE! |  |  | #VALUE! | #VALUE! | #VALUE! | #VALUE! | #VALUE! | #VALUE! | #VALUE! | #VALUE! |  |  | #VALUE! | #VALUE! | #VALUE! | #VALUE! | #VALUE! |  |  | #VALUE! | #VALUE! | #VALUE! | #VALUE! | #VALUE! | #VALUE! | #VALUE! | #VALUE! | 0 | #REF! | #VALUE! | #VALUE! | #VALUE! | #VALUE! | #VALUE! | #VALUE! | #VALUE! | 0
|  |  |  | 0 | 51 | 0 |  |  | 1 | 1.0842e-19 | 0 | 1.0669e-18 | 1.0669e-18 | 1.0669e-18 | 0 | 0 |  |  |  |  | #VALUE! | #VALUE! | #VALUE! |  |  | #VALUE! | #VALUE! | #VALUE! | #VALUE! | #VALUE! | #VALUE! | #VALUE! | #VALUE! |  |  |  |  | #VALUE! | #VALUE! | #VALUE! |  |  | #VALUE! | #VALUE! | #VALUE! | #VALUE! | #VALUE! | #VALUE! | #VALUE! | #VALUE! |  |  |  |  | #VALUE! | #VALUE! | #VALUE! |  |  | #VALUE! | #VALUE! | #VALUE! | #VALUE! | #VALUE! | #VALUE! | #VALUE! | #VALUE! |  |  |  |  | #VALUE! | #VALUE! | #VALUE! |  |  | #VALUE! | #VALUE! | #VALUE! | #VALUE! | #VALUE! | #VALUE! | #VALUE! | #VALUE! |  |  |  |  | #VALUE! | #VALUE! | #VALUE! |  |  | #VALUE! | #VALUE! | #VALUE! | #VALUE! | #VALUE! | #VALUE! | #VALUE! | #VALUE! |  |  | #VALUE! | #VALUE! | #VALUE! | #VALUE! | #VALUE! |  |  | #VALUE! | #VALUE! | #VALUE! | #VALUE! | #VALUE! | #VALUE! | #VALUE! | #VALUE! |  |  | #VALUE! | #VALUE! | #VALUE! | #VALUE! | #VALUE! |  |  | #VALUE! | #VALUE! | #VALUE! | #VALUE! | #VALUE! | #VALUE! | #VALUE! | #VALUE! | 0 | #REF! | #VALUE! | #VALUE! | #VALUE! | #VALUE! | #VALUE! | #VALUE! | #VALUE! | 0
|  |  |  | 0 | 51 | 0 |  |  | 1 | 1.0842e-19 | 0 | 1.0669e-18 | 1.0669e-18 | 1.0669e-18 | 0 | 0 |  |  |  |  | #VALUE! | #VALUE! | #VALUE! |  |  | #VALUE! | #VALUE! | #VALUE! | #VALUE! | #VALUE! | #VALUE! | #VALUE! | #VALUE! |  |  |  |  | #VALUE! | #VALUE! | #VALUE! |  |  | #VALUE! | #VALUE! | #VALUE! | #VALUE! | #VALUE! | #VALUE! | #VALUE! | #VALUE! |  |  |  |  | #VALUE! | #VALUE! | #VALUE! |  |  | #VALUE! | #VALUE! | #VALUE! | #VALUE! | #VALUE! | #VALUE! | #VALUE! | #VALUE! |  |  |  |  | #VALUE! | #VALUE! | #VALUE! |  |  | #VALUE! | #VALUE! | #VALUE! | #VALUE! | #VALUE! | #VALUE! | #VALUE! | #VALUE! |  |  |  |  | #VALUE! | #VALUE! | #VALUE! |  |  | #VALUE! | #VALUE! | #VALUE! | #VALUE! | #VALUE! | #VALUE! | #VALUE! | #VALUE! |  |  | #VALUE! | #VALUE! | #VALUE! | #VALUE! | #VALUE! |  |  | #VALUE! | #VALUE! | #VALUE! | #VALUE! | #VALUE! | #VALUE! | #VALUE! | #VALUE! |  |  | #VALUE! | #VALUE! | #VALUE! | #VALUE! | #VALUE! |  |  | #VALUE! | #VALUE! | #VALUE! | #VALUE! | #VALUE! | #VALUE! | #VALUE! | #VALUE! | 0 | #REF! | #VALUE! | #VALUE! | #VALUE! | #VALUE! | #VALUE! | #VALUE! | #VALUE! | 0
|  |  |  | 0 | 51 | 0 |  |  | 1 | 1.0842e-19 | 0 | 1.0669e-18 | 1.0669e-18 | 1.0669e-18 | 0 | 0 |  |  |  |  | #VALUE! | #VALUE! | #VALUE! |  |  | #VALUE! | #VALUE! | #VALUE! | #VALUE! | #VALUE! | #VALUE! | #VALUE! | #VALUE! |  |  |  |  | #VALUE! | #VALUE! | #VALUE! |  |  | #VALUE! | #VALUE! | #VALUE! | #VALUE! | #VALUE! | #VALUE! | #VALUE! | #VALUE! |  |  |  |  | #VALUE! | #VALUE! | #VALUE! |  |  | #VALUE! | #VALUE! | #VALUE! | #VALUE! | #VALUE! | #VALUE! | #VALUE! | #VALUE! |  |  |  |  | #VALUE! | #VALUE! | #VALUE! |  |  | #VALUE! | #VALUE! | #VALUE! | #VALUE! | #VALUE! | #VALUE! | #VALUE! | #VALUE! |  |  |  |  | #VALUE! | #VALUE! | #VALUE! |  |  | #VALUE! | #VALUE! | #VALUE! | #VALUE! | #VALUE! | #VALUE! | #VALUE! | #VALUE! |  |  | #VALUE! | #VALUE! | #VALUE! | #VALUE! | #VALUE! |  |  | #VALUE! | #VALUE! | #VALUE! | #VALUE! | #VALUE! | #VALUE! | #VALUE! | #VALUE! |  |  | #VALUE! | #VALUE! | #VALUE! | #VALUE! | #VALUE! |  |  | #VALUE! | #VALUE! | #VALUE! | #VALUE! | #VALUE! | #VALUE! | #VALUE! | #VALUE! | 0 | #REF! | #VALUE! | #VALUE! | #VALUE! | #VALUE! | #VALUE! | #VALUE! | #VALUE! | 0
|  |  |  | 0 | 51 | 0 |  |  | 1 | 1.0842e-19 | 0 | 1.0669e-18 | 1.0669e-18 | 1.0669e-18 | 0 | 0 |  |  |  |  | #VALUE! | #VALUE! | #VALUE! |  |  | #VALUE! | #VALUE! | #VALUE! | #VALUE! | #VALUE! | #VALUE! | #VALUE! | #VALUE! |  |  |  |  | #VALUE! | #VALUE! | #VALUE! |  |  | #VALUE! | #VALUE! | #VALUE! | #VALUE! | #VALUE! | #VALUE! | #VALUE! | #VALUE! |  |  |  |  | #VALUE! | #VALUE! | #VALUE! |  |  | #VALUE! | #VALUE! | #VALUE! | #VALUE! | #VALUE! | #VALUE! | #VALUE! | #VALUE! |  |  |  |  | #VALUE! | #VALUE! | #VALUE! |  |  | #VALUE! | #VALUE! | #VALUE! | #VALUE! | #VALUE! | #VALUE! | #VALUE! | #VALUE! |  |  |  |  | #VALUE! | #VALUE! | #VALUE! |  |  | #VALUE! | #VALUE! | #VALUE! | #VALUE! | #VALUE! | #VALUE! | #VALUE! | #VALUE! |  |  | #VALUE! | #VALUE! | #VALUE! | #VALUE! | #VALUE! |  |  | #VALUE! | #VALUE! | #VALUE! | #VALUE! | #VALUE! | #VALUE! | #VALUE! | #VALUE! |  |  | #VALUE! | #VALUE! | #VALUE! | #VALUE! | #VALUE! |  |  | #VALUE! | #VALUE! | #VALUE! | #VALUE! | #VALUE! | #VALUE! | #VALUE! | #VALUE! | 0 | #REF! | #VALUE! | #VALUE! | #VALUE! | #VALUE! | #VALUE! | #VALUE! | #VALUE! | 0
|  |  |  | 0 | 51 | 0 |  |  | 1 | 1.0842e-19 | 0 | 1.0669e-18 | 1.0669e-18 | 1.0669e-18 | 0 | 0 |  |  |  |  | #VALUE! | #VALUE! | #VALUE! |  |  | #VALUE! | #VALUE! | #VALUE! | #VALUE! | #VALUE! | #VALUE! | #VALUE! | #VALUE! |  |  |  |  | #VALUE! | #VALUE! | #VALUE! |  |  | #VALUE! | #VALUE! | #VALUE! | #VALUE! | #VALUE! | #VALUE! | #VALUE! | #VALUE! |  |  |  |  | #VALUE! | #VALUE! | #VALUE! |  |  | #VALUE! | #VALUE! | #VALUE! | #VALUE! | #VALUE! | #VALUE! | #VALUE! | #VALUE! |  |  |  |  | #VALUE! | #VALUE! | #VALUE! |  |  | #VALUE! | #VALUE! | #VALUE! | #VALUE! | #VALUE! | #VALUE! | #VALUE! | #VALUE! |  |  |  |  | #VALUE! | #VALUE! | #VALUE! |  |  | #VALUE! | #VALUE! | #VALUE! | #VALUE! | #VALUE! | #VALUE! | #VALUE! | #VALUE! |  |  | #VALUE! | #VALUE! | #VALUE! | #VALUE! | #VALUE! |  |  | #VALUE! | #VALUE! | #VALUE! | #VALUE! | #VALUE! | #VALUE! | #VALUE! | #VALUE! |  |  | #VALUE! | #VALUE! | #VALUE! | #VALUE! | #VALUE! |  |  | #VALUE! | #VALUE! | #VALUE! | #VALUE! | #VALUE! | #VALUE! | #VALUE! | #VALUE! | 0 | #REF! | #VALUE! | #VALUE! | #VALUE! | #VALUE! | #VALUE! | #VALUE! | #VALUE! | 0
|  |  |  | 0 | 51 | 0 |  |  | 1 | 1.0842e-19 | 0 | 1.0669e-18 | 1.0669e-18 | 1.0669e-18 | 0 | 0 |  |  |  |  | #VALUE! | #VALUE! | #VALUE! |  |  | #VALUE! | #VALUE! | #VALUE! | #VALUE! | #VALUE! | #VALUE! | #VALUE! | #VALUE! |  |  |  |  | #VALUE! | #VALUE! | #VALUE! |  |  | #VALUE! | #VALUE! | #VALUE! | #VALUE! | #VALUE! | #VALUE! | #VALUE! | #VALUE! |  |  |  |  | #VALUE! | #VALUE! | #VALUE! |  |  | #VALUE! | #VALUE! | #VALUE! | #VALUE! | #VALUE! | #VALUE! | #VALUE! | #VALUE! |  |  |  |  | #VALUE! | #VALUE! | #VALUE! |  |  | #VALUE! | #VALUE! | #VALUE! | #VALUE! | #VALUE! | #VALUE! | #VALUE! | #VALUE! |  |  |  |  | #VALUE! | #VALUE! | #VALUE! |  |  | #VALUE! | #VALUE! | #VALUE! | #VALUE! | #VALUE! | #VALUE! | #VALUE! | #VALUE! |  |  | #VALUE! | #VALUE! | #VALUE! | #VALUE! | #VALUE! |  |  | #VALUE! | #VALUE! | #VALUE! | #VALUE! | #VALUE! | #VALUE! | #VALUE! | #VALUE! |  |  | #VALUE! | #VALUE! | #VALUE! | #VALUE! | #VALUE! |  |  | #VALUE! | #VALUE! | #VALUE! | #VALUE! | #VALUE! | #VALUE! | #VALUE! | #VALUE! | 0 | #REF! | #VALUE! | #VALUE! | #VALUE! | #VALUE! | #VALUE! | #VALUE! | #VALUE! | 0
|  |  |  | 0 | 51 | 0 |  |  | 1 | 1.0842e-19 | 0 | 1.0669e-18 | 1.0669e-18 | 1.0669e-18 | 0 | 0 |  |  |  |  | #VALUE! | #VALUE! | #VALUE! |  |  | #VALUE! | #VALUE! | #VALUE! | #VALUE! | #VALUE! | #VALUE! | #VALUE! | #VALUE! |  |  |  |  | #VALUE! | #VALUE! | #VALUE! |  |  | #VALUE! | #VALUE! | #VALUE! | #VALUE! | #VALUE! | #VALUE! | #VALUE! | #VALUE! |  |  |  |  | #VALUE! | #VALUE! | #VALUE! |  |  | #VALUE! | #VALUE! | #VALUE! | #VALUE! | #VALUE! | #VALUE! | #VALUE! | #VALUE! |  |  |  |  | #VALUE! | #VALUE! | #VALUE! |  |  | #VALUE! | #VALUE! | #VALUE! | #VALUE! | #VALUE! | #VALUE! | #VALUE! | #VALUE! |  |  |  |  | #VALUE! | #VALUE! | #VALUE! |  |  | #VALUE! | #VALUE! | #VALUE! | #VALUE! | #VALUE! | #VALUE! | #VALUE! | #VALUE! |  |  | #VALUE! | #VALUE! | #VALUE! | #VALUE! | #VALUE! |  |  | #VALUE! | #VALUE! | #VALUE! | #VALUE! | #VALUE! | #VALUE! | #VALUE! | #VALUE! |  |  | #VALUE! | #VALUE! | #VALUE! | #VALUE! | #VALUE! |  |  | #VALUE! | #VALUE! | #VALUE! | #VALUE! | #VALUE! | #VALUE! | #VALUE! | #VALUE! | 0 | #REF! | #VALUE! | #VALUE! | #VALUE! | #VALUE! | #VALUE! | #VALUE! | #VALUE! | 0
|  |  |  | 0 | 51 | 0 |  |  | 1 | 1.0842e-19 | 0 | 1.0669e-18 | 1.0669e-18 | 1.0669e-18 | 0 | 0 |  |  |  |  | #VALUE! | #VALUE! | #VALUE! |  |  | #VALUE! | #VALUE! | #VALUE! | #VALUE! | #VALUE! | #VALUE! | #VALUE! | #VALUE! |  |  |  |  | #VALUE! | #VALUE! | #VALUE! |  |  | #VALUE! | #VALUE! | #VALUE! | #VALUE! | #VALUE! | #VALUE! | #VALUE! | #VALUE! |  |  |  |  | #VALUE! | #VALUE! | #VALUE! |  |  | #VALUE! | #VALUE! | #VALUE! | #VALUE! | #VALUE! | #VALUE! | #VALUE! | #VALUE! |  |  |  |  | #VALUE! | #VALUE! | #VALUE! |  |  | #VALUE! | #VALUE! | #VALUE! | #VALUE! | #VALUE! | #VALUE! | #VALUE! | #VALUE! |  |  |  |  | #VALUE! | #VALUE! | #VALUE! |  |  | #VALUE! | #VALUE! | #VALUE! | #VALUE! | #VALUE! | #VALUE! | #VALUE! | #VALUE! |  |  | #VALUE! | #VALUE! | #VALUE! | #VALUE! | #VALUE! |  |  | #VALUE! | #VALUE! | #VALUE! | #VALUE! | #VALUE! | #VALUE! | #VALUE! | #VALUE! |  |  | #VALUE! | #VALUE! | #VALUE! | #VALUE! | #VALUE! |  |  | #VALUE! | #VALUE! | #VALUE! | #VALUE! | #VALUE! | #VALUE! | #VALUE! | #VALUE! | 0 | #REF! | #VALUE! | #VALUE! | #VALUE! | #VALUE! | #VALUE! | #VALUE! | #VALUE! | 0
|  |  |  | 0 | 51 | 0 |  |  | 1 | 1.0842e-19 | 0 | 1.0669e-18 | 1.0669e-18 | 1.0669e-18 | 0 | 0 |  |  |  |  | #VALUE! | #VALUE! | #VALUE! |  |  | #VALUE! | #VALUE! | #VALUE! | #VALUE! | #VALUE! | #VALUE! | #VALUE! | #VALUE! |  |  |  |  | #VALUE! | #VALUE! | #VALUE! |  |  | #VALUE! | #VALUE! | #VALUE! | #VALUE! | #VALUE! | #VALUE! | #VALUE! | #VALUE! |  |  |  |  | #VALUE! | #VALUE! | #VALUE! |  |  | #VALUE! | #VALUE! | #VALUE! | #VALUE! | #VALUE! | #VALUE! | #VALUE! | #VALUE! |  |  |  |  | #VALUE! | #VALUE! | #VALUE! |  |  | #VALUE! | #VALUE! | #VALUE! | #VALUE! | #VALUE! | #VALUE! | #VALUE! | #VALUE! |  |  |  |  | #VALUE! | #VALUE! | #VALUE! |  |  | #VALUE! | #VALUE! | #VALUE! | #VALUE! | #VALUE! | #VALUE! | #VALUE! | #VALUE! |  |  | #VALUE! | #VALUE! | #VALUE! | #VALUE! | #VALUE! |  |  | #VALUE! | #VALUE! | #VALUE! | #VALUE! | #VALUE! | #VALUE! | #VALUE! | #VALUE! |  |  | #VALUE! | #VALUE! | #VALUE! | #VALUE! | #VALUE! |  |  | #VALUE! | #VALUE! | #VALUE! | #VALUE! | #VALUE! | #VALUE! | #VALUE! | #VALUE! | 0 | #REF! | #VALUE! | #VALUE! | #VALUE! | #VALUE! | #VALUE! | #VALUE! | #VALUE! | 0
|  |  |  | 0 | 51 | 0 |  |  | 1 | 1.0842e-19 | 0 | 1.0669e-18 | 1.0669e-18 | 1.0669e-18 | 0 | 0 |  |  |  |  | #VALUE! | #VALUE! | #VALUE! |  |  | #VALUE! | #VALUE! | #VALUE! | #VALUE! | #VALUE! | #VALUE! | #VALUE! | #VALUE! |  |  |  |  | #VALUE! | #VALUE! | #VALUE! |  |  | #VALUE! | #VALUE! | #VALUE! | #VALUE! | #VALUE! | #VALUE! | #VALUE! | #VALUE! |  |  |  |  | #VALUE! | #VALUE! | #VALUE! |  |  | #VALUE! | #VALUE! | #VALUE! | #VALUE! | #VALUE! | #VALUE! | #VALUE! | #VALUE! |  |  |  |  | #VALUE! | #VALUE! | #VALUE! |  |  | #VALUE! | #VALUE! | #VALUE! | #VALUE! | #VALUE! | #VALUE! | #VALUE! | #VALUE! |  |  |  |  | #VALUE! | #VALUE! | #VALUE! |  |  | #VALUE! | #VALUE! | #VALUE! | #VALUE! | #VALUE! | #VALUE! | #VALUE! | #VALUE! |  |  | #VALUE! | #VALUE! | #VALUE! | #VALUE! | #VALUE! |  |  | #VALUE! | #VALUE! | #VALUE! | #VALUE! | #VALUE! | #VALUE! | #VALUE! | #VALUE! |  |  | #VALUE! | #VALUE! | #VALUE! | #VALUE! | #VALUE! |  |  | #VALUE! | #VALUE! | #VALUE! | #VALUE! | #VALUE! | #VALUE! | #VALUE! | #VALUE! | 0 | #REF! | #VALUE! | #VALUE! | #VALUE! | #VALUE! | #VALUE! | #VALUE! | #VALUE! | 0
|  |  |  | 0 | 51 | 0 |  |  | 1 | 1.0842e-19 | 0 | 1.0669e-18 | 1.0669e-18 | 1.0669e-18 | 0 | 0 |  |  |  |  | #VALUE! | #VALUE! | #VALUE! |  |  | #VALUE! | #VALUE! | #VALUE! | #VALUE! | #VALUE! | #VALUE! | #VALUE! | #VALUE! |  |  |  |  | #VALUE! | #VALUE! | #VALUE! |  |  | #VALUE! | #VALUE! | #VALUE! | #VALUE! | #VALUE! | #VALUE! | #VALUE! | #VALUE! |  |  |  |  | #VALUE! | #VALUE! | #VALUE! |  |  | #VALUE! | #VALUE! | #VALUE! | #VALUE! | #VALUE! | #VALUE! | #VALUE! | #VALUE! |  |  |  |  | #VALUE! | #VALUE! | #VALUE! |  |  | #VALUE! | #VALUE! | #VALUE! | #VALUE! | #VALUE! | #VALUE! | #VALUE! | #VALUE! |  |  |  |  | #VALUE! | #VALUE! | #VALUE! |  |  | #VALUE! | #VALUE! | #VALUE! | #VALUE! | #VALUE! | #VALUE! | #VALUE! | #VALUE! |  |  | #VALUE! | #VALUE! | #VALUE! | #VALUE! | #VALUE! |  |  | #VALUE! | #VALUE! | #VALUE! | #VALUE! | #VALUE! | #VALUE! | #VALUE! | #VALUE! |  |  | #VALUE! | #VALUE! | #VALUE! | #VALUE! | #VALUE! |  |  | #VALUE! | #VALUE! | #VALUE! | #VALUE! | #VALUE! | #VALUE! | #VALUE! | #VALUE! | 0 | #REF! | #VALUE! | #VALUE! | #VALUE! | #VALUE! | #VALUE! | #VALUE! | #VALUE! | 0
|  |  |  | 0 | 51 | 0 |  |  | 1 | 1.0842e-19 | 0 | 1.0669e-18 | 1.0669e-18 | 1.0669e-18 | 0 | 0 |  |  |  |  | #VALUE! | #VALUE! | #VALUE! |  |  | #VALUE! | #VALUE! | #VALUE! | #VALUE! | #VALUE! | #VALUE! | #VALUE! | #VALUE! |  |  |  |  | #VALUE! | #VALUE! | #VALUE! |  |  | #VALUE! | #VALUE! | #VALUE! | #VALUE! | #VALUE! | #VALUE! | #VALUE! | #VALUE! |  |  |  |  | #VALUE! | #VALUE! | #VALUE! |  |  | #VALUE! | #VALUE! | #VALUE! | #VALUE! | #VALUE! | #VALUE! | #VALUE! | #VALUE! |  |  |  |  | #VALUE! | #VALUE! | #VALUE! |  |  | #VALUE! | #VALUE! | #VALUE! | #VALUE! | #VALUE! | #VALUE! | #VALUE! | #VALUE! |  |  |  |  | #VALUE! | #VALUE! | #VALUE! |  |  | #VALUE! | #VALUE! | #VALUE! | #VALUE! | #VALUE! | #VALUE! | #VALUE! | #VALUE! |  |  | #VALUE! | #VALUE! | #VALUE! | #VALUE! | #VALUE! |  |  | #VALUE! | #VALUE! | #VALUE! | #VALUE! | #VALUE! | #VALUE! | #VALUE! | #VALUE! |  |  | #VALUE! | #VALUE! | #VALUE! | #VALUE! | #VALUE! |  |  | #VALUE! | #VALUE! | #VALUE! | #VALUE! | #VALUE! | #VALUE! | #VALUE! | #VALUE! | 0 | #REF! | #VALUE! | #VALUE! | #VALUE! | #VALUE! | #VALUE! | #VALUE! | #VALUE! | 0
|  |  |  | 0 | 51 | 0 |  |  | 1 | 1.0842e-19 | 0 | 1.0669e-18 | 1.0669e-18 | 1.0669e-18 | 0 | 0 |  |  |  |  | #VALUE! | #VALUE! | #VALUE! |  |  | #VALUE! | #VALUE! | #VALUE! | #VALUE! | #VALUE! | #VALUE! | #VALUE! | #VALUE! |  |  |  |  | #VALUE! | #VALUE! | #VALUE! |  |  | #VALUE! | #VALUE! | #VALUE! | #VALUE! | #VALUE! | #VALUE! | #VALUE! | #VALUE! |  |  |  |  | #VALUE! | #VALUE! | #VALUE! |  |  | #VALUE! | #VALUE! | #VALUE! | #VALUE! | #VALUE! | #VALUE! | #VALUE! | #VALUE! |  |  |  |  | #VALUE! | #VALUE! | #VALUE! |  |  | #VALUE! | #VALUE! | #VALUE! | #VALUE! | #VALUE! | #VALUE! | #VALUE! | #VALUE! |  |  |  |  | #VALUE! | #VALUE! | #VALUE! |  |  | #VALUE! | #VALUE! | #VALUE! | #VALUE! | #VALUE! | #VALUE! | #VALUE! | #VALUE! |  |  | #VALUE! | #VALUE! | #VALUE! | #VALUE! | #VALUE! |  |  | #VALUE! | #VALUE! | #VALUE! | #VALUE! | #VALUE! | #VALUE! | #VALUE! | #VALUE! |  |  | #VALUE! | #VALUE! | #VALUE! | #VALUE! | #VALUE! |  |  | #VALUE! | #VALUE! | #VALUE! | #VALUE! | #VALUE! | #VALUE! | #VALUE! | #VALUE! | 0 | #REF! | #VALUE! | #VALUE! | #VALUE! | #VALUE! | #VALUE! | #VALUE! | #VALUE! | 0
|  |  |  | 0 | 51 | 0 |  |  | 1 | 1.0842e-19 | 0 | 1.0669e-18 | 1.0669e-18 | 1.0669e-18 | 0 | 0 |  |  |  |  | #VALUE! | #VALUE! | #VALUE! |  |  | #VALUE! | #VALUE! | #VALUE! | #VALUE! | #VALUE! | #VALUE! | #VALUE! | #VALUE! |  |  |  |  | #VALUE! | #VALUE! | #VALUE! |  |  | #VALUE! | #VALUE! | #VALUE! | #VALUE! | #VALUE! | #VALUE! | #VALUE! | #VALUE! |  |  |  |  | #VALUE! | #VALUE! | #VALUE! |  |  | #VALUE! | #VALUE! | #VALUE! | #VALUE! | #VALUE! | #VALUE! | #VALUE! | #VALUE! |  |  |  |  | #VALUE! | #VALUE! | #VALUE! |  |  | #VALUE! | #VALUE! | #VALUE! | #VALUE! | #VALUE! | #VALUE! | #VALUE! | #VALUE! |  |  |  |  | #VALUE! | #VALUE! | #VALUE! |  |  | #VALUE! | #VALUE! | #VALUE! | #VALUE! | #VALUE! | #VALUE! | #VALUE! | #VALUE! |  |  | #VALUE! | #VALUE! | #VALUE! | #VALUE! | #VALUE! |  |  | #VALUE! | #VALUE! | #VALUE! | #VALUE! | #VALUE! | #VALUE! | #VALUE! | #VALUE! |  |  | #VALUE! | #VALUE! | #VALUE! | #VALUE! | #VALUE! |  |  | #VALUE! | #VALUE! | #VALUE! | #VALUE! | #VALUE! | #VALUE! | #VALUE! | #VALUE! | 0 | #REF! | #VALUE! | #VALUE! | #VALUE! | #VALUE! | #VALUE! | #VALUE! | #VALUE! | 0
|  |  |  | 0 | 51 | 0 |  |  | 1 | 1.0842e-19 | 0 | 1.0669e-18 | 1.0669e-18 | 1.0669e-18 | 0 | 0 |  |  |  |  | #VALUE! | #VALUE! | #VALUE! |  |  | #VALUE! | #VALUE! | #VALUE! | #VALUE! | #VALUE! | #VALUE! | #VALUE! | #VALUE! |  |  |  |  | #VALUE! | #VALUE! | #VALUE! |  |  | #VALUE! | #VALUE! | #VALUE! | #VALUE! | #VALUE! | #VALUE! | #VALUE! | #VALUE! |  |  |  |  | #VALUE! | #VALUE! | #VALUE! |  |  | #VALUE! | #VALUE! | #VALUE! | #VALUE! | #VALUE! | #VALUE! | #VALUE! | #VALUE! |  |  |  |  | #VALUE! | #VALUE! | #VALUE! |  |  | #VALUE! | #VALUE! | #VALUE! | #VALUE! | #VALUE! | #VALUE! | #VALUE! | #VALUE! |  |  |  |  | #VALUE! | #VALUE! | #VALUE! |  |  | #VALUE! | #VALUE! | #VALUE! | #VALUE! | #VALUE! | #VALUE! | #VALUE! | #VALUE! |  |  | #VALUE! | #VALUE! | #VALUE! | #VALUE! | #VALUE! |  |  | #VALUE! | #VALUE! | #VALUE! | #VALUE! | #VALUE! | #VALUE! | #VALUE! | #VALUE! |  |  | #VALUE! | #VALUE! | #VALUE! | #VALUE! | #VALUE! |  |  | #VALUE! | #VALUE! | #VALUE! | #VALUE! | #VALUE! | #VALUE! | #VALUE! | #VALUE! | 0 | #REF! | #VALUE! | #VALUE! | #VALUE! | #VALUE! | #VALUE! | #VALUE! | #VALUE! | 0
|  |  |  | 0 | 51 | 0 |  |  | 1 | 1.0842e-19 | 0 | 1.0669e-18 | 1.0669e-18 | 1.0669e-18 | 0 | 0 |  |  |  |  | #VALUE! | #VALUE! | #VALUE! |  |  | #VALUE! | #VALUE! | #VALUE! | #VALUE! | #VALUE! | #VALUE! | #VALUE! | #VALUE! |  |  |  |  | #VALUE! | #VALUE! | #VALUE! |  |  | #VALUE! | #VALUE! | #VALUE! | #VALUE! | #VALUE! | #VALUE! | #VALUE! | #VALUE! |  |  |  |  | #VALUE! | #VALUE! | #VALUE! |  |  | #VALUE! | #VALUE! | #VALUE! | #VALUE! | #VALUE! | #VALUE! | #VALUE! | #VALUE! |  |  |  |  | #VALUE! | #VALUE! | #VALUE! |  |  | #VALUE! | #VALUE! | #VALUE! | #VALUE! | #VALUE! | #VALUE! | #VALUE! | #VALUE! |  |  |  |  | #VALUE! | #VALUE! | #VALUE! |  |  | #VALUE! | #VALUE! | #VALUE! | #VALUE! | #VALUE! | #VALUE! | #VALUE! | #VALUE! |  |  | #VALUE! | #VALUE! | #VALUE! | #VALUE! | #VALUE! |  |  | #VALUE! | #VALUE! | #VALUE! | #VALUE! | #VALUE! | #VALUE! | #VALUE! | #VALUE! |  |  | #VALUE! | #VALUE! | #VALUE! | #VALUE! | #VALUE! |  |  | #VALUE! | #VALUE! | #VALUE! | #VALUE! | #VALUE! | #VALUE! | #VALUE! | #VALUE! | 0 | #REF! | #VALUE! | #VALUE! | #VALUE! | #VALUE! | #VALUE! | #VALUE! | #VALUE! | 0
|  |  |  | 0 | 51 | 0 |  |  | 1 | 1.0842e-19 | 0 | 1.0669e-18 | 1.0669e-18 | 1.0669e-18 | 0 | 0 |  |  |  |  | #VALUE! | #VALUE! | #VALUE! |  |  | #VALUE! | #VALUE! | #VALUE! | #VALUE! | #VALUE! | #VALUE! | #VALUE! | #VALUE! |  |  |  |  | #VALUE! | #VALUE! | #VALUE! |  |  | #VALUE! | #VALUE! | #VALUE! | #VALUE! | #VALUE! | #VALUE! | #VALUE! | #VALUE! |  |  |  |  | #VALUE! | #VALUE! | #VALUE! |  |  | #VALUE! | #VALUE! | #VALUE! | #VALUE! | #VALUE! | #VALUE! | #VALUE! | #VALUE! |  |  |  |  | #VALUE! | #VALUE! | #VALUE! |  |  | #VALUE! | #VALUE! | #VALUE! | #VALUE! | #VALUE! | #VALUE! | #VALUE! | #VALUE! |  |  |  |  | #VALUE! | #VALUE! | #VALUE! |  |  | #VALUE! | #VALUE! | #VALUE! | #VALUE! | #VALUE! | #VALUE! | #VALUE! | #VALUE! |  |  | #VALUE! | #VALUE! | #VALUE! | #VALUE! | #VALUE! |  |  | #VALUE! | #VALUE! | #VALUE! | #VALUE! | #VALUE! | #VALUE! | #VALUE! | #VALUE! |  |  | #VALUE! | #VALUE! | #VALUE! | #VALUE! | #VALUE! |  |  | #VALUE! | #VALUE! | #VALUE! | #VALUE! | #VALUE! | #VALUE! | #VALUE! | #VALUE! | 0 | #REF! | #VALUE! | #VALUE! | #VALUE! | #VALUE! | #VALUE! | #VALUE! | #VALUE! | 0
|  |  |  | 0 | 51 | 0 |  |  | 1 | 1.0842e-19 | 0 | 1.0669e-18 | 1.0669e-18 | 1.0669e-18 | 0 | 0 |  |  |  |  | #VALUE! | #VALUE! | #VALUE! |  |  | #VALUE! | #VALUE! | #VALUE! | #VALUE! | #VALUE! | #VALUE! | #VALUE! | #VALUE! |  |  |  |  | #VALUE! | #VALUE! | #VALUE! |  |  | #VALUE! | #VALUE! | #VALUE! | #VALUE! | #VALUE! | #VALUE! | #VALUE! | #VALUE! |  |  |  |  | #VALUE! | #VALUE! | #VALUE! |  |  | #VALUE! | #VALUE! | #VALUE! | #VALUE! | #VALUE! | #VALUE! | #VALUE! | #VALUE! |  |  |  |  | #VALUE! | #VALUE! | #VALUE! |  |  | #VALUE! | #VALUE! | #VALUE! | #VALUE! | #VALUE! | #VALUE! | #VALUE! | #VALUE! |  |  |  |  | #VALUE! | #VALUE! | #VALUE! |  |  | #VALUE! | #VALUE! | #VALUE! | #VALUE! | #VALUE! | #VALUE! | #VALUE! | #VALUE! |  |  | #VALUE! | #VALUE! | #VALUE! | #VALUE! | #VALUE! |  |  | #VALUE! | #VALUE! | #VALUE! | #VALUE! | #VALUE! | #VALUE! | #VALUE! | #VALUE! |  |  | #VALUE! | #VALUE! | #VALUE! | #VALUE! | #VALUE! |  |  | #VALUE! | #VALUE! | #VALUE! | #VALUE! | #VALUE! | #VALUE! | #VALUE! | #VALUE! | 0 | #REF! | #VALUE! | #VALUE! | #VALUE! | #VALUE! | #VALUE! | #VALUE! | #VALUE! | 0
|  |  |  | 0 | 51 | 0 |  |  | 1 | 1.0842e-19 | 0 | 1.0669e-18 | 1.0669e-18 | 1.0669e-18 | 0 | 0 |  |  |  |  | #VALUE! | #VALUE! | #VALUE! |  |  | #VALUE! | #VALUE! | #VALUE! | #VALUE! | #VALUE! | #VALUE! | #VALUE! | #VALUE! |  |  |  |  | #VALUE! | #VALUE! | #VALUE! |  |  | #VALUE! | #VALUE! | #VALUE! | #VALUE! | #VALUE! | #VALUE! | #VALUE! | #VALUE! |  |  |  |  | #VALUE! | #VALUE! | #VALUE! |  |  | #VALUE! | #VALUE! | #VALUE! | #VALUE! | #VALUE! | #VALUE! | #VALUE! | #VALUE! |  |  |  |  | #VALUE! | #VALUE! | #VALUE! |  |  | #VALUE! | #VALUE! | #VALUE! | #VALUE! | #VALUE! | #VALUE! | #VALUE! | #VALUE! |  |  |  |  | #VALUE! | #VALUE! | #VALUE! |  |  | #VALUE! | #VALUE! | #VALUE! | #VALUE! | #VALUE! | #VALUE! | #VALUE! | #VALUE! |  |  | #VALUE! | #VALUE! | #VALUE! | #VALUE! | #VALUE! |  |  | #VALUE! | #VALUE! | #VALUE! | #VALUE! | #VALUE! | #VALUE! | #VALUE! | #VALUE! |  |  | #VALUE! | #VALUE! | #VALUE! | #VALUE! | #VALUE! |  |  | #VALUE! | #VALUE! | #VALUE! | #VALUE! | #VALUE! | #VALUE! | #VALUE! | #VALUE! | 0 | #REF! | #VALUE! | #VALUE! | #VALUE! | #VALUE! | #VALUE! | #VALUE! | #VALUE! | 0
|  |  |  | 0 | 51 | 0 |  |  | 1 | 1.0842e-19 | 0 | 1.0669e-18 | 1.0669e-18 | 1.0669e-18 | 0 | 0 |  |  |  |  | #VALUE! | #VALUE! | #VALUE! |  |  | #VALUE! | #VALUE! | #VALUE! | #VALUE! | #VALUE! | #VALUE! | #VALUE! | #VALUE! |  |  |  |  | #VALUE! | #VALUE! | #VALUE! |  |  | #VALUE! | #VALUE! | #VALUE! | #VALUE! | #VALUE! | #VALUE! | #VALUE! | #VALUE! |  |  |  |  | #VALUE! | #VALUE! | #VALUE! |  |  | #VALUE! | #VALUE! | #VALUE! | #VALUE! | #VALUE! | #VALUE! | #VALUE! | #VALUE! |  |  |  |  | #VALUE! | #VALUE! | #VALUE! |  |  | #VALUE! | #VALUE! | #VALUE! | #VALUE! | #VALUE! | #VALUE! | #VALUE! | #VALUE! |  |  |  |  | #VALUE! | #VALUE! | #VALUE! |  |  | #VALUE! | #VALUE! | #VALUE! | #VALUE! | #VALUE! | #VALUE! | #VALUE! | #VALUE! |  |  | #VALUE! | #VALUE! | #VALUE! | #VALUE! | #VALUE! |  |  | #VALUE! | #VALUE! | #VALUE! | #VALUE! | #VALUE! | #VALUE! | #VALUE! | #VALUE! |  |  | #VALUE! | #VALUE! | #VALUE! | #VALUE! | #VALUE! |  |  | #VALUE! | #VALUE! | #VALUE! | #VALUE! | #VALUE! | #VALUE! | #VALUE! | #VALUE! | 0 | #REF! | #VALUE! | #VALUE! | #VALUE! | #VALUE! | #VALUE! | #VALUE! | #VALUE! | 0
|  |  |  | 0 | 51 | 0 |  |  | 1 | 1.0842e-19 | 0 | 1.0669e-18 | 1.0669e-18 | 1.0669e-18 | 0 | 0 |  |  |  |  | #VALUE! | #VALUE! | #VALUE! |  |  | #VALUE! | #VALUE! | #VALUE! | #VALUE! | #VALUE! | #VALUE! | #VALUE! | #VALUE! |  |  |  |  | #VALUE! | #VALUE! | #VALUE! |  |  | #VALUE! | #VALUE! | #VALUE! | #VALUE! | #VALUE! | #VALUE! | #VALUE! | #VALUE! |  |  |  |  | #VALUE! | #VALUE! | #VALUE! |  |  | #VALUE! | #VALUE! | #VALUE! | #VALUE! | #VALUE! | #VALUE! | #VALUE! | #VALUE! |  |  |  |  | #VALUE! | #VALUE! | #VALUE! |  |  | #VALUE! | #VALUE! | #VALUE! | #VALUE! | #VALUE! | #VALUE! | #VALUE! | #VALUE! |  |  |  |  | #VALUE! | #VALUE! | #VALUE! |  |  | #VALUE! | #VALUE! | #VALUE! | #VALUE! | #VALUE! | #VALUE! | #VALUE! | #VALUE! |  |  | #VALUE! | #VALUE! | #VALUE! | #VALUE! | #VALUE! |  |  | #VALUE! | #VALUE! | #VALUE! | #VALUE! | #VALUE! | #VALUE! | #VALUE! | #VALUE! |  |  | #VALUE! | #VALUE! | #VALUE! | #VALUE! | #VALUE! |  |  | #VALUE! | #VALUE! | #VALUE! | #VALUE! | #VALUE! | #VALUE! | #VALUE! | #VALUE! | 0 | #REF! | #VALUE! | #VALUE! | #VALUE! | #VALUE! | #VALUE! | #VALUE! | #VALUE! | 0
|  |  |  | 0 | 51 | 0 |  |  | 1 | 1.0842e-19 | 0 | 1.0669e-18 | 1.0669e-18 | 1.0669e-18 | 0 | 0 |  |  |  |  | #VALUE! | #VALUE! | #VALUE! |  |  | #VALUE! | #VALUE! | #VALUE! | #VALUE! | #VALUE! | #VALUE! | #VALUE! | #VALUE! |  |  |  |  | #VALUE! | #VALUE! | #VALUE! |  |  | #VALUE! | #VALUE! | #VALUE! | #VALUE! | #VALUE! | #VALUE! | #VALUE! | #VALUE! |  |  |  |  | #VALUE! | #VALUE! | #VALUE! |  |  | #VALUE! | #VALUE! | #VALUE! | #VALUE! | #VALUE! | #VALUE! | #VALUE! | #VALUE! |  |  |  |  | #VALUE! | #VALUE! | #VALUE! |  |  | #VALUE! | #VALUE! | #VALUE! | #VALUE! | #VALUE! | #VALUE! | #VALUE! | #VALUE! |  |  |  |  | #VALUE! | #VALUE! | #VALUE! |  |  | #VALUE! | #VALUE! | #VALUE! | #VALUE! | #VALUE! | #VALUE! | #VALUE! | #VALUE! |  |  | #VALUE! | #VALUE! | #VALUE! | #VALUE! | #VALUE! |  |  | #VALUE! | #VALUE! | #VALUE! | #VALUE! | #VALUE! | #VALUE! | #VALUE! | #VALUE! |  |  | #VALUE! | #VALUE! | #VALUE! | #VALUE! | #VALUE! |  |  | #VALUE! | #VALUE! | #VALUE! | #VALUE! | #VALUE! | #VALUE! | #VALUE! | #VALUE! | 0 | #REF! | #VALUE! | #VALUE! | #VALUE! | #VALUE! | #VALUE! | #VALUE! | #VALUE! | 0
|  |  |  | 0 | 51 | 0 |  |  | 1 | 1.0842e-19 | 0 | 1.0669e-18 | 1.0669e-18 | 1.0669e-18 | 0 | 0 |  |  |  |  | #VALUE! | #VALUE! | #VALUE! |  |  | #VALUE! | #VALUE! | #VALUE! | #VALUE! | #VALUE! | #VALUE! | #VALUE! | #VALUE! |  |  |  |  | #VALUE! | #VALUE! | #VALUE! |  |  | #VALUE! | #VALUE! | #VALUE! | #VALUE! | #VALUE! | #VALUE! | #VALUE! | #VALUE! |  |  |  |  | #VALUE! | #VALUE! | #VALUE! |  |  | #VALUE! | #VALUE! | #VALUE! | #VALUE! | #VALUE! | #VALUE! | #VALUE! | #VALUE! |  |  |  |  | #VALUE! | #VALUE! | #VALUE! |  |  | #VALUE! | #VALUE! | #VALUE! | #VALUE! | #VALUE! | #VALUE! | #VALUE! | #VALUE! |  |  |  |  | #VALUE! | #VALUE! | #VALUE! |  |  | #VALUE! | #VALUE! | #VALUE! | #VALUE! | #VALUE! | #VALUE! | #VALUE! | #VALUE! |  |  | #VALUE! | #VALUE! | #VALUE! | #VALUE! | #VALUE! |  |  | #VALUE! | #VALUE! | #VALUE! | #VALUE! | #VALUE! | #VALUE! | #VALUE! | #VALUE! |  |  | #VALUE! | #VALUE! | #VALUE! | #VALUE! | #VALUE! |  |  | #VALUE! | #VALUE! | #VALUE! | #VALUE! | #VALUE! | #VALUE! | #VALUE! | #VALUE! | 0 | #REF! | #VALUE! | #VALUE! | #VALUE! | #VALUE! | #VALUE! | #VALUE! | #VALUE! | 0
|  |  |  | 0 | 51 | 0 |  |  | 1 | 1.0842e-19 | 0 | 1.0669e-18 | 1.0669e-18 | 1.0669e-18 | 0 | 0 |  |  |  |  | #VALUE! | #VALUE! | #VALUE! |  |  | #VALUE! | #VALUE! | #VALUE! | #VALUE! | #VALUE! | #VALUE! | #VALUE! | #VALUE! |  |  |  |  | #VALUE! | #VALUE! | #VALUE! |  |  | #VALUE! | #VALUE! | #VALUE! | #VALUE! | #VALUE! | #VALUE! | #VALUE! | #VALUE! |  |  |  |  | #VALUE! | #VALUE! | #VALUE! |  |  | #VALUE! | #VALUE! | #VALUE! | #VALUE! | #VALUE! | #VALUE! | #VALUE! | #VALUE! |  |  |  |  | #VALUE! | #VALUE! | #VALUE! |  |  | #VALUE! | #VALUE! | #VALUE! | #VALUE! | #VALUE! | #VALUE! | #VALUE! | #VALUE! |  |  |  |  | #VALUE! | #VALUE! | #VALUE! |  |  | #VALUE! | #VALUE! | #VALUE! | #VALUE! | #VALUE! | #VALUE! | #VALUE! | #VALUE! |  |  | #VALUE! | #VALUE! | #VALUE! | #VALUE! | #VALUE! |  |  | #VALUE! | #VALUE! | #VALUE! | #VALUE! | #VALUE! | #VALUE! | #VALUE! | #VALUE! |  |  | #VALUE! | #VALUE! | #VALUE! | #VALUE! | #VALUE! |  |  | #VALUE! | #VALUE! | #VALUE! | #VALUE! | #VALUE! | #VALUE! | #VALUE! | #VALUE! | 0 | #REF! | #VALUE! | #VALUE! | #VALUE! | #VALUE! | #VALUE! | #VALUE! | #VALUE! | 0
|  |  |  | 0 | 51 | 0 |  |  | 1 | 1.0842e-19 | 0 | 1.0669e-18 | 1.0669e-18 | 1.0669e-18 | 0 | 0 |  |  |  |  | #VALUE! | #VALUE! | #VALUE! |  |  | #VALUE! | #VALUE! | #VALUE! | #VALUE! | #VALUE! | #VALUE! | #VALUE! | #VALUE! |  |  |  |  | #VALUE! | #VALUE! | #VALUE! |  |  | #VALUE! | #VALUE! | #VALUE! | #VALUE! | #VALUE! | #VALUE! | #VALUE! | #VALUE! |  |  |  |  | #VALUE! | #VALUE! | #VALUE! |  |  | #VALUE! | #VALUE! | #VALUE! | #VALUE! | #VALUE! | #VALUE! | #VALUE! | #VALUE! |  |  |  |  | #VALUE! | #VALUE! | #VALUE! |  |  | #VALUE! | #VALUE! | #VALUE! | #VALUE! | #VALUE! | #VALUE! | #VALUE! | #VALUE! |  |  |  |  | #VALUE! | #VALUE! | #VALUE! |  |  | #VALUE! | #VALUE! | #VALUE! | #VALUE! | #VALUE! | #VALUE! | #VALUE! | #VALUE! |  |  | #VALUE! | #VALUE! | #VALUE! | #VALUE! | #VALUE! |  |  | #VALUE! | #VALUE! | #VALUE! | #VALUE! | #VALUE! | #VALUE! | #VALUE! | #VALUE! |  |  | #VALUE! | #VALUE! | #VALUE! | #VALUE! | #VALUE! |  |  | #VALUE! | #VALUE! | #VALUE! | #VALUE! | #VALUE! | #VALUE! | #VALUE! | #VALUE! | 0 | #REF! | #VALUE! | #VALUE! | #VALUE! | #VALUE! | #VALUE! | #VALUE! | #VALUE! | 0
|  |  |  | 0 | 51 | 0 |  |  | 1 | 1.0842e-19 | 0 | 1.0669e-18 | 1.0669e-18 | 1.0669e-18 | 0 | 0 |  |  |  |  | #VALUE! | #VALUE! | #VALUE! |  |  | #VALUE! | #VALUE! | #VALUE! | #VALUE! | #VALUE! | #VALUE! | #VALUE! | #VALUE! |  |  |  |  | #VALUE! | #VALUE! | #VALUE! |  |  | #VALUE! | #VALUE! | #VALUE! | #VALUE! | #VALUE! | #VALUE! | #VALUE! | #VALUE! |  |  |  |  | #VALUE! | #VALUE! | #VALUE! |  |  | #VALUE! | #VALUE! | #VALUE! | #VALUE! | #VALUE! | #VALUE! | #VALUE! | #VALUE! |  |  |  |  | #VALUE! | #VALUE! | #VALUE! |  |  | #VALUE! | #VALUE! | #VALUE! | #VALUE! | #VALUE! | #VALUE! | #VALUE! | #VALUE! |  |  |  |  | #VALUE! | #VALUE! | #VALUE! |  |  | #VALUE! | #VALUE! | #VALUE! | #VALUE! | #VALUE! | #VALUE! | #VALUE! | #VALUE! |  |  | #VALUE! | #VALUE! | #VALUE! | #VALUE! | #VALUE! |  |  | #VALUE! | #VALUE! | #VALUE! | #VALUE! | #VALUE! | #VALUE! | #VALUE! | #VALUE! |  |  | #VALUE! | #VALUE! | #VALUE! | #VALUE! | #VALUE! |  |  | #VALUE! | #VALUE! | #VALUE! | #VALUE! | #VALUE! | #VALUE! | #VALUE! | #VALUE! | 0 | #REF! | #VALUE! | #VALUE! | #VALUE! | #VALUE! | #VALUE! | #VALUE! | #VALUE! | 0
|  |  |  | 0 | 51 | 0 |  |  | 1 | 1.0842e-19 | 0 | 1.0669e-18 | 1.0669e-18 | 1.0669e-18 | 0 | 0 |  |  |  |  | #VALUE! | #VALUE! | #VALUE! |  |  | #VALUE! | #VALUE! | #VALUE! | #VALUE! | #VALUE! | #VALUE! | #VALUE! | #VALUE! |  |  |  |  | #VALUE! | #VALUE! | #VALUE! |  |  | #VALUE! | #VALUE! | #VALUE! | #VALUE! | #VALUE! | #VALUE! | #VALUE! | #VALUE! |  |  |  |  | #VALUE! | #VALUE! | #VALUE! |  |  | #VALUE! | #VALUE! | #VALUE! | #VALUE! | #VALUE! | #VALUE! | #VALUE! | #VALUE! |  |  |  |  | #VALUE! | #VALUE! | #VALUE! |  |  | #VALUE! | #VALUE! | #VALUE! | #VALUE! | #VALUE! | #VALUE! | #VALUE! | #VALUE! |  |  |  |  | #VALUE! | #VALUE! | #VALUE! |  |  | #VALUE! | #VALUE! | #VALUE! | #VALUE! | #VALUE! | #VALUE! | #VALUE! | #VALUE! |  |  | #VALUE! | #VALUE! | #VALUE! | #VALUE! | #VALUE! |  |  | #VALUE! | #VALUE! | #VALUE! | #VALUE! | #VALUE! | #VALUE! | #VALUE! | #VALUE! |  |  | #VALUE! | #VALUE! | #VALUE! | #VALUE! | #VALUE! |  |  | #VALUE! | #VALUE! | #VALUE! | #VALUE! | #VALUE! | #VALUE! | #VALUE! | #VALUE! | 0 | #REF! | #VALUE! | #VALUE! | #VALUE! | #VALUE! | #VALUE! | #VALUE! | #VALUE! | 0
|  |  |  | 0 | 51 | 0 |  |  | 1 | 1.0842e-19 | 0 | 1.0669e-18 | 1.0669e-18 | 1.0669e-18 | 0 | 0 |  |  |  |  | #VALUE! | #VALUE! | #VALUE! |  |  | #VALUE! | #VALUE! | #VALUE! | #VALUE! | #VALUE! | #VALUE! | #VALUE! | #VALUE! |  |  |  |  | #VALUE! | #VALUE! | #VALUE! |  |  | #VALUE! | #VALUE! | #VALUE! | #VALUE! | #VALUE! | #VALUE! | #VALUE! | #VALUE! |  |  |  |  | #VALUE! | #VALUE! | #VALUE! |  |  | #VALUE! | #VALUE! | #VALUE! | #VALUE! | #VALUE! | #VALUE! | #VALUE! | #VALUE! |  |  |  |  | #VALUE! | #VALUE! | #VALUE! |  |  | #VALUE! | #VALUE! | #VALUE! | #VALUE! | #VALUE! | #VALUE! | #VALUE! | #VALUE! |  |  |  |  | #VALUE! | #VALUE! | #VALUE! |  |  | #VALUE! | #VALUE! | #VALUE! | #VALUE! | #VALUE! | #VALUE! | #VALUE! | #VALUE! |  |  | #VALUE! | #VALUE! | #VALUE! | #VALUE! | #VALUE! |  |  | #VALUE! | #VALUE! | #VALUE! | #VALUE! | #VALUE! | #VALUE! | #VALUE! | #VALUE! |  |  | #VALUE! | #VALUE! | #VALUE! | #VALUE! | #VALUE! |  |  | #VALUE! | #VALUE! | #VALUE! | #VALUE! | #VALUE! | #VALUE! | #VALUE! | #VALUE! | 0 | #REF! | #VALUE! | #VALUE! | #VALUE! | #VALUE! | #VALUE! | #VALUE! | #VALUE! | 0
|  |  |  | 0 | 51 | 0 |  |  | 1 | 1.0842e-19 | 0 | 1.0669e-18 | 1.0669e-18 | 1.0669e-18 | 0 | 0 |  |  |  |  | #VALUE! | #VALUE! | #VALUE! |  |  | #VALUE! | #VALUE! | #VALUE! | #VALUE! | #VALUE! | #VALUE! | #VALUE! | #VALUE! |  |  |  |  | #VALUE! | #VALUE! | #VALUE! |  |  | #VALUE! | #VALUE! | #VALUE! | #VALUE! | #VALUE! | #VALUE! | #VALUE! | #VALUE! |  |  |  |  | #VALUE! | #VALUE! | #VALUE! |  |  | #VALUE! | #VALUE! | #VALUE! | #VALUE! | #VALUE! | #VALUE! | #VALUE! | #VALUE! |  |  |  |  | #VALUE! | #VALUE! | #VALUE! |  |  | #VALUE! | #VALUE! | #VALUE! | #VALUE! | #VALUE! | #VALUE! | #VALUE! | #VALUE! |  |  |  |  | #VALUE! | #VALUE! | #VALUE! |  |  | #VALUE! | #VALUE! | #VALUE! | #VALUE! | #VALUE! | #VALUE! | #VALUE! | #VALUE! |  |  | #VALUE! | #VALUE! | #VALUE! | #VALUE! | #VALUE! |  |  | #VALUE! | #VALUE! | #VALUE! | #VALUE! | #VALUE! | #VALUE! | #VALUE! | #VALUE! |  |  | #VALUE! | #VALUE! | #VALUE! | #VALUE! | #VALUE! |  |  | #VALUE! | #VALUE! | #VALUE! | #VALUE! | #VALUE! | #VALUE! | #VALUE! | #VALUE! | 0 | #REF! | #VALUE! | #VALUE! | #VALUE! | #VALUE! | #VALUE! | #VALUE! | #VALUE! | 0
|  |  |  | 0 | 51 | 0 |  |  | 1 | 1.0842e-19 | 0 | 1.0669e-18 | 1.0669e-18 | 1.0669e-18 | 0 | 0 |  |  |  |  | #VALUE! | #VALUE! | #VALUE! |  |  | #VALUE! | #VALUE! | #VALUE! | #VALUE! | #VALUE! | #VALUE! | #VALUE! | #VALUE! |  |  |  |  | #VALUE! | #VALUE! | #VALUE! |  |  | #VALUE! | #VALUE! | #VALUE! | #VALUE! | #VALUE! | #VALUE! | #VALUE! | #VALUE! |  |  |  |  | #VALUE! | #VALUE! | #VALUE! |  |  | #VALUE! | #VALUE! | #VALUE! | #VALUE! | #VALUE! | #VALUE! | #VALUE! | #VALUE! |  |  |  |  | #VALUE! | #VALUE! | #VALUE! |  |  | #VALUE! | #VALUE! | #VALUE! | #VALUE! | #VALUE! | #VALUE! | #VALUE! | #VALUE! |  |  |  |  | #VALUE! | #VALUE! | #VALUE! |  |  | #VALUE! | #VALUE! | #VALUE! | #VALUE! | #VALUE! | #VALUE! | #VALUE! | #VALUE! |  |  | #VALUE! | #VALUE! | #VALUE! | #VALUE! | #VALUE! |  |  | #VALUE! | #VALUE! | #VALUE! | #VALUE! | #VALUE! | #VALUE! | #VALUE! | #VALUE! |  |  | #VALUE! | #VALUE! | #VALUE! | #VALUE! | #VALUE! |  |  | #VALUE! | #VALUE! | #VALUE! | #VALUE! | #VALUE! | #VALUE! | #VALUE! | #VALUE! | 0 | #REF! | #VALUE! | #VALUE! | #VALUE! | #VALUE! | #VALUE! | #VALUE! | #VALUE! | 0
|  |  |  | 0 | 51 | 0 |  |  | 1 | 1.0842e-19 | 0 | 1.0669e-18 | 1.0669e-18 | 1.0669e-18 | 0 | 0 |  |  |  |  | #VALUE! | #VALUE! | #VALUE! |  |  | #VALUE! | #VALUE! | #VALUE! | #VALUE! | #VALUE! | #VALUE! | #VALUE! | #VALUE! |  |  |  |  | #VALUE! | #VALUE! | #VALUE! |  |  | #VALUE! | #VALUE! | #VALUE! | #VALUE! | #VALUE! | #VALUE! | #VALUE! | #VALUE! |  |  |  |  | #VALUE! | #VALUE! | #VALUE! |  |  | #VALUE! | #VALUE! | #VALUE! | #VALUE! | #VALUE! | #VALUE! | #VALUE! | #VALUE! |  |  |  |  | #VALUE! | #VALUE! | #VALUE! |  |  | #VALUE! | #VALUE! | #VALUE! | #VALUE! | #VALUE! | #VALUE! | #VALUE! | #VALUE! |  |  |  |  | #VALUE! | #VALUE! | #VALUE! |  |  | #VALUE! | #VALUE! | #VALUE! | #VALUE! | #VALUE! | #VALUE! | #VALUE! | #VALUE! |  |  | #VALUE! | #VALUE! | #VALUE! | #VALUE! | #VALUE! |  |  | #VALUE! | #VALUE! | #VALUE! | #VALUE! | #VALUE! | #VALUE! | #VALUE! | #VALUE! |  |  | #VALUE! | #VALUE! | #VALUE! | #VALUE! | #VALUE! |  |  | #VALUE! | #VALUE! | #VALUE! | #VALUE! | #VALUE! | #VALUE! | #VALUE! | #VALUE! | 0 | #REF! | #VALUE! | #VALUE! | #VALUE! | #VALUE! | #VALUE! | #VALUE! | #VALUE! | 0
|  |  |  | 0 | 51 | 0 |  |  | 1 | 1.0842e-19 | 0 | 1.0669e-18 | 1.0669e-18 | 1.0669e-18 | 0 | 0 |  |  |  |  | #VALUE! | #VALUE! | #VALUE! |  |  | #VALUE! | #VALUE! | #VALUE! | #VALUE! | #VALUE! | #VALUE! | #VALUE! | #VALUE! |  |  |  |  | #VALUE! | #VALUE! | #VALUE! |  |  | #VALUE! | #VALUE! | #VALUE! | #VALUE! | #VALUE! | #VALUE! | #VALUE! | #VALUE! |  |  |  |  | #VALUE! | #VALUE! | #VALUE! |  |  | #VALUE! | #VALUE! | #VALUE! | #VALUE! | #VALUE! | #VALUE! | #VALUE! | #VALUE! |  |  |  |  | #VALUE! | #VALUE! | #VALUE! |  |  | #VALUE! | #VALUE! | #VALUE! | #VALUE! | #VALUE! | #VALUE! | #VALUE! | #VALUE! |  |  |  |  | #VALUE! | #VALUE! | #VALUE! |  |  | #VALUE! | #VALUE! | #VALUE! | #VALUE! | #VALUE! | #VALUE! | #VALUE! | #VALUE! |  |  | #VALUE! | #VALUE! | #VALUE! | #VALUE! | #VALUE! |  |  | #VALUE! | #VALUE! | #VALUE! | #VALUE! | #VALUE! | #VALUE! | #VALUE! | #VALUE! |  |  | #VALUE! | #VALUE! | #VALUE! | #VALUE! | #VALUE! |  |  | #VALUE! | #VALUE! | #VALUE! | #VALUE! | #VALUE! | #VALUE! | #VALUE! | #VALUE! | 0 | #REF! | #VALUE! | #VALUE! | #VALUE! | #VALUE! | #VALUE! | #VALUE! | #VALUE! | 0
|  |  |  | 0 | 51 | 0 |  |  | 1 | 1.0842e-19 | 0 | 1.0669e-18 | 1.0669e-18 | 1.0669e-18 | 0 | 0 |  |  |  |  | #VALUE! | #VALUE! | #VALUE! |  |  | #VALUE! | #VALUE! | #VALUE! | #VALUE! | #VALUE! | #VALUE! | #VALUE! | #VALUE! |  |  |  |  | #VALUE! | #VALUE! | #VALUE! |  |  | #VALUE! | #VALUE! | #VALUE! | #VALUE! | #VALUE! | #VALUE! | #VALUE! | #VALUE! |  |  |  |  | #VALUE! | #VALUE! | #VALUE! |  |  | #VALUE! | #VALUE! | #VALUE! | #VALUE! | #VALUE! | #VALUE! | #VALUE! | #VALUE! |  |  |  |  | #VALUE! | #VALUE! | #VALUE! |  |  | #VALUE! | #VALUE! | #VALUE! | #VALUE! | #VALUE! | #VALUE! | #VALUE! | #VALUE! |  |  |  |  | #VALUE! | #VALUE! | #VALUE! |  |  | #VALUE! | #VALUE! | #VALUE! | #VALUE! | #VALUE! | #VALUE! | #VALUE! | #VALUE! |  |  | #VALUE! | #VALUE! | #VALUE! | #VALUE! | #VALUE! |  |  | #VALUE! | #VALUE! | #VALUE! | #VALUE! | #VALUE! | #VALUE! | #VALUE! | #VALUE! |  |  | #VALUE! | #VALUE! | #VALUE! | #VALUE! | #VALUE! |  |  | #VALUE! | #VALUE! | #VALUE! | #VALUE! | #VALUE! | #VALUE! | #VALUE! | #VALUE! | 0 | #REF! | #VALUE! | #VALUE! | #VALUE! | #VALUE! | #VALUE! | #VALUE! | #VALUE! | 0
|  |  |  | 0 | 51 | 0 |  |  | 1 | 1.0842e-19 | 0 | 1.0669e-18 | 1.0669e-18 | 1.0669e-18 | 0 | 0 |  |  |  |  | #VALUE! | #VALUE! | #VALUE! |  |  | #VALUE! | #VALUE! | #VALUE! | #VALUE! | #VALUE! | #VALUE! | #VALUE! | #VALUE! |  |  |  |  | #VALUE! | #VALUE! | #VALUE! |  |  | #VALUE! | #VALUE! | #VALUE! | #VALUE! | #VALUE! | #VALUE! | #VALUE! | #VALUE! |  |  |  |  | #VALUE! | #VALUE! | #VALUE! |  |  | #VALUE! | #VALUE! | #VALUE! | #VALUE! | #VALUE! | #VALUE! | #VALUE! | #VALUE! |  |  |  |  | #VALUE! | #VALUE! | #VALUE! |  |  | #VALUE! | #VALUE! | #VALUE! | #VALUE! | #VALUE! | #VALUE! | #VALUE! | #VALUE! |  |  |  |  | #VALUE! | #VALUE! | #VALUE! |  |  | #VALUE! | #VALUE! | #VALUE! | #VALUE! | #VALUE! | #VALUE! | #VALUE! | #VALUE! |  |  | #VALUE! | #VALUE! | #VALUE! | #VALUE! | #VALUE! |  |  | #VALUE! | #VALUE! | #VALUE! | #VALUE! | #VALUE! | #VALUE! | #VALUE! | #VALUE! |  |  | #VALUE! | #VALUE! | #VALUE! | #VALUE! | #VALUE! |  |  | #VALUE! | #VALUE! | #VALUE! | #VALUE! | #VALUE! | #VALUE! | #VALUE! | #VALUE! | 0 | #REF! | #VALUE! | #VALUE! | #VALUE! | #VALUE! | #VALUE! | #VALUE! | #VALUE! | 0
|  |  |  | 0 | 51 | 0 |  |  | 1 | 1.0842e-19 | 0 | 1.0669e-18 | 1.0669e-18 | 1.0669e-18 | 0 | 0 |  |  |  |  | #VALUE! | #VALUE! | #VALUE! |  |  | #VALUE! | #VALUE! | #VALUE! | #VALUE! | #VALUE! | #VALUE! | #VALUE! | #VALUE! |  |  |  |  | #VALUE! | #VALUE! | #VALUE! |  |  | #VALUE! | #VALUE! | #VALUE! | #VALUE! | #VALUE! | #VALUE! | #VALUE! | #VALUE! |  |  |  |  | #VALUE! | #VALUE! | #VALUE! |  |  | #VALUE! | #VALUE! | #VALUE! | #VALUE! | #VALUE! | #VALUE! | #VALUE! | #VALUE! |  |  |  |  | #VALUE! | #VALUE! | #VALUE! |  |  | #VALUE! | #VALUE! | #VALUE! | #VALUE! | #VALUE! | #VALUE! | #VALUE! | #VALUE! |  |  |  |  | #VALUE! | #VALUE! | #VALUE! |  |  | #VALUE! | #VALUE! | #VALUE! | #VALUE! | #VALUE! | #VALUE! | #VALUE! | #VALUE! |  |  | #VALUE! | #VALUE! | #VALUE! | #VALUE! | #VALUE! |  |  | #VALUE! | #VALUE! | #VALUE! | #VALUE! | #VALUE! | #VALUE! | #VALUE! | #VALUE! |  |  | #VALUE! | #VALUE! | #VALUE! | #VALUE! | #VALUE! |  |  | #VALUE! | #VALUE! | #VALUE! | #VALUE! | #VALUE! | #VALUE! | #VALUE! | #VALUE! | 0 | #REF! | #VALUE! | #VALUE! | #VALUE! | #VALUE! | #VALUE! | #VALUE! | #VALUE! | 0
|  |  |  | 0 | 51 | 0 |  |  | 1 | 1.0842e-19 | 0 | 1.0669e-18 | 1.0669e-18 | 1.0669e-18 | 0 | 0 |  |  |  |  | #VALUE! | #VALUE! | #VALUE! |  |  | #VALUE! | #VALUE! | #VALUE! | #VALUE! | #VALUE! | #VALUE! | #VALUE! | #VALUE! |  |  |  |  | #VALUE! | #VALUE! | #VALUE! |  |  | #VALUE! | #VALUE! | #VALUE! | #VALUE! | #VALUE! | #VALUE! | #VALUE! | #VALUE! |  |  |  |  | #VALUE! | #VALUE! | #VALUE! |  |  | #VALUE! | #VALUE! | #VALUE! | #VALUE! | #VALUE! | #VALUE! | #VALUE! | #VALUE! |  |  |  |  | #VALUE! | #VALUE! | #VALUE! |  |  | #VALUE! | #VALUE! | #VALUE! | #VALUE! | #VALUE! | #VALUE! | #VALUE! | #VALUE! |  |  |  |  | #VALUE! | #VALUE! | #VALUE! |  |  | #VALUE! | #VALUE! | #VALUE! | #VALUE! | #VALUE! | #VALUE! | #VALUE! | #VALUE! |  |  | #VALUE! | #VALUE! | #VALUE! | #VALUE! | #VALUE! |  |  | #VALUE! | #VALUE! | #VALUE! | #VALUE! | #VALUE! | #VALUE! | #VALUE! | #VALUE! |  |  | #VALUE! | #VALUE! | #VALUE! | #VALUE! | #VALUE! |  |  | #VALUE! | #VALUE! | #VALUE! | #VALUE! | #VALUE! | #VALUE! | #VALUE! | #VALUE! | 0 | #REF! | #VALUE! | #VALUE! | #VALUE! | #VALUE! | #VALUE! | #VALUE! | #VALUE! | 0
|  |  |  | 0 | 51 | 0 |  |  | 1 | 1.0842e-19 | 0 | 1.0669e-18 | 1.0669e-18 | 1.0669e-18 | 0 | 0 |  |  |  |  | #VALUE! | #VALUE! | #VALUE! |  |  | #VALUE! | #VALUE! | #VALUE! | #VALUE! | #VALUE! | #VALUE! | #VALUE! | #VALUE! |  |  |  |  | #VALUE! | #VALUE! | #VALUE! |  |  | #VALUE! | #VALUE! | #VALUE! | #VALUE! | #VALUE! | #VALUE! | #VALUE! | #VALUE! |  |  |  |  | #VALUE! | #VALUE! | #VALUE! |  |  | #VALUE! | #VALUE! | #VALUE! | #VALUE! | #VALUE! | #VALUE! | #VALUE! | #VALUE! |  |  |  |  | #VALUE! | #VALUE! | #VALUE! |  |  | #VALUE! | #VALUE! | #VALUE! | #VALUE! | #VALUE! | #VALUE! | #VALUE! | #VALUE! |  |  |  |  | #VALUE! | #VALUE! | #VALUE! |  |  | #VALUE! | #VALUE! | #VALUE! | #VALUE! | #VALUE! | #VALUE! | #VALUE! | #VALUE! |  |  | #VALUE! | #VALUE! | #VALUE! | #VALUE! | #VALUE! |  |  | #VALUE! | #VALUE! | #VALUE! | #VALUE! | #VALUE! | #VALUE! | #VALUE! | #VALUE! |  |  | #VALUE! | #VALUE! | #VALUE! | #VALUE! | #VALUE! |  |  | #VALUE! | #VALUE! | #VALUE! | #VALUE! | #VALUE! | #VALUE! | #VALUE! | #VALUE! | 0 | #REF! | #VALUE! | #VALUE! | #VALUE! | #VALUE! | #VALUE! | #VALUE! | #VALUE! | 0
|  |  |  | 0 | 51 | 0 |  |  | 1 | 1.0842e-19 | 0 | 1.0669e-18 | 1.0669e-18 | 1.0669e-18 | 0 | 0 |  |  |  |  | #VALUE! | #VALUE! | #VALUE! |  |  | #VALUE! | #VALUE! | #VALUE! | #VALUE! | #VALUE! | #VALUE! | #VALUE! | #VALUE! |  |  |  |  | #VALUE! | #VALUE! | #VALUE! |  |  | #VALUE! | #VALUE! | #VALUE! | #VALUE! | #VALUE! | #VALUE! | #VALUE! | #VALUE! |  |  |  |  | #VALUE! | #VALUE! | #VALUE! |  |  | #VALUE! | #VALUE! | #VALUE! | #VALUE! | #VALUE! | #VALUE! | #VALUE! | #VALUE! |  |  |  |  | #VALUE! | #VALUE! | #VALUE! |  |  | #VALUE! | #VALUE! | #VALUE! | #VALUE! | #VALUE! | #VALUE! | #VALUE! | #VALUE! |  |  |  |  | #VALUE! | #VALUE! | #VALUE! |  |  | #VALUE! | #VALUE! | #VALUE! | #VALUE! | #VALUE! | #VALUE! | #VALUE! | #VALUE! |  |  | #VALUE! | #VALUE! | #VALUE! | #VALUE! | #VALUE! |  |  | #VALUE! | #VALUE! | #VALUE! | #VALUE! | #VALUE! | #VALUE! | #VALUE! | #VALUE! |  |  | #VALUE! | #VALUE! | #VALUE! | #VALUE! | #VALUE! |  |  | #VALUE! | #VALUE! | #VALUE! | #VALUE! | #VALUE! | #VALUE! | #VALUE! | #VALUE! | 0 | #REF! | #VALUE! | #VALUE! | #VALUE! | #VALUE! | #VALUE! | #VALUE! | #VALUE! | 0
|  |  |  | 0 | 51 | 0 |  |  | 1 | 1.0842e-19 | 0 | 1.0669e-18 | 1.0669e-18 | 1.0669e-18 | 0 | 0 |  |  |  |  | #VALUE! | #VALUE! | #VALUE! |  |  | #VALUE! | #VALUE! | #VALUE! | #VALUE! | #VALUE! | #VALUE! | #VALUE! | #VALUE! |  |  |  |  | #VALUE! | #VALUE! | #VALUE! |  |  | #VALUE! | #VALUE! | #VALUE! | #VALUE! | #VALUE! | #VALUE! | #VALUE! | #VALUE! |  |  |  |  | #VALUE! | #VALUE! | #VALUE! |  |  | #VALUE! | #VALUE! | #VALUE! | #VALUE! | #VALUE! | #VALUE! | #VALUE! | #VALUE! |  |  |  |  | #VALUE! | #VALUE! | #VALUE! |  |  | #VALUE! | #VALUE! | #VALUE! | #VALUE! | #VALUE! | #VALUE! | #VALUE! | #VALUE! |  |  |  |  | #VALUE! | #VALUE! | #VALUE! |  |  | #VALUE! | #VALUE! | #VALUE! | #VALUE! | #VALUE! | #VALUE! | #VALUE! | #VALUE! |  |  | #VALUE! | #VALUE! | #VALUE! | #VALUE! | #VALUE! |  |  | #VALUE! | #VALUE! | #VALUE! | #VALUE! | #VALUE! | #VALUE! | #VALUE! | #VALUE! |  |  | #VALUE! | #VALUE! | #VALUE! | #VALUE! | #VALUE! |  |  | #VALUE! | #VALUE! | #VALUE! | #VALUE! | #VALUE! | #VALUE! | #VALUE! | #VALUE! | 0 | #REF! | #VALUE! | #VALUE! | #VALUE! | #VALUE! | #VALUE! | #VALUE! | #VALUE! | 0
|  |  |  | 0 | 51 | 0 |  |  | 1 | 1.0842e-19 | 0 | 1.0669e-18 | 1.0669e-18 | 1.0669e-18 | 0 | 0 |  |  |  |  | #VALUE! | #VALUE! | #VALUE! |  |  | #VALUE! | #VALUE! | #VALUE! | #VALUE! | #VALUE! | #VALUE! | #VALUE! | #VALUE! |  |  |  |  | #VALUE! | #VALUE! | #VALUE! |  |  | #VALUE! | #VALUE! | #VALUE! | #VALUE! | #VALUE! | #VALUE! | #VALUE! | #VALUE! |  |  |  |  | #VALUE! | #VALUE! | #VALUE! |  |  | #VALUE! | #VALUE! | #VALUE! | #VALUE! | #VALUE! | #VALUE! | #VALUE! | #VALUE! |  |  |  |  | #VALUE! | #VALUE! | #VALUE! |  |  | #VALUE! | #VALUE! | #VALUE! | #VALUE! | #VALUE! | #VALUE! | #VALUE! | #VALUE! |  |  |  |  | #VALUE! | #VALUE! | #VALUE! |  |  | #VALUE! | #VALUE! | #VALUE! | #VALUE! | #VALUE! | #VALUE! | #VALUE! | #VALUE! |  |  | #VALUE! | #VALUE! | #VALUE! | #VALUE! | #VALUE! |  |  | #VALUE! | #VALUE! | #VALUE! | #VALUE! | #VALUE! | #VALUE! | #VALUE! | #VALUE! |  |  | #VALUE! | #VALUE! | #VALUE! | #VALUE! | #VALUE! |  |  | #VALUE! | #VALUE! | #VALUE! | #VALUE! | #VALUE! | #VALUE! | #VALUE! | #VALUE! | 0 | #REF! | #VALUE! | #VALUE! | #VALUE! | #VALUE! | #VALUE! | #VALUE! | #VALUE! | 0
|  |  |  | 0 | 51 | 0 |  |  | 1 | 1.0842e-19 | 0 | 1.0669e-18 | 1.0669e-18 | 1.0669e-18 | 0 | 0 |  |  |  |  | #VALUE! | #VALUE! | #VALUE! |  |  | #VALUE! | #VALUE! | #VALUE! | #VALUE! | #VALUE! | #VALUE! | #VALUE! | #VALUE! |  |  |  |  | #VALUE! | #VALUE! | #VALUE! |  |  | #VALUE! | #VALUE! | #VALUE! | #VALUE! | #VALUE! | #VALUE! | #VALUE! | #VALUE! |  |  |  |  | #VALUE! | #VALUE! | #VALUE! |  |  | #VALUE! | #VALUE! | #VALUE! | #VALUE! | #VALUE! | #VALUE! | #VALUE! | #VALUE! |  |  |  |  | #VALUE! | #VALUE! | #VALUE! |  |  | #VALUE! | #VALUE! | #VALUE! | #VALUE! | #VALUE! | #VALUE! | #VALUE! | #VALUE! |  |  |  |  | #VALUE! | #VALUE! | #VALUE! |  |  | #VALUE! | #VALUE! | #VALUE! | #VALUE! | #VALUE! | #VALUE! | #VALUE! | #VALUE! |  |  | #VALUE! | #VALUE! | #VALUE! | #VALUE! | #VALUE! |  |  | #VALUE! | #VALUE! | #VALUE! | #VALUE! | #VALUE! | #VALUE! | #VALUE! | #VALUE! |  |  | #VALUE! | #VALUE! | #VALUE! | #VALUE! | #VALUE! |  |  | #VALUE! | #VALUE! | #VALUE! | #VALUE! | #VALUE! | #VALUE! | #VALUE! | #VALUE! | 0 | #REF! | #VALUE! | #VALUE! | #VALUE! | #VALUE! | #VALUE! | #VALUE! | #VALUE! | 0
|  |  |  | 0 | 51 | 0 |  |  | 1 | 1.0842e-19 | 0 | 1.0669e-18 | 1.0669e-18 | 1.0669e-18 | 0 | 0 |  |  |  |  | #VALUE! | #VALUE! | #VALUE! |  |  | #VALUE! | #VALUE! | #VALUE! | #VALUE! | #VALUE! | #VALUE! | #VALUE! | #VALUE! |  |  |  |  | #VALUE! | #VALUE! | #VALUE! |  |  | #VALUE! | #VALUE! | #VALUE! | #VALUE! | #VALUE! | #VALUE! | #VALUE! | #VALUE! |  |  |  |  | #VALUE! | #VALUE! | #VALUE! |  |  | #VALUE! | #VALUE! | #VALUE! | #VALUE! | #VALUE! | #VALUE! | #VALUE! | #VALUE! |  |  |  |  | #VALUE! | #VALUE! | #VALUE! |  |  | #VALUE! | #VALUE! | #VALUE! | #VALUE! | #VALUE! | #VALUE! | #VALUE! | #VALUE! |  |  |  |  | #VALUE! | #VALUE! | #VALUE! |  |  | #VALUE! | #VALUE! | #VALUE! | #VALUE! | #VALUE! | #VALUE! | #VALUE! | #VALUE! |  |  | #VALUE! | #VALUE! | #VALUE! | #VALUE! | #VALUE! |  |  | #VALUE! | #VALUE! | #VALUE! | #VALUE! | #VALUE! | #VALUE! | #VALUE! | #VALUE! |  |  | #VALUE! | #VALUE! | #VALUE! | #VALUE! | #VALUE! |  |  | #VALUE! | #VALUE! | #VALUE! | #VALUE! | #VALUE! | #VALUE! | #VALUE! | #VALUE! | 0 | #REF! | #VALUE! | #VALUE! | #VALUE! | #VALUE! | #VALUE! | #VALUE! | #VALUE! | 0
|  |  |  | 0 | 51 | 0 |  |  | 1 | 1.0842e-19 | 0 | 1.0669e-18 | 1.0669e-18 | 1.0669e-18 | 0 | 0 |  |  |  |  | #VALUE! | #VALUE! | #VALUE! |  |  | #VALUE! | #VALUE! | #VALUE! | #VALUE! | #VALUE! | #VALUE! | #VALUE! | #VALUE! |  |  |  |  | #VALUE! | #VALUE! | #VALUE! |  |  | #VALUE! | #VALUE! | #VALUE! | #VALUE! | #VALUE! | #VALUE! | #VALUE! | #VALUE! |  |  |  |  | #VALUE! | #VALUE! | #VALUE! |  |  | #VALUE! | #VALUE! | #VALUE! | #VALUE! | #VALUE! | #VALUE! | #VALUE! | #VALUE! |  |  |  |  | #VALUE! | #VALUE! | #VALUE! |  |  | #VALUE! | #VALUE! | #VALUE! | #VALUE! | #VALUE! | #VALUE! | #VALUE! | #VALUE! |  |  |  |  | #VALUE! | #VALUE! | #VALUE! |  |  | #VALUE! | #VALUE! | #VALUE! | #VALUE! | #VALUE! | #VALUE! | #VALUE! | #VALUE! |  |  | #VALUE! | #VALUE! | #VALUE! | #VALUE! | #VALUE! |  |  | #VALUE! | #VALUE! | #VALUE! | #VALUE! | #VALUE! | #VALUE! | #VALUE! | #VALUE! |  |  | #VALUE! | #VALUE! | #VALUE! | #VALUE! | #VALUE! |  |  | #VALUE! | #VALUE! | #VALUE! | #VALUE! | #VALUE! | #VALUE! | #VALUE! | #VALUE! | 0 | #REF! | #VALUE! | #VALUE! | #VALUE! | #VALUE! | #VALUE! | #VALUE! | #VALUE! | 0
|  |  |  | 0 | 51 | 0 |  |  | 1 | 1.0842e-19 | 0 | 1.0669e-18 | 1.0669e-18 | 1.0669e-18 | 0 | 0 |  |  |  |  | #VALUE! | #VALUE! | #VALUE! |  |  | #VALUE! | #VALUE! | #VALUE! | #VALUE! | #VALUE! | #VALUE! | #VALUE! | #VALUE! |  |  |  |  | #VALUE! | #VALUE! | #VALUE! |  |  | #VALUE! | #VALUE! | #VALUE! | #VALUE! | #VALUE! | #VALUE! | #VALUE! | #VALUE! |  |  |  |  | #VALUE! | #VALUE! | #VALUE! |  |  | #VALUE! | #VALUE! | #VALUE! | #VALUE! | #VALUE! | #VALUE! | #VALUE! | #VALUE! |  |  |  |  | #VALUE! | #VALUE! | #VALUE! |  |  | #VALUE! | #VALUE! | #VALUE! | #VALUE! | #VALUE! | #VALUE! | #VALUE! | #VALUE! |  |  |  |  | #VALUE! | #VALUE! | #VALUE! |  |  | #VALUE! | #VALUE! | #VALUE! | #VALUE! | #VALUE! | #VALUE! | #VALUE! | #VALUE! |  |  | #VALUE! | #VALUE! | #VALUE! | #VALUE! | #VALUE! |  |  | #VALUE! | #VALUE! | #VALUE! | #VALUE! | #VALUE! | #VALUE! | #VALUE! | #VALUE! |  |  | #VALUE! | #VALUE! | #VALUE! | #VALUE! | #VALUE! |  |  | #VALUE! | #VALUE! | #VALUE! | #VALUE! | #VALUE! | #VALUE! | #VALUE! | #VALUE! | 0 | #REF! | #VALUE! | #VALUE! | #VALUE! | #VALUE! | #VALUE! | #VALUE! | #VALUE! | 0
|  |  |  | 0 | 51 | 0 |  |  | 1 | 1.0842e-19 | 0 | 1.0669e-18 | 1.0669e-18 | 1.0669e-18 | 0 | 0 |  |  |  |  | #VALUE! | #VALUE! | #VALUE! |  |  | #VALUE! | #VALUE! | #VALUE! | #VALUE! | #VALUE! | #VALUE! | #VALUE! | #VALUE! |  |  |  |  | #VALUE! | #VALUE! | #VALUE! |  |  | #VALUE! | #VALUE! | #VALUE! | #VALUE! | #VALUE! | #VALUE! | #VALUE! | #VALUE! |  |  |  |  | #VALUE! | #VALUE! | #VALUE! |  |  | #VALUE! | #VALUE! | #VALUE! | #VALUE! | #VALUE! | #VALUE! | #VALUE! | #VALUE! |  |  |  |  | #VALUE! | #VALUE! | #VALUE! |  |  | #VALUE! | #VALUE! | #VALUE! | #VALUE! | #VALUE! | #VALUE! | #VALUE! | #VALUE! |  |  |  |  | #VALUE! | #VALUE! | #VALUE! |  |  | #VALUE! | #VALUE! | #VALUE! | #VALUE! | #VALUE! | #VALUE! | #VALUE! | #VALUE! |  |  | #VALUE! | #VALUE! | #VALUE! | #VALUE! | #VALUE! |  |  | #VALUE! | #VALUE! | #VALUE! | #VALUE! | #VALUE! | #VALUE! | #VALUE! | #VALUE! |  |  | #VALUE! | #VALUE! | #VALUE! | #VALUE! | #VALUE! |  |  | #VALUE! | #VALUE! | #VALUE! | #VALUE! | #VALUE! | #VALUE! | #VALUE! | #VALUE! | 0 | #REF! | #VALUE! | #VALUE! | #VALUE! | #VALUE! | #VALUE! | #VALUE! | #VALUE! | 0
|  |  |  | 0 | 51 | 0 |  |  | 1 | 1.0842e-19 | 0 | 1.0669e-18 | 1.0669e-18 | 1.0669e-18 | 0 | 0 |  |  |  |  | #VALUE! | #VALUE! | #VALUE! |  |  | #VALUE! | #VALUE! | #VALUE! | #VALUE! | #VALUE! | #VALUE! | #VALUE! | #VALUE! |  |  |  |  | #VALUE! | #VALUE! | #VALUE! |  |  | #VALUE! | #VALUE! | #VALUE! | #VALUE! | #VALUE! | #VALUE! | #VALUE! | #VALUE! |  |  |  |  | #VALUE! | #VALUE! | #VALUE! |  |  | #VALUE! | #VALUE! | #VALUE! | #VALUE! | #VALUE! | #VALUE! | #VALUE! | #VALUE! |  |  |  |  | #VALUE! | #VALUE! | #VALUE! |  |  | #VALUE! | #VALUE! | #VALUE! | #VALUE! | #VALUE! | #VALUE! | #VALUE! | #VALUE! |  |  |  |  | #VALUE! | #VALUE! | #VALUE! |  |  | #VALUE! | #VALUE! | #VALUE! | #VALUE! | #VALUE! | #VALUE! | #VALUE! | #VALUE! |  |  | #VALUE! | #VALUE! | #VALUE! | #VALUE! | #VALUE! |  |  | #VALUE! | #VALUE! | #VALUE! | #VALUE! | #VALUE! | #VALUE! | #VALUE! | #VALUE! |  |  | #VALUE! | #VALUE! | #VALUE! | #VALUE! | #VALUE! |  |  | #VALUE! | #VALUE! | #VALUE! | #VALUE! | #VALUE! | #VALUE! | #VALUE! | #VALUE! | 0 | #REF! | #VALUE! | #VALUE! | #VALUE! | #VALUE! | #VALUE! | #VALUE! | #VALUE! | 0
|  |  |  | 0 | 51 | 0 |  |  | 1 | 1.0842e-19 | 0 | 1.0669e-18 | 1.0669e-18 | 1.0669e-18 | 0 | 0 |  |  |  |  | #VALUE! | #VALUE! | #VALUE! |  |  | #VALUE! | #VALUE! | #VALUE! | #VALUE! | #VALUE! | #VALUE! | #VALUE! | #VALUE! |  |  |  |  | #VALUE! | #VALUE! | #VALUE! |  |  | #VALUE! | #VALUE! | #VALUE! | #VALUE! | #VALUE! | #VALUE! | #VALUE! | #VALUE! |  |  |  |  | #VALUE! | #VALUE! | #VALUE! |  |  | #VALUE! | #VALUE! | #VALUE! | #VALUE! | #VALUE! | #VALUE! | #VALUE! | #VALUE! |  |  |  |  | #VALUE! | #VALUE! | #VALUE! |  |  | #VALUE! | #VALUE! | #VALUE! | #VALUE! | #VALUE! | #VALUE! | #VALUE! | #VALUE! |  |  |  |  | #VALUE! | #VALUE! | #VALUE! |  |  | #VALUE! | #VALUE! | #VALUE! | #VALUE! | #VALUE! | #VALUE! | #VALUE! | #VALUE! |  |  | #VALUE! | #VALUE! | #VALUE! | #VALUE! | #VALUE! |  |  | #VALUE! | #VALUE! | #VALUE! | #VALUE! | #VALUE! | #VALUE! | #VALUE! | #VALUE! |  |  | #VALUE! | #VALUE! | #VALUE! | #VALUE! | #VALUE! |  |  | #VALUE! | #VALUE! | #VALUE! | #VALUE! | #VALUE! | #VALUE! | #VALUE! | #VALUE! | 0 | #REF! | #VALUE! | #VALUE! | #VALUE! | #VALUE! | #VALUE! | #VALUE! | #VALUE! | 0
|  |  |  | 0 | 51 | 0 |  |  | 1 | 1.0842e-19 | 0 | 1.0669e-18 | 1.0669e-18 | 1.0669e-18 | 0 | 0 |  |  |  |  | #VALUE! | #VALUE! | #VALUE! |  |  | #VALUE! | #VALUE! | #VALUE! | #VALUE! | #VALUE! | #VALUE! | #VALUE! | #VALUE! |  |  |  |  | #VALUE! | #VALUE! | #VALUE! |  |  | #VALUE! | #VALUE! | #VALUE! | #VALUE! | #VALUE! | #VALUE! | #VALUE! | #VALUE! |  |  |  |  | #VALUE! | #VALUE! | #VALUE! |  |  | #VALUE! | #VALUE! | #VALUE! | #VALUE! | #VALUE! | #VALUE! | #VALUE! | #VALUE! |  |  |  |  | #VALUE! | #VALUE! | #VALUE! |  |  | #VALUE! | #VALUE! | #VALUE! | #VALUE! | #VALUE! | #VALUE! | #VALUE! | #VALUE! |  |  |  |  | #VALUE! | #VALUE! | #VALUE! |  |  | #VALUE! | #VALUE! | #VALUE! | #VALUE! | #VALUE! | #VALUE! | #VALUE! | #VALUE! |  |  | #VALUE! | #VALUE! | #VALUE! | #VALUE! | #VALUE! |  |  | #VALUE! | #VALUE! | #VALUE! | #VALUE! | #VALUE! | #VALUE! | #VALUE! | #VALUE! |  |  | #VALUE! | #VALUE! | #VALUE! | #VALUE! | #VALUE! |  |  | #VALUE! | #VALUE! | #VALUE! | #VALUE! | #VALUE! | #VALUE! | #VALUE! | #VALUE! | 0 | #REF! | #VALUE! | #VALUE! | #VALUE! | #VALUE! | #VALUE! | #VALUE! | #VALUE! | 0
|  |  |  | 0 | 51 | 0 |  |  | 1 | 1.0842e-19 | 0 | 1.0669e-18 | 1.0669e-18 | 1.0669e-18 | 0 | 0 |  |  |  |  | #VALUE! | #VALUE! | #VALUE! |  |  | #VALUE! | #VALUE! | #VALUE! | #VALUE! | #VALUE! | #VALUE! | #VALUE! | #VALUE! |  |  |  |  | #VALUE! | #VALUE! | #VALUE! |  |  | #VALUE! | #VALUE! | #VALUE! | #VALUE! | #VALUE! | #VALUE! | #VALUE! | #VALUE! |  |  |  |  | #VALUE! | #VALUE! | #VALUE! |  |  | #VALUE! | #VALUE! | #VALUE! | #VALUE! | #VALUE! | #VALUE! | #VALUE! | #VALUE! |  |  |  |  | #VALUE! | #VALUE! | #VALUE! |  |  | #VALUE! | #VALUE! | #VALUE! | #VALUE! | #VALUE! | #VALUE! | #VALUE! | #VALUE! |  |  |  |  | #VALUE! | #VALUE! | #VALUE! |  |  | #VALUE! | #VALUE! | #VALUE! | #VALUE! | #VALUE! | #VALUE! | #VALUE! | #VALUE! |  |  | #VALUE! | #VALUE! | #VALUE! | #VALUE! | #VALUE! |  |  | #VALUE! | #VALUE! | #VALUE! | #VALUE! | #VALUE! | #VALUE! | #VALUE! | #VALUE! |  |  | #VALUE! | #VALUE! | #VALUE! | #VALUE! | #VALUE! |  |  | #VALUE! | #VALUE! | #VALUE! | #VALUE! | #VALUE! | #VALUE! | #VALUE! | #VALUE! | 0 | #REF! | #VALUE! | #VALUE! | #VALUE! | #VALUE! | #VALUE! | #VALUE! | #VALUE! | 0
|  |  |  | 0 | 51 | 0 |  |  | 1 | 1.0842e-19 | 0 | 1.0669e-18 | 1.0669e-18 | 1.0669e-18 | 0 | 0 |  |  |  |  | #VALUE! | #VALUE! | #VALUE! |  |  | #VALUE! | #VALUE! | #VALUE! | #VALUE! | #VALUE! | #VALUE! | #VALUE! | #VALUE! |  |  |  |  | #VALUE! | #VALUE! | #VALUE! |  |  | #VALUE! | #VALUE! | #VALUE! | #VALUE! | #VALUE! | #VALUE! | #VALUE! | #VALUE! |  |  |  |  | #VALUE! | #VALUE! | #VALUE! |  |  | #VALUE! | #VALUE! | #VALUE! | #VALUE! | #VALUE! | #VALUE! | #VALUE! | #VALUE! |  |  |  |  | #VALUE! | #VALUE! | #VALUE! |  |  | #VALUE! | #VALUE! | #VALUE! | #VALUE! | #VALUE! | #VALUE! | #VALUE! | #VALUE! |  |  |  |  | #VALUE! | #VALUE! | #VALUE! |  |  | #VALUE! | #VALUE! | #VALUE! | #VALUE! | #VALUE! | #VALUE! | #VALUE! | #VALUE! |  |  | #VALUE! | #VALUE! | #VALUE! | #VALUE! | #VALUE! |  |  | #VALUE! | #VALUE! | #VALUE! | #VALUE! | #VALUE! | #VALUE! | #VALUE! | #VALUE! |  |  | #VALUE! | #VALUE! | #VALUE! | #VALUE! | #VALUE! |  |  | #VALUE! | #VALUE! | #VALUE! | #VALUE! | #VALUE! | #VALUE! | #VALUE! | #VALUE! | 0 | #REF! | #VALUE! | #VALUE! | #VALUE! | #VALUE! | #VALUE! | #VALUE! | #VALUE! | 0
|  |  |  | 0 | 51 | 0 |  |  | 1 | 1.0842e-19 | 0 | 1.0669e-18 | 1.0669e-18 | 1.0669e-18 | 0 | 0 |  |  |  |  | #VALUE! | #VALUE! | #VALUE! |  |  | #VALUE! | #VALUE! | #VALUE! | #VALUE! | #VALUE! | #VALUE! | #VALUE! | #VALUE! |  |  |  |  | #VALUE! | #VALUE! | #VALUE! |  |  | #VALUE! | #VALUE! | #VALUE! | #VALUE! | #VALUE! | #VALUE! | #VALUE! | #VALUE! |  |  |  |  | #VALUE! | #VALUE! | #VALUE! |  |  | #VALUE! | #VALUE! | #VALUE! | #VALUE! | #VALUE! | #VALUE! | #VALUE! | #VALUE! |  |  |  |  | #VALUE! | #VALUE! | #VALUE! |  |  | #VALUE! | #VALUE! | #VALUE! | #VALUE! | #VALUE! | #VALUE! | #VALUE! | #VALUE! |  |  |  |  | #VALUE! | #VALUE! | #VALUE! |  |  | #VALUE! | #VALUE! | #VALUE! | #VALUE! | #VALUE! | #VALUE! | #VALUE! | #VALUE! |  |  | #VALUE! | #VALUE! | #VALUE! | #VALUE! | #VALUE! |  |  | #VALUE! | #VALUE! | #VALUE! | #VALUE! | #VALUE! | #VALUE! | #VALUE! | #VALUE! |  |  | #VALUE! | #VALUE! | #VALUE! | #VALUE! | #VALUE! |  |  | #VALUE! | #VALUE! | #VALUE! | #VALUE! | #VALUE! | #VALUE! | #VALUE! | #VALUE! | 0 | #REF! | #VALUE! | #VALUE! | #VALUE! | #VALUE! | #VALUE! | #VALUE! | #VALUE! | 0
|  |  |  | 0 | 51 | 0 |  |  | 1 | 1.0842e-19 | 0 | 1.0669e-18 | 1.0669e-18 | 1.0669e-18 | 0 | 0 |  |  |  |  | #VALUE! | #VALUE! | #VALUE! |  |  | #VALUE! | #VALUE! | #VALUE! | #VALUE! | #VALUE! | #VALUE! | #VALUE! | #VALUE! |  |  |  |  | #VALUE! | #VALUE! | #VALUE! |  |  | #VALUE! | #VALUE! | #VALUE! | #VALUE! | #VALUE! | #VALUE! | #VALUE! | #VALUE! |  |  |  |  | #VALUE! | #VALUE! | #VALUE! |  |  | #VALUE! | #VALUE! | #VALUE! | #VALUE! | #VALUE! | #VALUE! | #VALUE! | #VALUE! |  |  |  |  | #VALUE! | #VALUE! | #VALUE! |  |  | #VALUE! | #VALUE! | #VALUE! | #VALUE! | #VALUE! | #VALUE! | #VALUE! | #VALUE! |  |  |  |  | #VALUE! | #VALUE! | #VALUE! |  |  | #VALUE! | #VALUE! | #VALUE! | #VALUE! | #VALUE! | #VALUE! | #VALUE! | #VALUE! |  |  | #VALUE! | #VALUE! | #VALUE! | #VALUE! | #VALUE! |  |  | #VALUE! | #VALUE! | #VALUE! | #VALUE! | #VALUE! | #VALUE! | #VALUE! | #VALUE! |  |  | #VALUE! | #VALUE! | #VALUE! | #VALUE! | #VALUE! |  |  | #VALUE! | #VALUE! | #VALUE! | #VALUE! | #VALUE! | #VALUE! | #VALUE! | #VALUE! | 0 | #REF! | #VALUE! | #VALUE! | #VALUE! | #VALUE! | #VALUE! | #VALUE! | #VALUE! | 0
|  |  |  | 0 | 51 | 0 |  |  | 1 | 1.0842e-19 | 0 | 1.0669e-18 | 1.0669e-18 | 1.0669e-18 | 0 | 0 |  |  |  |  | #VALUE! | #VALUE! | #VALUE! |  |  | #VALUE! | #VALUE! | #VALUE! | #VALUE! | #VALUE! | #VALUE! | #VALUE! | #VALUE! |  |  |  |  | #VALUE! | #VALUE! | #VALUE! |  |  | #VALUE! | #VALUE! | #VALUE! | #VALUE! | #VALUE! | #VALUE! | #VALUE! | #VALUE! |  |  |  |  | #VALUE! | #VALUE! | #VALUE! |  |  | #VALUE! | #VALUE! | #VALUE! | #VALUE! | #VALUE! | #VALUE! | #VALUE! | #VALUE! |  |  |  |  | #VALUE! | #VALUE! | #VALUE! |  |  | #VALUE! | #VALUE! | #VALUE! | #VALUE! | #VALUE! | #VALUE! | #VALUE! | #VALUE! |  |  |  |  | #VALUE! | #VALUE! | #VALUE! |  |  | #VALUE! | #VALUE! | #VALUE! | #VALUE! | #VALUE! | #VALUE! | #VALUE! | #VALUE! |  |  | #VALUE! | #VALUE! | #VALUE! | #VALUE! | #VALUE! |  |  | #VALUE! | #VALUE! | #VALUE! | #VALUE! | #VALUE! | #VALUE! | #VALUE! | #VALUE! |  |  | #VALUE! | #VALUE! | #VALUE! | #VALUE! | #VALUE! |  |  | #VALUE! | #VALUE! | #VALUE! | #VALUE! | #VALUE! | #VALUE! | #VALUE! | #VALUE! | 0 | #REF! | #VALUE! | #VALUE! | #VALUE! | #VALUE! | #VALUE! | #VALUE! | #VALUE! | 0
|  |  |  | 0 | 51 | 0 |  |  | 1 | 1.0842e-19 | 0 | 1.0669e-18 | 1.0669e-18 | 1.0669e-18 | 0 | 0 |  |  |  |  | #VALUE! | #VALUE! | #VALUE! |  |  | #VALUE! | #VALUE! | #VALUE! | #VALUE! | #VALUE! | #VALUE! | #VALUE! | #VALUE! |  |  |  |  | #VALUE! | #VALUE! | #VALUE! |  |  | #VALUE! | #VALUE! | #VALUE! | #VALUE! | #VALUE! | #VALUE! | #VALUE! | #VALUE! |  |  |  |  | #VALUE! | #VALUE! | #VALUE! |  |  | #VALUE! | #VALUE! | #VALUE! | #VALUE! | #VALUE! | #VALUE! | #VALUE! | #VALUE! |  |  |  |  | #VALUE! | #VALUE! | #VALUE! |  |  | #VALUE! | #VALUE! | #VALUE! | #VALUE! | #VALUE! | #VALUE! | #VALUE! | #VALUE! |  |  |  |  | #VALUE! | #VALUE! | #VALUE! |  |  | #VALUE! | #VALUE! | #VALUE! | #VALUE! | #VALUE! | #VALUE! | #VALUE! | #VALUE! |  |  | #VALUE! | #VALUE! | #VALUE! | #VALUE! | #VALUE! |  |  | #VALUE! | #VALUE! | #VALUE! | #VALUE! | #VALUE! | #VALUE! | #VALUE! | #VALUE! |  |  | #VALUE! | #VALUE! | #VALUE! | #VALUE! | #VALUE! |  |  | #VALUE! | #VALUE! | #VALUE! | #VALUE! | #VALUE! | #VALUE! | #VALUE! | #VALUE! | 0 | #REF! | #VALUE! | #VALUE! | #VALUE! | #VALUE! | #VALUE! | #VALUE! | #VALUE! | 0
|  |  |  | 0 | 51 | 0 |  |  | 1 | 1.0842e-19 | 0 | 1.0669e-18 | 1.0669e-18 | 1.0669e-18 | 0 | 0 |  |  |  |  | #VALUE! | #VALUE! | #VALUE! |  |  | #VALUE! | #VALUE! | #VALUE! | #VALUE! | #VALUE! | #VALUE! | #VALUE! | #VALUE! |  |  |  |  | #VALUE! | #VALUE! | #VALUE! |  |  | #VALUE! | #VALUE! | #VALUE! | #VALUE! | #VALUE! | #VALUE! | #VALUE! | #VALUE! |  |  |  |  | #VALUE! | #VALUE! | #VALUE! |  |  | #VALUE! | #VALUE! | #VALUE! | #VALUE! | #VALUE! | #VALUE! | #VALUE! | #VALUE! |  |  |  |  | #VALUE! | #VALUE! | #VALUE! |  |  | #VALUE! | #VALUE! | #VALUE! | #VALUE! | #VALUE! | #VALUE! | #VALUE! | #VALUE! |  |  |  |  | #VALUE! | #VALUE! | #VALUE! |  |  | #VALUE! | #VALUE! | #VALUE! | #VALUE! | #VALUE! | #VALUE! | #VALUE! | #VALUE! |  |  | #VALUE! | #VALUE! | #VALUE! | #VALUE! | #VALUE! |  |  | #VALUE! | #VALUE! | #VALUE! | #VALUE! | #VALUE! | #VALUE! | #VALUE! | #VALUE! |  |  | #VALUE! | #VALUE! | #VALUE! | #VALUE! | #VALUE! |  |  | #VALUE! | #VALUE! | #VALUE! | #VALUE! | #VALUE! | #VALUE! | #VALUE! | #VALUE! | 0 | #REF! | #VALUE! | #VALUE! | #VALUE! | #VALUE! | #VALUE! | #VALUE! | #VALUE! | 0
|  |  |  | 0 | 51 | 0 |  |  | 1 | 1.0842e-19 | 0 | 1.0669e-18 | 1.0669e-18 | 1.0669e-18 | 0 | 0 |  |  |  |  | #VALUE! | #VALUE! | #VALUE! |  |  | #VALUE! | #VALUE! | #VALUE! | #VALUE! | #VALUE! | #VALUE! | #VALUE! | #VALUE! |  |  |  |  | #VALUE! | #VALUE! | #VALUE! |  |  | #VALUE! | #VALUE! | #VALUE! | #VALUE! | #VALUE! | #VALUE! | #VALUE! | #VALUE! |  |  |  |  | #VALUE! | #VALUE! | #VALUE! |  |  | #VALUE! | #VALUE! | #VALUE! | #VALUE! | #VALUE! | #VALUE! | #VALUE! | #VALUE! |  |  |  |  | #VALUE! | #VALUE! | #VALUE! |  |  | #VALUE! | #VALUE! | #VALUE! | #VALUE! | #VALUE! | #VALUE! | #VALUE! | #VALUE! |  |  |  |  | #VALUE! | #VALUE! | #VALUE! |  |  | #VALUE! | #VALUE! | #VALUE! | #VALUE! | #VALUE! | #VALUE! | #VALUE! | #VALUE! |  |  | #VALUE! | #VALUE! | #VALUE! | #VALUE! | #VALUE! |  |  | #VALUE! | #VALUE! | #VALUE! | #VALUE! | #VALUE! | #VALUE! | #VALUE! | #VALUE! |  |  | #VALUE! | #VALUE! | #VALUE! | #VALUE! | #VALUE! |  |  | #VALUE! | #VALUE! | #VALUE! | #VALUE! | #VALUE! | #VALUE! | #VALUE! | #VALUE! | 0 | #REF! | #VALUE! | #VALUE! | #VALUE! | #VALUE! | #VALUE! | #VALUE! | #VALUE! | 0
|  |  |  | 0 | 51 | 0 |  |  | 1 | 1.0842e-19 | 0 | 1.0669e-18 | 1.0669e-18 | 1.0669e-18 | 0 | 0 |  |  |  |  | #VALUE! | #VALUE! | #VALUE! |  |  | #VALUE! | #VALUE! | #VALUE! | #VALUE! | #VALUE! | #VALUE! | #VALUE! | #VALUE! |  |  |  |  | #VALUE! | #VALUE! | #VALUE! |  |  | #VALUE! | #VALUE! | #VALUE! | #VALUE! | #VALUE! | #VALUE! | #VALUE! | #VALUE! |  |  |  |  | #VALUE! | #VALUE! | #VALUE! |  |  | #VALUE! | #VALUE! | #VALUE! | #VALUE! | #VALUE! | #VALUE! | #VALUE! | #VALUE! |  |  |  |  | #VALUE! | #VALUE! | #VALUE! |  |  | #VALUE! | #VALUE! | #VALUE! | #VALUE! | #VALUE! | #VALUE! | #VALUE! | #VALUE! |  |  |  |  | #VALUE! | #VALUE! | #VALUE! |  |  | #VALUE! | #VALUE! | #VALUE! | #VALUE! | #VALUE! | #VALUE! | #VALUE! | #VALUE! |  |  | #VALUE! | #VALUE! | #VALUE! | #VALUE! | #VALUE! |  |  | #VALUE! | #VALUE! | #VALUE! | #VALUE! | #VALUE! | #VALUE! | #VALUE! | #VALUE! |  |  | #VALUE! | #VALUE! | #VALUE! | #VALUE! | #VALUE! |  |  | #VALUE! | #VALUE! | #VALUE! | #VALUE! | #VALUE! | #VALUE! | #VALUE! | #VALUE! | 0 | #REF! | #VALUE! | #VALUE! | #VALUE! | #VALUE! | #VALUE! | #VALUE! | #VALUE! | 0
|  |  |  | 0 | 51 | 0 |  |  | 1 | 1.0842e-19 | 0 | 1.0669e-18 | 1.0669e-18 | 1.0669e-18 | 0 | 0 |  |  |  |  | #VALUE! | #VALUE! | #VALUE! |  |  | #VALUE! | #VALUE! | #VALUE! | #VALUE! | #VALUE! | #VALUE! | #VALUE! | #VALUE! |  |  |  |  | #VALUE! | #VALUE! | #VALUE! |  |  | #VALUE! | #VALUE! | #VALUE! | #VALUE! | #VALUE! | #VALUE! | #VALUE! | #VALUE! |  |  |  |  | #VALUE! | #VALUE! | #VALUE! |  |  | #VALUE! | #VALUE! | #VALUE! | #VALUE! | #VALUE! | #VALUE! | #VALUE! | #VALUE! |  |  |  |  | #VALUE! | #VALUE! | #VALUE! |  |  | #VALUE! | #VALUE! | #VALUE! | #VALUE! | #VALUE! | #VALUE! | #VALUE! | #VALUE! |  |  |  |  | #VALUE! | #VALUE! | #VALUE! |  |  | #VALUE! | #VALUE! | #VALUE! | #VALUE! | #VALUE! | #VALUE! | #VALUE! | #VALUE! |  |  | #VALUE! | #VALUE! | #VALUE! | #VALUE! | #VALUE! |  |  | #VALUE! | #VALUE! | #VALUE! | #VALUE! | #VALUE! | #VALUE! | #VALUE! | #VALUE! |  |  | #VALUE! | #VALUE! | #VALUE! | #VALUE! | #VALUE! |  |  | #VALUE! | #VALUE! | #VALUE! | #VALUE! | #VALUE! | #VALUE! | #VALUE! | #VALUE! | 0 | #REF! | #VALUE! | #VALUE! | #VALUE! | #VALUE! | #VALUE! | #VALUE! | #VALUE! | 0
|  |  |  | 0 | 51 | 0 |  |  | 1 | 1.0842e-19 | 0 | 1.0669e-18 | 1.0669e-18 | 1.0669e-18 | 0 | 0 |  |  |  |  | #VALUE! | #VALUE! | #VALUE! |  |  | #VALUE! | #VALUE! | #VALUE! | #VALUE! | #VALUE! | #VALUE! | #VALUE! | #VALUE! |  |  |  |  | #VALUE! | #VALUE! | #VALUE! |  |  | #VALUE! | #VALUE! | #VALUE! | #VALUE! | #VALUE! | #VALUE! | #VALUE! | #VALUE! |  |  |  |  | #VALUE! | #VALUE! | #VALUE! |  |  | #VALUE! | #VALUE! | #VALUE! | #VALUE! | #VALUE! | #VALUE! | #VALUE! | #VALUE! |  |  |  |  | #VALUE! | #VALUE! | #VALUE! |  |  | #VALUE! | #VALUE! | #VALUE! | #VALUE! | #VALUE! | #VALUE! | #VALUE! | #VALUE! |  |  |  |  | #VALUE! | #VALUE! | #VALUE! |  |  | #VALUE! | #VALUE! | #VALUE! | #VALUE! | #VALUE! | #VALUE! | #VALUE! | #VALUE! |  |  | #VALUE! | #VALUE! | #VALUE! | #VALUE! | #VALUE! |  |  | #VALUE! | #VALUE! | #VALUE! | #VALUE! | #VALUE! | #VALUE! | #VALUE! | #VALUE! |  |  | #VALUE! | #VALUE! | #VALUE! | #VALUE! | #VALUE! |  |  | #VALUE! | #VALUE! | #VALUE! | #VALUE! | #VALUE! | #VALUE! | #VALUE! | #VALUE! | 0 | #REF! | #VALUE! | #VALUE! | #VALUE! | #VALUE! | #VALUE! | #VALUE! | #VALUE! | 0
|  |  |  | 0 | 51 | 0 |  |  | 1 | 1.0842e-19 | 0 | 1.0669e-18 | 1.0669e-18 | 1.0669e-18 | 0 | 0 |  |  |  |  | #VALUE! | #VALUE! | #VALUE! |  |  | #VALUE! | #VALUE! | #VALUE! | #VALUE! | #VALUE! | #VALUE! | #VALUE! | #VALUE! |  |  |  |  | #VALUE! | #VALUE! | #VALUE! |  |  | #VALUE! | #VALUE! | #VALUE! | #VALUE! | #VALUE! | #VALUE! | #VALUE! | #VALUE! |  |  |  |  | #VALUE! | #VALUE! | #VALUE! |  |  | #VALUE! | #VALUE! | #VALUE! | #VALUE! | #VALUE! | #VALUE! | #VALUE! | #VALUE! |  |  |  |  | #VALUE! | #VALUE! | #VALUE! |  |  | #VALUE! | #VALUE! | #VALUE! | #VALUE! | #VALUE! | #VALUE! | #VALUE! | #VALUE! |  |  |  |  | #VALUE! | #VALUE! | #VALUE! |  |  | #VALUE! | #VALUE! | #VALUE! | #VALUE! | #VALUE! | #VALUE! | #VALUE! | #VALUE! |  |  | #VALUE! | #VALUE! | #VALUE! | #VALUE! | #VALUE! |  |  | #VALUE! | #VALUE! | #VALUE! | #VALUE! | #VALUE! | #VALUE! | #VALUE! | #VALUE! |  |  | #VALUE! | #VALUE! | #VALUE! | #VALUE! | #VALUE! |  |  | #VALUE! | #VALUE! | #VALUE! | #VALUE! | #VALUE! | #VALUE! | #VALUE! | #VALUE! | 0 | #REF! | #VALUE! | #VALUE! | #VALUE! | #VALUE! | #VALUE! | #VALUE! | #VALUE! | 0
|  |  |  | 0 | 51 | 0 |  |  | 1 | 1.0842e-19 | 0 | 1.0669e-18 | 1.0669e-18 | 1.0669e-18 | 0 | 0 |  |  |  |  | #VALUE! | #VALUE! | #VALUE! |  |  | #VALUE! | #VALUE! | #VALUE! | #VALUE! | #VALUE! | #VALUE! | #VALUE! | #VALUE! |  |  |  |  | #VALUE! | #VALUE! | #VALUE! |  |  | #VALUE! | #VALUE! | #VALUE! | #VALUE! | #VALUE! | #VALUE! | #VALUE! | #VALUE! |  |  |  |  | #VALUE! | #VALUE! | #VALUE! |  |  | #VALUE! | #VALUE! | #VALUE! | #VALUE! | #VALUE! | #VALUE! | #VALUE! | #VALUE! |  |  |  |  | #VALUE! | #VALUE! | #VALUE! |  |  | #VALUE! | #VALUE! | #VALUE! | #VALUE! | #VALUE! | #VALUE! | #VALUE! | #VALUE! |  |  |  |  | #VALUE! | #VALUE! | #VALUE! |  |  | #VALUE! | #VALUE! | #VALUE! | #VALUE! | #VALUE! | #VALUE! | #VALUE! | #VALUE! |  |  | #VALUE! | #VALUE! | #VALUE! | #VALUE! | #VALUE! |  |  | #VALUE! | #VALUE! | #VALUE! | #VALUE! | #VALUE! | #VALUE! | #VALUE! | #VALUE! |  |  | #VALUE! | #VALUE! | #VALUE! | #VALUE! | #VALUE! |  |  | #VALUE! | #VALUE! | #VALUE! | #VALUE! | #VALUE! | #VALUE! | #VALUE! | #VALUE! | 0 | #REF! | #VALUE! | #VALUE! | #VALUE! | #VALUE! | #VALUE! | #VALUE! | #VALUE! | 0
|  |  |  | 0 | 51 | 0 |  |  | 1 | 1.0842e-19 | 0 | 1.0669e-18 | 1.0669e-18 | 1.0669e-18 | 0 | 0 |  |  |  |  | #VALUE! | #VALUE! | #VALUE! |  |  | #VALUE! | #VALUE! | #VALUE! | #VALUE! | #VALUE! | #VALUE! | #VALUE! | #VALUE! |  |  |  |  | #VALUE! | #VALUE! | #VALUE! |  |  | #VALUE! | #VALUE! | #VALUE! | #VALUE! | #VALUE! | #VALUE! | #VALUE! | #VALUE! |  |  |  |  | #VALUE! | #VALUE! | #VALUE! |  |  | #VALUE! | #VALUE! | #VALUE! | #VALUE! | #VALUE! | #VALUE! | #VALUE! | #VALUE! |  |  |  |  | #VALUE! | #VALUE! | #VALUE! |  |  | #VALUE! | #VALUE! | #VALUE! | #VALUE! | #VALUE! | #VALUE! | #VALUE! | #VALUE! |  |  |  |  | #VALUE! | #VALUE! | #VALUE! |  |  | #VALUE! | #VALUE! | #VALUE! | #VALUE! | #VALUE! | #VALUE! | #VALUE! | #VALUE! |  |  | #VALUE! | #VALUE! | #VALUE! | #VALUE! | #VALUE! |  |  | #VALUE! | #VALUE! | #VALUE! | #VALUE! | #VALUE! | #VALUE! | #VALUE! | #VALUE! |  |  | #VALUE! | #VALUE! | #VALUE! | #VALUE! | #VALUE! |  |  | #VALUE! | #VALUE! | #VALUE! | #VALUE! | #VALUE! | #VALUE! | #VALUE! | #VALUE! | 0 | #REF! | #VALUE! | #VALUE! | #VALUE! | #VALUE! | #VALUE! | #VALUE! | #VALUE! | 0
|  |  |  | 0 | 51 | 0 |  |  | 1 | 1.0842e-19 | 0 | 1.0669e-18 | 1.0669e-18 | 1.0669e-18 | 0 | 0 |  |  |  |  | #VALUE! | #VALUE! | #VALUE! |  |  | #VALUE! | #VALUE! | #VALUE! | #VALUE! | #VALUE! | #VALUE! | #VALUE! | #VALUE! |  |  |  |  | #VALUE! | #VALUE! | #VALUE! |  |  | #VALUE! | #VALUE! | #VALUE! | #VALUE! | #VALUE! | #VALUE! | #VALUE! | #VALUE! |  |  |  |  | #VALUE! | #VALUE! | #VALUE! |  |  | #VALUE! | #VALUE! | #VALUE! | #VALUE! | #VALUE! | #VALUE! | #VALUE! | #VALUE! |  |  |  |  | #VALUE! | #VALUE! | #VALUE! |  |  | #VALUE! | #VALUE! | #VALUE! | #VALUE! | #VALUE! | #VALUE! | #VALUE! | #VALUE! |  |  |  |  | #VALUE! | #VALUE! | #VALUE! |  |  | #VALUE! | #VALUE! | #VALUE! | #VALUE! | #VALUE! | #VALUE! | #VALUE! | #VALUE! |  |  | #VALUE! | #VALUE! | #VALUE! | #VALUE! | #VALUE! |  |  | #VALUE! | #VALUE! | #VALUE! | #VALUE! | #VALUE! | #VALUE! | #VALUE! | #VALUE! |  |  | #VALUE! | #VALUE! | #VALUE! | #VALUE! | #VALUE! |  |  | #VALUE! | #VALUE! | #VALUE! | #VALUE! | #VALUE! | #VALUE! | #VALUE! | #VALUE! | 0 | #REF! | #VALUE! | #VALUE! | #VALUE! | #VALUE! | #VALUE! | #VALUE! | #VALUE! | 0
|  |  |  | 0 | 51 | 0 |  |  | 1 | 1.0842e-19 | 0 | 1.0669e-18 | 1.0669e-18 | 1.0669e-18 | 0 | 0 |  |  |  |  | #VALUE! | #VALUE! | #VALUE! |  |  | #VALUE! | #VALUE! | #VALUE! | #VALUE! | #VALUE! | #VALUE! | #VALUE! | #VALUE! |  |  |  |  | #VALUE! | #VALUE! | #VALUE! |  |  | #VALUE! | #VALUE! | #VALUE! | #VALUE! | #VALUE! | #VALUE! | #VALUE! | #VALUE! |  |  |  |  | #VALUE! | #VALUE! | #VALUE! |  |  | #VALUE! | #VALUE! | #VALUE! | #VALUE! | #VALUE! | #VALUE! | #VALUE! | #VALUE! |  |  |  |  | #VALUE! | #VALUE! | #VALUE! |  |  | #VALUE! | #VALUE! | #VALUE! | #VALUE! | #VALUE! | #VALUE! | #VALUE! | #VALUE! |  |  |  |  | #VALUE! | #VALUE! | #VALUE! |  |  | #VALUE! | #VALUE! | #VALUE! | #VALUE! | #VALUE! | #VALUE! | #VALUE! | #VALUE! |  |  | #VALUE! | #VALUE! | #VALUE! | #VALUE! | #VALUE! |  |  | #VALUE! | #VALUE! | #VALUE! | #VALUE! | #VALUE! | #VALUE! | #VALUE! | #VALUE! |  |  | #VALUE! | #VALUE! | #VALUE! | #VALUE! | #VALUE! |  |  | #VALUE! | #VALUE! | #VALUE! | #VALUE! | #VALUE! | #VALUE! | #VALUE! | #VALUE! | 0 | #REF! | #VALUE! | #VALUE! | #VALUE! | #VALUE! | #VALUE! | #VALUE! | #VALUE! | 0
|  |  |  | 0 | 51 | 0 |  |  | 1 | 1.0842e-19 | 0 | 1.0669e-18 | 1.0669e-18 | 1.0669e-18 | 0 | 0 |  |  |  |  | #VALUE! | #VALUE! | #VALUE! |  |  | #VALUE! | #VALUE! | #VALUE! | #VALUE! | #VALUE! | #VALUE! | #VALUE! | #VALUE! |  |  |  |  | #VALUE! | #VALUE! | #VALUE! |  |  | #VALUE! | #VALUE! | #VALUE! | #VALUE! | #VALUE! | #VALUE! | #VALUE! | #VALUE! |  |  |  |  | #VALUE! | #VALUE! | #VALUE! |  |  | #VALUE! | #VALUE! | #VALUE! | #VALUE! | #VALUE! | #VALUE! | #VALUE! | #VALUE! |  |  |  |  | #VALUE! | #VALUE! | #VALUE! |  |  | #VALUE! | #VALUE! | #VALUE! | #VALUE! | #VALUE! | #VALUE! | #VALUE! | #VALUE! |  |  |  |  | #VALUE! | #VALUE! | #VALUE! |  |  | #VALUE! | #VALUE! | #VALUE! | #VALUE! | #VALUE! | #VALUE! | #VALUE! | #VALUE! |  |  | #VALUE! | #VALUE! | #VALUE! | #VALUE! | #VALUE! |  |  | #VALUE! | #VALUE! | #VALUE! | #VALUE! | #VALUE! | #VALUE! | #VALUE! | #VALUE! |  |  | #VALUE! | #VALUE! | #VALUE! | #VALUE! | #VALUE! |  |  | #VALUE! | #VALUE! | #VALUE! | #VALUE! | #VALUE! | #VALUE! | #VALUE! | #VALUE! | 0 | #REF! | #VALUE! | #VALUE! | #VALUE! | #VALUE! | #VALUE! | #VALUE! | #VALUE! | 0
|  |  |  | 0 | 51 | 0 |  |  | 1 | 1.0842e-19 | 0 | 1.0669e-18 | 1.0669e-18 | 1.0669e-18 | 0 | 0 |  |  |  |  | #VALUE! | #VALUE! | #VALUE! |  |  | #VALUE! | #VALUE! | #VALUE! | #VALUE! | #VALUE! | #VALUE! | #VALUE! | #VALUE! |  |  |  |  | #VALUE! | #VALUE! | #VALUE! |  |  | #VALUE! | #VALUE! | #VALUE! | #VALUE! | #VALUE! | #VALUE! | #VALUE! | #VALUE! |  |  |  |  | #VALUE! | #VALUE! | #VALUE! |  |  | #VALUE! | #VALUE! | #VALUE! | #VALUE! | #VALUE! | #VALUE! | #VALUE! | #VALUE! |  |  |  |  | #VALUE! | #VALUE! | #VALUE! |  |  | #VALUE! | #VALUE! | #VALUE! | #VALUE! | #VALUE! | #VALUE! | #VALUE! | #VALUE! |  |  |  |  | #VALUE! | #VALUE! | #VALUE! |  |  | #VALUE! | #VALUE! | #VALUE! | #VALUE! | #VALUE! | #VALUE! | #VALUE! | #VALUE! |  |  | #VALUE! | #VALUE! | #VALUE! | #VALUE! | #VALUE! |  |  | #VALUE! | #VALUE! | #VALUE! | #VALUE! | #VALUE! | #VALUE! | #VALUE! | #VALUE! |  |  | #VALUE! | #VALUE! | #VALUE! | #VALUE! | #VALUE! |  |  | #VALUE! | #VALUE! | #VALUE! | #VALUE! | #VALUE! | #VALUE! | #VALUE! | #VALUE! | 0 | #REF! | #VALUE! | #VALUE! | #VALUE! | #VALUE! | #VALUE! | #VALUE! | #VALUE! | 0
|  |  |  | 0 | 51 | 0 |  |  | 1 | 1.0842e-19 | 0 | 1.0669e-18 | 1.0669e-18 | 1.0669e-18 | 0 | 0 |  |  |  |  | #VALUE! | #VALUE! | #VALUE! |  |  | #VALUE! | #VALUE! | #VALUE! | #VALUE! | #VALUE! | #VALUE! | #VALUE! | #VALUE! |  |  |  |  | #VALUE! | #VALUE! | #VALUE! |  |  | #VALUE! | #VALUE! | #VALUE! | #VALUE! | #VALUE! | #VALUE! | #VALUE! | #VALUE! |  |  |  |  | #VALUE! | #VALUE! | #VALUE! |  |  | #VALUE! | #VALUE! | #VALUE! | #VALUE! | #VALUE! | #VALUE! | #VALUE! | #VALUE! |  |  |  |  | #VALUE! | #VALUE! | #VALUE! |  |  | #VALUE! | #VALUE! | #VALUE! | #VALUE! | #VALUE! | #VALUE! | #VALUE! | #VALUE! |  |  |  |  | #VALUE! | #VALUE! | #VALUE! |  |  | #VALUE! | #VALUE! | #VALUE! | #VALUE! | #VALUE! | #VALUE! | #VALUE! | #VALUE! |  |  | #VALUE! | #VALUE! | #VALUE! | #VALUE! | #VALUE! |  |  | #VALUE! | #VALUE! | #VALUE! | #VALUE! | #VALUE! | #VALUE! | #VALUE! | #VALUE! |  |  | #VALUE! | #VALUE! | #VALUE! | #VALUE! | #VALUE! |  |  | #VALUE! | #VALUE! | #VALUE! | #VALUE! | #VALUE! | #VALUE! | #VALUE! | #VALUE! | 0 | #REF! | #VALUE! | #VALUE! | #VALUE! | #VALUE! | #VALUE! | #VALUE! | #VALUE! | 0
|  |  |  | 0 | 51 | 0 |  |  | 1 | 1.0842e-19 | 0 | 1.0669e-18 | 1.0669e-18 | 1.0669e-18 | 0 | 0 |  |  |  |  | #VALUE! | #VALUE! | #VALUE! |  |  | #VALUE! | #VALUE! | #VALUE! | #VALUE! | #VALUE! | #VALUE! | #VALUE! | #VALUE! |  |  |  |  | #VALUE! | #VALUE! | #VALUE! |  |  | #VALUE! | #VALUE! | #VALUE! | #VALUE! | #VALUE! | #VALUE! | #VALUE! | #VALUE! |  |  |  |  | #VALUE! | #VALUE! | #VALUE! |  |  | #VALUE! | #VALUE! | #VALUE! | #VALUE! | #VALUE! | #VALUE! | #VALUE! | #VALUE! |  |  |  |  | #VALUE! | #VALUE! | #VALUE! |  |  | #VALUE! | #VALUE! | #VALUE! | #VALUE! | #VALUE! | #VALUE! | #VALUE! | #VALUE! |  |  |  |  | #VALUE! | #VALUE! | #VALUE! |  |  | #VALUE! | #VALUE! | #VALUE! | #VALUE! | #VALUE! | #VALUE! | #VALUE! | #VALUE! |  |  | #VALUE! | #VALUE! | #VALUE! | #VALUE! | #VALUE! |  |  | #VALUE! | #VALUE! | #VALUE! | #VALUE! | #VALUE! | #VALUE! | #VALUE! | #VALUE! |  |  | #VALUE! | #VALUE! | #VALUE! | #VALUE! | #VALUE! |  |  | #VALUE! | #VALUE! | #VALUE! | #VALUE! | #VALUE! | #VALUE! | #VALUE! | #VALUE! | 0 | #REF! | #VALUE! | #VALUE! | #VALUE! | #VALUE! | #VALUE! | #VALUE! | #VALUE! | 0
|  |  |  | 0 | 51 | 0 |  |  | 1 | 1.0842e-19 | 0 | 1.0669e-18 | 1.0669e-18 | 1.0669e-18 | 0 | 0 |  |  |  |  | #VALUE! | #VALUE! | #VALUE! |  |  | #VALUE! | #VALUE! | #VALUE! | #VALUE! | #VALUE! | #VALUE! | #VALUE! | #VALUE! |  |  |  |  | #VALUE! | #VALUE! | #VALUE! |  |  | #VALUE! | #VALUE! | #VALUE! | #VALUE! | #VALUE! | #VALUE! | #VALUE! | #VALUE! |  |  |  |  | #VALUE! | #VALUE! | #VALUE! |  |  | #VALUE! | #VALUE! | #VALUE! | #VALUE! | #VALUE! | #VALUE! | #VALUE! | #VALUE! |  |  |  |  | #VALUE! | #VALUE! | #VALUE! |  |  | #VALUE! | #VALUE! | #VALUE! | #VALUE! | #VALUE! | #VALUE! | #VALUE! | #VALUE! |  |  |  |  | #VALUE! | #VALUE! | #VALUE! |  |  | #VALUE! | #VALUE! | #VALUE! | #VALUE! | #VALUE! | #VALUE! | #VALUE! | #VALUE! |  |  | #VALUE! | #VALUE! | #VALUE! | #VALUE! | #VALUE! |  |  | #VALUE! | #VALUE! | #VALUE! | #VALUE! | #VALUE! | #VALUE! | #VALUE! | #VALUE! |  |  | #VALUE! | #VALUE! | #VALUE! | #VALUE! | #VALUE! |  |  | #VALUE! | #VALUE! | #VALUE! | #VALUE! | #VALUE! | #VALUE! | #VALUE! | #VALUE! | 0 | #REF! | #VALUE! | #VALUE! | #VALUE! | #VALUE! | #VALUE! | #VALUE! | #VALUE! | 0
|  |  |  | 0 | 51 | 0 |  |  | 1 | 1.0842e-19 | 0 | 1.0669e-18 | 1.0669e-18 | 1.0669e-18 | 0 | 0 |  |  |  |  | #VALUE! | #VALUE! | #VALUE! |  |  | #VALUE! | #VALUE! | #VALUE! | #VALUE! | #VALUE! | #VALUE! | #VALUE! | #VALUE! |  |  |  |  | #VALUE! | #VALUE! | #VALUE! |  |  | #VALUE! | #VALUE! | #VALUE! | #VALUE! | #VALUE! | #VALUE! | #VALUE! | #VALUE! |  |  |  |  | #VALUE! | #VALUE! | #VALUE! |  |  | #VALUE! | #VALUE! | #VALUE! | #VALUE! | #VALUE! | #VALUE! | #VALUE! | #VALUE! |  |  |  |  | #VALUE! | #VALUE! | #VALUE! |  |  | #VALUE! | #VALUE! | #VALUE! | #VALUE! | #VALUE! | #VALUE! | #VALUE! | #VALUE! |  |  |  |  | #VALUE! | #VALUE! | #VALUE! |  |  | #VALUE! | #VALUE! | #VALUE! | #VALUE! | #VALUE! | #VALUE! | #VALUE! | #VALUE! |  |  | #VALUE! | #VALUE! | #VALUE! | #VALUE! | #VALUE! |  |  | #VALUE! | #VALUE! | #VALUE! | #VALUE! | #VALUE! | #VALUE! | #VALUE! | #VALUE! |  |  | #VALUE! | #VALUE! | #VALUE! | #VALUE! | #VALUE! |  |  | #VALUE! | #VALUE! | #VALUE! | #VALUE! | #VALUE! | #VALUE! | #VALUE! | #VALUE! | 0 | #REF! | #VALUE! | #VALUE! | #VALUE! | #VALUE! | #VALUE! | #VALUE! | #VALUE! | 0
|  |  |  | 0 | 51 | 0 |  |  | 1 | 1.0842e-19 | 0 | 1.0669e-18 | 1.0669e-18 | 1.0669e-18 | 0 | 0 |  |  |  |  | #VALUE! | #VALUE! | #VALUE! |  |  | #VALUE! | #VALUE! | #VALUE! | #VALUE! | #VALUE! | #VALUE! | #VALUE! | #VALUE! |  |  |  |  | #VALUE! | #VALUE! | #VALUE! |  |  | #VALUE! | #VALUE! | #VALUE! | #VALUE! | #VALUE! | #VALUE! | #VALUE! | #VALUE! |  |  |  |  | #VALUE! | #VALUE! | #VALUE! |  |  | #VALUE! | #VALUE! | #VALUE! | #VALUE! | #VALUE! | #VALUE! | #VALUE! | #VALUE! |  |  |  |  | #VALUE! | #VALUE! | #VALUE! |  |  | #VALUE! | #VALUE! | #VALUE! | #VALUE! | #VALUE! | #VALUE! | #VALUE! | #VALUE! |  |  |  |  | #VALUE! | #VALUE! | #VALUE! |  |  | #VALUE! | #VALUE! | #VALUE! | #VALUE! | #VALUE! | #VALUE! | #VALUE! | #VALUE! |  |  | #VALUE! | #VALUE! | #VALUE! | #VALUE! | #VALUE! |  |  | #VALUE! | #VALUE! | #VALUE! | #VALUE! | #VALUE! | #VALUE! | #VALUE! | #VALUE! |  |  | #VALUE! | #VALUE! | #VALUE! | #VALUE! | #VALUE! |  |  | #VALUE! | #VALUE! | #VALUE! | #VALUE! | #VALUE! | #VALUE! | #VALUE! | #VALUE! | 0 | #REF! | #VALUE! | #VALUE! | #VALUE! | #VALUE! | #VALUE! | #VALUE! | #VALUE! | 0
|  |  |  | 0 | 51 | 0 |  |  | 1 | 1.0842e-19 | 0 | 1.0669e-18 | 1.0669e-18 | 1.0669e-18 | 0 | 0 |  |  |  |  | #VALUE! | #VALUE! | #VALUE! |  |  | #VALUE! | #VALUE! | #VALUE! | #VALUE! | #VALUE! | #VALUE! | #VALUE! | #VALUE! |  |  |  |  | #VALUE! | #VALUE! | #VALUE! |  |  | #VALUE! | #VALUE! | #VALUE! | #VALUE! | #VALUE! | #VALUE! | #VALUE! | #VALUE! |  |  |  |  | #VALUE! | #VALUE! | #VALUE! |  |  | #VALUE! | #VALUE! | #VALUE! | #VALUE! | #VALUE! | #VALUE! | #VALUE! | #VALUE! |  |  |  |  | #VALUE! | #VALUE! | #VALUE! |  |  | #VALUE! | #VALUE! | #VALUE! | #VALUE! | #VALUE! | #VALUE! | #VALUE! | #VALUE! |  |  |  |  | #VALUE! | #VALUE! | #VALUE! |  |  | #VALUE! | #VALUE! | #VALUE! | #VALUE! | #VALUE! | #VALUE! | #VALUE! | #VALUE! |  |  | #VALUE! | #VALUE! | #VALUE! | #VALUE! | #VALUE! |  |  | #VALUE! | #VALUE! | #VALUE! | #VALUE! | #VALUE! | #VALUE! | #VALUE! | #VALUE! |  |  | #VALUE! | #VALUE! | #VALUE! | #VALUE! | #VALUE! |  |  | #VALUE! | #VALUE! | #VALUE! | #VALUE! | #VALUE! | #VALUE! | #VALUE! | #VALUE! | 0 | #REF! | #VALUE! | #VALUE! | #VALUE! | #VALUE! | #VALUE! | #VALUE! | #VALUE! | 0
|  |  |  | 0 | 51 | 0 |  |  | 1 | 1.0842e-19 | 0 | 1.0669e-18 | 1.0669e-18 | 1.0669e-18 | 0 | 0 |  |  |  |  | #VALUE! | #VALUE! | #VALUE! |  |  | #VALUE! | #VALUE! | #VALUE! | #VALUE! | #VALUE! | #VALUE! | #VALUE! | #VALUE! |  |  |  |  | #VALUE! | #VALUE! | #VALUE! |  |  | #VALUE! | #VALUE! | #VALUE! | #VALUE! | #VALUE! | #VALUE! | #VALUE! | #VALUE! |  |  |  |  | #VALUE! | #VALUE! | #VALUE! |  |  | #VALUE! | #VALUE! | #VALUE! | #VALUE! | #VALUE! | #VALUE! | #VALUE! | #VALUE! |  |  |  |  | #VALUE! | #VALUE! | #VALUE! |  |  | #VALUE! | #VALUE! | #VALUE! | #VALUE! | #VALUE! | #VALUE! | #VALUE! | #VALUE! |  |  |  |  | #VALUE! | #VALUE! | #VALUE! |  |  | #VALUE! | #VALUE! | #VALUE! | #VALUE! | #VALUE! | #VALUE! | #VALUE! | #VALUE! |  |  | #VALUE! | #VALUE! | #VALUE! | #VALUE! | #VALUE! |  |  | #VALUE! | #VALUE! | #VALUE! | #VALUE! | #VALUE! | #VALUE! | #VALUE! | #VALUE! |  |  | #VALUE! | #VALUE! | #VALUE! | #VALUE! | #VALUE! |  |  | #VALUE! | #VALUE! | #VALUE! | #VALUE! | #VALUE! | #VALUE! | #VALUE! | #VALUE! | 0 | #REF! | #VALUE! | #VALUE! | #VALUE! | #VALUE! | #VALUE! | #VALUE! | #VALUE! | 0
|  |  |  | 0 | 51 | 0 |  |  | 1 | 1.0842e-19 | 0 | 1.0669e-18 | 1.0669e-18 | 1.0669e-18 | 0 | 0 |  |  |  |  | #VALUE! | #VALUE! | #VALUE! |  |  | #VALUE! | #VALUE! | #VALUE! | #VALUE! | #VALUE! | #VALUE! | #VALUE! | #VALUE! |  |  |  |  | #VALUE! | #VALUE! | #VALUE! |  |  | #VALUE! | #VALUE! | #VALUE! | #VALUE! | #VALUE! | #VALUE! | #VALUE! | #VALUE! |  |  |  |  | #VALUE! | #VALUE! | #VALUE! |  |  | #VALUE! | #VALUE! | #VALUE! | #VALUE! | #VALUE! | #VALUE! | #VALUE! | #VALUE! |  |  |  |  | #VALUE! | #VALUE! | #VALUE! |  |  | #VALUE! | #VALUE! | #VALUE! | #VALUE! | #VALUE! | #VALUE! | #VALUE! | #VALUE! |  |  |  |  | #VALUE! | #VALUE! | #VALUE! |  |  | #VALUE! | #VALUE! | #VALUE! | #VALUE! | #VALUE! | #VALUE! | #VALUE! | #VALUE! |  |  | #VALUE! | #VALUE! | #VALUE! | #VALUE! | #VALUE! |  |  | #VALUE! | #VALUE! | #VALUE! | #VALUE! | #VALUE! | #VALUE! | #VALUE! | #VALUE! |  |  | #VALUE! | #VALUE! | #VALUE! | #VALUE! | #VALUE! |  |  | #VALUE! | #VALUE! | #VALUE! | #VALUE! | #VALUE! | #VALUE! | #VALUE! | #VALUE! | 0 | #REF! | #VALUE! | #VALUE! | #VALUE! | #VALUE! | #VALUE! | #VALUE! | #VALUE! | 0
|  |  |  | 0 | 51 | 0 |  |  | 1 | 1.0842e-19 | 0 | 1.0669e-18 | 1.0669e-18 | 1.0669e-18 | 0 | 0 |  |  |  |  | #VALUE! | #VALUE! | #VALUE! |  |  | #VALUE! | #VALUE! | #VALUE! | #VALUE! | #VALUE! | #VALUE! | #VALUE! | #VALUE! |  |  |  |  | #VALUE! | #VALUE! | #VALUE! |  |  | #VALUE! | #VALUE! | #VALUE! | #VALUE! | #VALUE! | #VALUE! | #VALUE! | #VALUE! |  |  |  |  | #VALUE! | #VALUE! | #VALUE! |  |  | #VALUE! | #VALUE! | #VALUE! | #VALUE! | #VALUE! | #VALUE! | #VALUE! | #VALUE! |  |  |  |  | #VALUE! | #VALUE! | #VALUE! |  |  | #VALUE! | #VALUE! | #VALUE! | #VALUE! | #VALUE! | #VALUE! | #VALUE! | #VALUE! |  |  |  |  | #VALUE! | #VALUE! | #VALUE! |  |  | #VALUE! | #VALUE! | #VALUE! | #VALUE! | #VALUE! | #VALUE! | #VALUE! | #VALUE! |  |  | #VALUE! | #VALUE! | #VALUE! | #VALUE! | #VALUE! |  |  | #VALUE! | #VALUE! | #VALUE! | #VALUE! | #VALUE! | #VALUE! | #VALUE! | #VALUE! |  |  | #VALUE! | #VALUE! | #VALUE! | #VALUE! | #VALUE! |  |  | #VALUE! | #VALUE! | #VALUE! | #VALUE! | #VALUE! | #VALUE! | #VALUE! | #VALUE! | 0 | #REF! | #VALUE! | #VALUE! | #VALUE! | #VALUE! | #VALUE! | #VALUE! | #VALUE! | 0
|  |  |  | 0 | 51 | 0 |  |  | 1 | 1.0842e-19 | 0 | 1.0669e-18 | 1.0669e-18 | 1.0669e-18 | 0 | 0 |  |  |  |  | #VALUE! | #VALUE! | #VALUE! |  |  | #VALUE! | #VALUE! | #VALUE! | #VALUE! | #VALUE! | #VALUE! | #VALUE! | #VALUE! |  |  |  |  | #VALUE! | #VALUE! | #VALUE! |  |  | #VALUE! | #VALUE! | #VALUE! | #VALUE! | #VALUE! | #VALUE! | #VALUE! | #VALUE! |  |  |  |  | #VALUE! | #VALUE! | #VALUE! |  |  | #VALUE! | #VALUE! | #VALUE! | #VALUE! | #VALUE! | #VALUE! | #VALUE! | #VALUE! |  |  |  |  | #VALUE! | #VALUE! | #VALUE! |  |  | #VALUE! | #VALUE! | #VALUE! | #VALUE! | #VALUE! | #VALUE! | #VALUE! | #VALUE! |  |  |  |  | #VALUE! | #VALUE! | #VALUE! |  |  | #VALUE! | #VALUE! | #VALUE! | #VALUE! | #VALUE! | #VALUE! | #VALUE! | #VALUE! |  |  | #VALUE! | #VALUE! | #VALUE! | #VALUE! | #VALUE! |  |  | #VALUE! | #VALUE! | #VALUE! | #VALUE! | #VALUE! | #VALUE! | #VALUE! | #VALUE! |  |  | #VALUE! | #VALUE! | #VALUE! | #VALUE! | #VALUE! |  |  | #VALUE! | #VALUE! | #VALUE! | #VALUE! | #VALUE! | #VALUE! | #VALUE! | #VALUE! | 0 | #REF! | #VALUE! | #VALUE! | #VALUE! | #VALUE! | #VALUE! | #VALUE! | #VALUE! | 0
|  |  |  | 0 | 51 | 0 |  |  | 1 | 1.0842e-19 | 0 | 1.0669e-18 | 1.0669e-18 | 1.0669e-18 | 0 | 0 |  |  |  |  | #VALUE! | #VALUE! | #VALUE! |  |  | #VALUE! | #VALUE! | #VALUE! | #VALUE! | #VALUE! | #VALUE! | #VALUE! | #VALUE! |  |  |  |  | #VALUE! | #VALUE! | #VALUE! |  |  | #VALUE! | #VALUE! | #VALUE! | #VALUE! | #VALUE! | #VALUE! | #VALUE! | #VALUE! |  |  |  |  | #VALUE! | #VALUE! | #VALUE! |  |  | #VALUE! | #VALUE! | #VALUE! | #VALUE! | #VALUE! | #VALUE! | #VALUE! | #VALUE! |  |  |  |  | #VALUE! | #VALUE! | #VALUE! |  |  | #VALUE! | #VALUE! | #VALUE! | #VALUE! | #VALUE! | #VALUE! | #VALUE! | #VALUE! |  |  |  |  | #VALUE! | #VALUE! | #VALUE! |  |  | #VALUE! | #VALUE! | #VALUE! | #VALUE! | #VALUE! | #VALUE! | #VALUE! | #VALUE! |  |  | #VALUE! | #VALUE! | #VALUE! | #VALUE! | #VALUE! |  |  | #VALUE! | #VALUE! | #VALUE! | #VALUE! | #VALUE! | #VALUE! | #VALUE! | #VALUE! |  |  | #VALUE! | #VALUE! | #VALUE! | #VALUE! | #VALUE! |  |  | #VALUE! | #VALUE! | #VALUE! | #VALUE! | #VALUE! | #VALUE! | #VALUE! | #VALUE! | 0 | #REF! | #VALUE! | #VALUE! | #VALUE! | #VALUE! | #VALUE! | #VALUE! | #VALUE! | 0
|  |  |  | 0 | 51 | 0 |  |  | 1 | 1.0842e-19 | 0 | 1.0669e-18 | 1.0669e-18 | 1.0669e-18 | 0 | 0 |  |  |  |  | #VALUE! | #VALUE! | #VALUE! |  |  | #VALUE! | #VALUE! | #VALUE! | #VALUE! | #VALUE! | #VALUE! | #VALUE! | #VALUE! |  |  |  |  | #VALUE! | #VALUE! | #VALUE! |  |  | #VALUE! | #VALUE! | #VALUE! | #VALUE! | #VALUE! | #VALUE! | #VALUE! | #VALUE! |  |  |  |  | #VALUE! | #VALUE! | #VALUE! |  |  | #VALUE! | #VALUE! | #VALUE! | #VALUE! | #VALUE! | #VALUE! | #VALUE! | #VALUE! |  |  |  |  | #VALUE! | #VALUE! | #VALUE! |  |  | #VALUE! | #VALUE! | #VALUE! | #VALUE! | #VALUE! | #VALUE! | #VALUE! | #VALUE! |  |  |  |  | #VALUE! | #VALUE! | #VALUE! |  |  | #VALUE! | #VALUE! | #VALUE! | #VALUE! | #VALUE! | #VALUE! | #VALUE! | #VALUE! |  |  | #VALUE! | #VALUE! | #VALUE! | #VALUE! | #VALUE! |  |  | #VALUE! | #VALUE! | #VALUE! | #VALUE! | #VALUE! | #VALUE! | #VALUE! | #VALUE! |  |  | #VALUE! | #VALUE! | #VALUE! | #VALUE! | #VALUE! |  |  | #VALUE! | #VALUE! | #VALUE! | #VALUE! | #VALUE! | #VALUE! | #VALUE! | #VALUE! | 0 | #REF! | #VALUE! | #VALUE! | #VALUE! | #VALUE! | #VALUE! | #VALUE! | #VALUE! | 0
|  |  |  | 0 | 51 | 0 |  |  | 1 | 1.0842e-19 | 0 | 1.0669e-18 | 1.0669e-18 | 1.0669e-18 | 0 | 0 |  |  |  |  | #VALUE! | #VALUE! | #VALUE! |  |  | #VALUE! | #VALUE! | #VALUE! | #VALUE! | #VALUE! | #VALUE! | #VALUE! | #VALUE! |  |  |  |  | #VALUE! | #VALUE! | #VALUE! |  |  | #VALUE! | #VALUE! | #VALUE! | #VALUE! | #VALUE! | #VALUE! | #VALUE! | #VALUE! |  |  |  |  | #VALUE! | #VALUE! | #VALUE! |  |  | #VALUE! | #VALUE! | #VALUE! | #VALUE! | #VALUE! | #VALUE! | #VALUE! | #VALUE! |  |  |  |  | #VALUE! | #VALUE! | #VALUE! |  |  | #VALUE! | #VALUE! | #VALUE! | #VALUE! | #VALUE! | #VALUE! | #VALUE! | #VALUE! |  |  |  |  | #VALUE! | #VALUE! | #VALUE! |  |  | #VALUE! | #VALUE! | #VALUE! | #VALUE! | #VALUE! | #VALUE! | #VALUE! | #VALUE! |  |  | #VALUE! | #VALUE! | #VALUE! | #VALUE! | #VALUE! |  |  | #VALUE! | #VALUE! | #VALUE! | #VALUE! | #VALUE! | #VALUE! | #VALUE! | #VALUE! |  |  | #VALUE! | #VALUE! | #VALUE! | #VALUE! | #VALUE! |  |  | #VALUE! | #VALUE! | #VALUE! | #VALUE! | #VALUE! | #VALUE! | #VALUE! | #VALUE! | 0 | #REF! | #VALUE! | #VALUE! | #VALUE! | #VALUE! | #VALUE! | #VALUE! | #VALUE! | 0
|  |  |  | 0 | 51 | 0 |  |  | 1 | 1.0842e-19 | 0 | 1.0669e-18 | 1.0669e-18 | 1.0669e-18 | 0 | 0 |  |  |  |  | #VALUE! | #VALUE! | #VALUE! |  |  | #VALUE! | #VALUE! | #VALUE! | #VALUE! | #VALUE! | #VALUE! | #VALUE! | #VALUE! |  |  |  |  | #VALUE! | #VALUE! | #VALUE! |  |  | #VALUE! | #VALUE! | #VALUE! | #VALUE! | #VALUE! | #VALUE! | #VALUE! | #VALUE! |  |  |  |  | #VALUE! | #VALUE! | #VALUE! |  |  | #VALUE! | #VALUE! | #VALUE! | #VALUE! | #VALUE! | #VALUE! | #VALUE! | #VALUE! |  |  |  |  | #VALUE! | #VALUE! | #VALUE! |  |  | #VALUE! | #VALUE! | #VALUE! | #VALUE! | #VALUE! | #VALUE! | #VALUE! | #VALUE! |  |  |  |  | #VALUE! | #VALUE! | #VALUE! |  |  | #VALUE! | #VALUE! | #VALUE! | #VALUE! | #VALUE! | #VALUE! | #VALUE! | #VALUE! |  |  | #VALUE! | #VALUE! | #VALUE! | #VALUE! | #VALUE! |  |  | #VALUE! | #VALUE! | #VALUE! | #VALUE! | #VALUE! | #VALUE! | #VALUE! | #VALUE! |  |  | #VALUE! | #VALUE! | #VALUE! | #VALUE! | #VALUE! |  |  | #VALUE! | #VALUE! | #VALUE! | #VALUE! | #VALUE! | #VALUE! | #VALUE! | #VALUE! | 0 | #REF! | #VALUE! | #VALUE! | #VALUE! | #VALUE! | #VALUE! | #VALUE! | #VALUE! | 0
|  |  |  | 0 | 51 | 0 |  |  | 1 | 1.0842e-19 | 0 | 1.0669e-18 | 1.0669e-18 | 1.0669e-18 | 0 | 0 |  |  |  |  | #VALUE! | #VALUE! | #VALUE! |  |  | #VALUE! | #VALUE! | #VALUE! | #VALUE! | #VALUE! | #VALUE! | #VALUE! | #VALUE! |  |  |  |  | #VALUE! | #VALUE! | #VALUE! |  |  | #VALUE! | #VALUE! | #VALUE! | #VALUE! | #VALUE! | #VALUE! | #VALUE! | #VALUE! |  |  |  |  | #VALUE! | #VALUE! | #VALUE! |  |  | #VALUE! | #VALUE! | #VALUE! | #VALUE! | #VALUE! | #VALUE! | #VALUE! | #VALUE! |  |  |  |  | #VALUE! | #VALUE! | #VALUE! |  |  | #VALUE! | #VALUE! | #VALUE! | #VALUE! | #VALUE! | #VALUE! | #VALUE! | #VALUE! |  |  |  |  | #VALUE! | #VALUE! | #VALUE! |  |  | #VALUE! | #VALUE! | #VALUE! | #VALUE! | #VALUE! | #VALUE! | #VALUE! | #VALUE! |  |  | #VALUE! | #VALUE! | #VALUE! | #VALUE! | #VALUE! |  |  | #VALUE! | #VALUE! | #VALUE! | #VALUE! | #VALUE! | #VALUE! | #VALUE! | #VALUE! |  |  | #VALUE! | #VALUE! | #VALUE! | #VALUE! | #VALUE! |  |  | #VALUE! | #VALUE! | #VALUE! | #VALUE! | #VALUE! | #VALUE! | #VALUE! | #VALUE! | 0 | #REF! | #VALUE! | #VALUE! | #VALUE! | #VALUE! | #VALUE! | #VALUE! | #VALUE! | 0
|  |  |  | 0 | 51 | 0 |  |  | 1 | 1.0842e-19 | 0 | 1.0669e-18 | 1.0669e-18 | 1.0669e-18 | 0 | 0 |  |  |  |  | #VALUE! | #VALUE! | #VALUE! |  |  | #VALUE! | #VALUE! | #VALUE! | #VALUE! | #VALUE! | #VALUE! | #VALUE! | #VALUE! |  |  |  |  | #VALUE! | #VALUE! | #VALUE! |  |  | #VALUE! | #VALUE! | #VALUE! | #VALUE! | #VALUE! | #VALUE! | #VALUE! | #VALUE! |  |  |  |  | #VALUE! | #VALUE! | #VALUE! |  |  | #VALUE! | #VALUE! | #VALUE! | #VALUE! | #VALUE! | #VALUE! | #VALUE! | #VALUE! |  |  |  |  | #VALUE! | #VALUE! | #VALUE! |  |  | #VALUE! | #VALUE! | #VALUE! | #VALUE! | #VALUE! | #VALUE! | #VALUE! | #VALUE! |  |  |  |  | #VALUE! | #VALUE! | #VALUE! |  |  | #VALUE! | #VALUE! | #VALUE! | #VALUE! | #VALUE! | #VALUE! | #VALUE! | #VALUE! |  |  | #VALUE! | #VALUE! | #VALUE! | #VALUE! | #VALUE! |  |  | #VALUE! | #VALUE! | #VALUE! | #VALUE! | #VALUE! | #VALUE! | #VALUE! | #VALUE! |  |  | #VALUE! | #VALUE! | #VALUE! | #VALUE! | #VALUE! |  |  | #VALUE! | #VALUE! | #VALUE! | #VALUE! | #VALUE! | #VALUE! | #VALUE! | #VALUE! | 0 | #REF! | #VALUE! | #VALUE! | #VALUE! | #VALUE! | #VALUE! | #VALUE! | #VALUE! | 0
|  |  |  | 0 | 51 | 0 |  |  | 1 | 1.0842e-19 | 0 | 1.0669e-18 | 1.0669e-18 | 1.0669e-18 | 0 | 0 |  |  |  |  | #VALUE! | #VALUE! | #VALUE! |  |  | #VALUE! | #VALUE! | #VALUE! | #VALUE! | #VALUE! | #VALUE! | #VALUE! | #VALUE! |  |  |  |  | #VALUE! | #VALUE! | #VALUE! |  |  | #VALUE! | #VALUE! | #VALUE! | #VALUE! | #VALUE! | #VALUE! | #VALUE! | #VALUE! |  |  |  |  | #VALUE! | #VALUE! | #VALUE! |  |  | #VALUE! | #VALUE! | #VALUE! | #VALUE! | #VALUE! | #VALUE! | #VALUE! | #VALUE! |  |  |  |  | #VALUE! | #VALUE! | #VALUE! |  |  | #VALUE! | #VALUE! | #VALUE! | #VALUE! | #VALUE! | #VALUE! | #VALUE! | #VALUE! |  |  |  |  | #VALUE! | #VALUE! | #VALUE! |  |  | #VALUE! | #VALUE! | #VALUE! | #VALUE! | #VALUE! | #VALUE! | #VALUE! | #VALUE! |  |  | #VALUE! | #VALUE! | #VALUE! | #VALUE! | #VALUE! |  |  | #VALUE! | #VALUE! | #VALUE! | #VALUE! | #VALUE! | #VALUE! | #VALUE! | #VALUE! |  |  | #VALUE! | #VALUE! | #VALUE! | #VALUE! | #VALUE! |  |  | #VALUE! | #VALUE! | #VALUE! | #VALUE! | #VALUE! | #VALUE! | #VALUE! | #VALUE! | 0 | #REF! | #VALUE! | #VALUE! | #VALUE! | #VALUE! | #VALUE! | #VALUE! | #VALUE! | 0
|  |  |  | 0 | 51 | 0 |  |  | 1 | 1.0842e-19 | 0 | 1.0669e-18 | 1.0669e-18 | 1.0669e-18 | 0 | 0 |  |  |  |  | #VALUE! | #VALUE! | #VALUE! |  |  | #VALUE! | #VALUE! | #VALUE! | #VALUE! | #VALUE! | #VALUE! | #VALUE! | #VALUE! |  |  |  |  | #VALUE! | #VALUE! | #VALUE! |  |  | #VALUE! | #VALUE! | #VALUE! | #VALUE! | #VALUE! | #VALUE! | #VALUE! | #VALUE! |  |  |  |  | #VALUE! | #VALUE! | #VALUE! |  |  | #VALUE! | #VALUE! | #VALUE! | #VALUE! | #VALUE! | #VALUE! | #VALUE! | #VALUE! |  |  |  |  | #VALUE! | #VALUE! | #VALUE! |  |  | #VALUE! | #VALUE! | #VALUE! | #VALUE! | #VALUE! | #VALUE! | #VALUE! | #VALUE! |  |  |  |  | #VALUE! | #VALUE! | #VALUE! |  |  | #VALUE! | #VALUE! | #VALUE! | #VALUE! | #VALUE! | #VALUE! | #VALUE! | #VALUE! |  |  | #VALUE! | #VALUE! | #VALUE! | #VALUE! | #VALUE! |  |  | #VALUE! | #VALUE! | #VALUE! | #VALUE! | #VALUE! | #VALUE! | #VALUE! | #VALUE! |  |  | #VALUE! | #VALUE! | #VALUE! | #VALUE! | #VALUE! |  |  | #VALUE! | #VALUE! | #VALUE! | #VALUE! | #VALUE! | #VALUE! | #VALUE! | #VALUE! | 0 | #REF! | #VALUE! | #VALUE! | #VALUE! | #VALUE! | #VALUE! | #VALUE! | #VALUE! | 0
|  |  |  | 0 | 51 | 0 |  |  | 1 | 1.0842e-19 | 0 | 1.0669e-18 | 1.0669e-18 | 1.0669e-18 | 0 | 0 |  |  |  |  | #VALUE! | #VALUE! | #VALUE! |  |  | #VALUE! | #VALUE! | #VALUE! | #VALUE! | #VALUE! | #VALUE! | #VALUE! | #VALUE! |  |  |  |  | #VALUE! | #VALUE! | #VALUE! |  |  | #VALUE! | #VALUE! | #VALUE! | #VALUE! | #VALUE! | #VALUE! | #VALUE! | #VALUE! |  |  |  |  | #VALUE! | #VALUE! | #VALUE! |  |  | #VALUE! | #VALUE! | #VALUE! | #VALUE! | #VALUE! | #VALUE! | #VALUE! | #VALUE! |  |  |  |  | #VALUE! | #VALUE! | #VALUE! |  |  | #VALUE! | #VALUE! | #VALUE! | #VALUE! | #VALUE! | #VALUE! | #VALUE! | #VALUE! |  |  |  |  | #VALUE! | #VALUE! | #VALUE! |  |  | #VALUE! | #VALUE! | #VALUE! | #VALUE! | #VALUE! | #VALUE! | #VALUE! | #VALUE! |  |  | #VALUE! | #VALUE! | #VALUE! | #VALUE! | #VALUE! |  |  | #VALUE! | #VALUE! | #VALUE! | #VALUE! | #VALUE! | #VALUE! | #VALUE! | #VALUE! |  |  | #VALUE! | #VALUE! | #VALUE! | #VALUE! | #VALUE! |  |  | #VALUE! | #VALUE! | #VALUE! | #VALUE! | #VALUE! | #VALUE! | #VALUE! | #VALUE! | 0 | #REF! | #VALUE! | #VALUE! | #VALUE! | #VALUE! | #VALUE! | #VALUE! | #VALUE! | 0
|  |  |  | 0 | 51 | 0 |  |  | 1 | 1.0842e-19 | 0 | 1.0669e-18 | 1.0669e-18 | 1.0669e-18 | 0 | 0 |  |  |  |  | #VALUE! | #VALUE! | #VALUE! |  |  | #VALUE! | #VALUE! | #VALUE! | #VALUE! | #VALUE! | #VALUE! | #VALUE! | #VALUE! |  |  |  |  | #VALUE! | #VALUE! | #VALUE! |  |  | #VALUE! | #VALUE! | #VALUE! | #VALUE! | #VALUE! | #VALUE! | #VALUE! | #VALUE! |  |  |  |  | #VALUE! | #VALUE! | #VALUE! |  |  | #VALUE! | #VALUE! | #VALUE! | #VALUE! | #VALUE! | #VALUE! | #VALUE! | #VALUE! |  |  |  |  | #VALUE! | #VALUE! | #VALUE! |  |  | #VALUE! | #VALUE! | #VALUE! | #VALUE! | #VALUE! | #VALUE! | #VALUE! | #VALUE! |  |  |  |  | #VALUE! | #VALUE! | #VALUE! |  |  | #VALUE! | #VALUE! | #VALUE! | #VALUE! | #VALUE! | #VALUE! | #VALUE! | #VALUE! |  |  | #VALUE! | #VALUE! | #VALUE! | #VALUE! | #VALUE! |  |  | #VALUE! | #VALUE! | #VALUE! | #VALUE! | #VALUE! | #VALUE! | #VALUE! | #VALUE! |  |  | #VALUE! | #VALUE! | #VALUE! | #VALUE! | #VALUE! |  |  | #VALUE! | #VALUE! | #VALUE! | #VALUE! | #VALUE! | #VALUE! | #VALUE! | #VALUE! | 0 | #REF! | #VALUE! | #VALUE! | #VALUE! | #VALUE! | #VALUE! | #VALUE! | #VALUE! | 0
|  |  |  | 0 | 51 | 0 |  |  | 1 | 1.0842e-19 | 0 | 1.0669e-18 | 1.0669e-18 | 1.0669e-18 | 0 | 0 |  |  |  |  | #VALUE! | #VALUE! | #VALUE! |  |  | #VALUE! | #VALUE! | #VALUE! | #VALUE! | #VALUE! | #VALUE! | #VALUE! | #VALUE! |  |  |  |  | #VALUE! | #VALUE! | #VALUE! |  |  | #VALUE! | #VALUE! | #VALUE! | #VALUE! | #VALUE! | #VALUE! | #VALUE! | #VALUE! |  |  |  |  | #VALUE! | #VALUE! | #VALUE! |  |  | #VALUE! | #VALUE! | #VALUE! | #VALUE! | #VALUE! | #VALUE! | #VALUE! | #VALUE! |  |  |  |  | #VALUE! | #VALUE! | #VALUE! |  |  | #VALUE! | #VALUE! | #VALUE! | #VALUE! | #VALUE! | #VALUE! | #VALUE! | #VALUE! |  |  |  |  | #VALUE! | #VALUE! | #VALUE! |  |  | #VALUE! | #VALUE! | #VALUE! | #VALUE! | #VALUE! | #VALUE! | #VALUE! | #VALUE! |  |  | #VALUE! | #VALUE! | #VALUE! | #VALUE! | #VALUE! |  |  | #VALUE! | #VALUE! | #VALUE! | #VALUE! | #VALUE! | #VALUE! | #VALUE! | #VALUE! |  |  | #VALUE! | #VALUE! | #VALUE! | #VALUE! | #VALUE! |  |  | #VALUE! | #VALUE! | #VALUE! | #VALUE! | #VALUE! | #VALUE! | #VALUE! | #VALUE! | 0 | #REF! | #VALUE! | #VALUE! | #VALUE! | #VALUE! | #VALUE! | #VALUE! | #VALUE! | 0
|  |  |  | 0 | 51 | 0 |  |  | 1 | 1.0842e-19 | 0 | 1.0669e-18 | 1.0669e-18 | 1.0669e-18 | 0 | 0 |  |  |  |  | #VALUE! | #VALUE! | #VALUE! |  |  | #VALUE! | #VALUE! | #VALUE! | #VALUE! | #VALUE! | #VALUE! | #VALUE! | #VALUE! |  |  |  |  | #VALUE! | #VALUE! | #VALUE! |  |  | #VALUE! | #VALUE! | #VALUE! | #VALUE! | #VALUE! | #VALUE! | #VALUE! | #VALUE! |  |  |  |  | #VALUE! | #VALUE! | #VALUE! |  |  | #VALUE! | #VALUE! | #VALUE! | #VALUE! | #VALUE! | #VALUE! | #VALUE! | #VALUE! |  |  |  |  | #VALUE! | #VALUE! | #VALUE! |  |  | #VALUE! | #VALUE! | #VALUE! | #VALUE! | #VALUE! | #VALUE! | #VALUE! | #VALUE! |  |  |  |  | #VALUE! | #VALUE! | #VALUE! |  |  | #VALUE! | #VALUE! | #VALUE! | #VALUE! | #VALUE! | #VALUE! | #VALUE! | #VALUE! |  |  | #VALUE! | #VALUE! | #VALUE! | #VALUE! | #VALUE! |  |  | #VALUE! | #VALUE! | #VALUE! | #VALUE! | #VALUE! | #VALUE! | #VALUE! | #VALUE! |  |  | #VALUE! | #VALUE! | #VALUE! | #VALUE! | #VALUE! |  |  | #VALUE! | #VALUE! | #VALUE! | #VALUE! | #VALUE! | #VALUE! | #VALUE! | #VALUE! | 0 | #REF! | #VALUE! | #VALUE! | #VALUE! | #VALUE! | #VALUE! | #VALUE! | #VALUE! | 0
|  |  |  | 0 | 51 | 0 |  |  | 1 | 1.0842e-19 | 0 | 1.0669e-18 | 1.0669e-18 | 1.0669e-18 | 0 | 0 |  |  |  |  | #VALUE! | #VALUE! | #VALUE! |  |  | #VALUE! | #VALUE! | #VALUE! | #VALUE! | #VALUE! | #VALUE! | #VALUE! | #VALUE! |  |  |  |  | #VALUE! | #VALUE! | #VALUE! |  |  | #VALUE! | #VALUE! | #VALUE! | #VALUE! | #VALUE! | #VALUE! | #VALUE! | #VALUE! |  |  |  |  | #VALUE! | #VALUE! | #VALUE! |  |  | #VALUE! | #VALUE! | #VALUE! | #VALUE! | #VALUE! | #VALUE! | #VALUE! | #VALUE! |  |  |  |  | #VALUE! | #VALUE! | #VALUE! |  |  | #VALUE! | #VALUE! | #VALUE! | #VALUE! | #VALUE! | #VALUE! | #VALUE! | #VALUE! |  |  |  |  | #VALUE! | #VALUE! | #VALUE! |  |  | #VALUE! | #VALUE! | #VALUE! | #VALUE! | #VALUE! | #VALUE! | #VALUE! | #VALUE! |  |  | #VALUE! | #VALUE! | #VALUE! | #VALUE! | #VALUE! |  |  | #VALUE! | #VALUE! | #VALUE! | #VALUE! | #VALUE! | #VALUE! | #VALUE! | #VALUE! |  |  | #VALUE! | #VALUE! | #VALUE! | #VALUE! | #VALUE! |  |  | #VALUE! | #VALUE! | #VALUE! | #VALUE! | #VALUE! | #VALUE! | #VALUE! | #VALUE! | 0 | #REF! | #VALUE! | #VALUE! | #VALUE! | #VALUE! | #VALUE! | #VALUE! | #VALUE! | 0
|  |  |  | 0 | 51 | 0 |  |  | 1 | 1.0842e-19 | 0 | 1.0669e-18 | 1.0669e-18 | 1.0669e-18 | 0 | 0 |  |  |  |  | #VALUE! | #VALUE! | #VALUE! |  |  | #VALUE! | #VALUE! | #VALUE! | #VALUE! | #VALUE! | #VALUE! | #VALUE! | #VALUE! |  |  |  |  | #VALUE! | #VALUE! | #VALUE! |  |  | #VALUE! | #VALUE! | #VALUE! | #VALUE! | #VALUE! | #VALUE! | #VALUE! | #VALUE! |  |  |  |  | #VALUE! | #VALUE! | #VALUE! |  |  | #VALUE! | #VALUE! | #VALUE! | #VALUE! | #VALUE! | #VALUE! | #VALUE! | #VALUE! |  |  |  |  | #VALUE! | #VALUE! | #VALUE! |  |  | #VALUE! | #VALUE! | #VALUE! | #VALUE! | #VALUE! | #VALUE! | #VALUE! | #VALUE! |  |  |  |  | #VALUE! | #VALUE! | #VALUE! |  |  | #VALUE! | #VALUE! | #VALUE! | #VALUE! | #VALUE! | #VALUE! | #VALUE! | #VALUE! |  |  | #VALUE! | #VALUE! | #VALUE! | #VALUE! | #VALUE! |  |  | #VALUE! | #VALUE! | #VALUE! | #VALUE! | #VALUE! | #VALUE! | #VALUE! | #VALUE! |  |  | #VALUE! | #VALUE! | #VALUE! | #VALUE! | #VALUE! |  |  | #VALUE! | #VALUE! | #VALUE! | #VALUE! | #VALUE! | #VALUE! | #VALUE! | #VALUE! | 0 | #REF! | #VALUE! | #VALUE! | #VALUE! | #VALUE! | #VALUE! | #VALUE! | #VALUE! | 0
|  |  |  | 0 | 51 | 0 |  |  | 1 | 1.0842e-19 | 0 | 1.0669e-18 | 1.0669e-18 | 1.0669e-18 | 0 | 0 |  |  |  |  | #VALUE! | #VALUE! | #VALUE! |  |  | #VALUE! | #VALUE! | #VALUE! | #VALUE! | #VALUE! | #VALUE! | #VALUE! | #VALUE! |  |  |  |  | #VALUE! | #VALUE! | #VALUE! |  |  | #VALUE! | #VALUE! | #VALUE! | #VALUE! | #VALUE! | #VALUE! | #VALUE! | #VALUE! |  |  |  |  | #VALUE! | #VALUE! | #VALUE! |  |  | #VALUE! | #VALUE! | #VALUE! | #VALUE! | #VALUE! | #VALUE! | #VALUE! | #VALUE! |  |  |  |  | #VALUE! | #VALUE! | #VALUE! |  |  | #VALUE! | #VALUE! | #VALUE! | #VALUE! | #VALUE! | #VALUE! | #VALUE! | #VALUE! |  |  |  |  | #VALUE! | #VALUE! | #VALUE! |  |  | #VALUE! | #VALUE! | #VALUE! | #VALUE! | #VALUE! | #VALUE! | #VALUE! | #VALUE! |  |  | #VALUE! | #VALUE! | #VALUE! | #VALUE! | #VALUE! |  |  | #VALUE! | #VALUE! | #VALUE! | #VALUE! | #VALUE! | #VALUE! | #VALUE! | #VALUE! |  |  | #VALUE! | #VALUE! | #VALUE! | #VALUE! | #VALUE! |  |  | #VALUE! | #VALUE! | #VALUE! | #VALUE! | #VALUE! | #VALUE! | #VALUE! | #VALUE! | 0 | #REF! | #VALUE! | #VALUE! | #VALUE! | #VALUE! | #VALUE! | #VALUE! | #VALUE! | 0
|  |  |  | 0 | 51 | 0 |  |  | 1 | 1.0842e-19 | 0 | 1.0669e-18 | 1.0669e-18 | 1.0669e-18 | 0 | 0 |  |  |  |  | #VALUE! | #VALUE! | #VALUE! |  |  | #VALUE! | #VALUE! | #VALUE! | #VALUE! | #VALUE! | #VALUE! | #VALUE! | #VALUE! |  |  |  |  | #VALUE! | #VALUE! | #VALUE! |  |  | #VALUE! | #VALUE! | #VALUE! | #VALUE! | #VALUE! | #VALUE! | #VALUE! | #VALUE! |  |  |  |  | #VALUE! | #VALUE! | #VALUE! |  |  | #VALUE! | #VALUE! | #VALUE! | #VALUE! | #VALUE! | #VALUE! | #VALUE! | #VALUE! |  |  |  |  | #VALUE! | #VALUE! | #VALUE! |  |  | #VALUE! | #VALUE! | #VALUE! | #VALUE! | #VALUE! | #VALUE! | #VALUE! | #VALUE! |  |  |  |  | #VALUE! | #VALUE! | #VALUE! |  |  | #VALUE! | #VALUE! | #VALUE! | #VALUE! | #VALUE! | #VALUE! | #VALUE! | #VALUE! |  |  | #VALUE! | #VALUE! | #VALUE! | #VALUE! | #VALUE! |  |  | #VALUE! | #VALUE! | #VALUE! | #VALUE! | #VALUE! | #VALUE! | #VALUE! | #VALUE! |  |  | #VALUE! | #VALUE! | #VALUE! | #VALUE! | #VALUE! |  |  | #VALUE! | #VALUE! | #VALUE! | #VALUE! | #VALUE! | #VALUE! | #VALUE! | #VALUE! | 0 | #REF! | #VALUE! | #VALUE! | #VALUE! | #VALUE! | #VALUE! | #VALUE! | #VALUE! | 0
|  |  |  | 0 | 51 | 0 |  |  | 1 | 1.0842e-19 | 0 | 1.0669e-18 | 1.0669e-18 | 1.0669e-18 | 0 | 0 |  |  |  |  | #VALUE! | #VALUE! | #VALUE! |  |  | #VALUE! | #VALUE! | #VALUE! | #VALUE! | #VALUE! | #VALUE! | #VALUE! | #VALUE! |  |  |  |  | #VALUE! | #VALUE! | #VALUE! |  |  | #VALUE! | #VALUE! | #VALUE! | #VALUE! | #VALUE! | #VALUE! | #VALUE! | #VALUE! |  |  |  |  | #VALUE! | #VALUE! | #VALUE! |  |  | #VALUE! | #VALUE! | #VALUE! | #VALUE! | #VALUE! | #VALUE! | #VALUE! | #VALUE! |  |  |  |  | #VALUE! | #VALUE! | #VALUE! |  |  | #VALUE! | #VALUE! | #VALUE! | #VALUE! | #VALUE! | #VALUE! | #VALUE! | #VALUE! |  |  |  |  | #VALUE! | #VALUE! | #VALUE! |  |  | #VALUE! | #VALUE! | #VALUE! | #VALUE! | #VALUE! | #VALUE! | #VALUE! | #VALUE! |  |  | #VALUE! | #VALUE! | #VALUE! | #VALUE! | #VALUE! |  |  | #VALUE! | #VALUE! | #VALUE! | #VALUE! | #VALUE! | #VALUE! | #VALUE! | #VALUE! |  |  | #VALUE! | #VALUE! | #VALUE! | #VALUE! | #VALUE! |  |  | #VALUE! | #VALUE! | #VALUE! | #VALUE! | #VALUE! | #VALUE! | #VALUE! | #VALUE! | 0 | #REF! | #VALUE! | #VALUE! | #VALUE! | #VALUE! | #VALUE! | #VALUE! | #VALUE! | 0
|  |  |  | 0 | 51 | 0 |  |  | 1 | 1.0842e-19 | 0 | 1.0669e-18 | 1.0669e-18 | 1.0669e-18 | 0 | 0 |  |  |  |  | #VALUE! | #VALUE! | #VALUE! |  |  | #VALUE! | #VALUE! | #VALUE! | #VALUE! | #VALUE! | #VALUE! | #VALUE! | #VALUE! |  |  |  |  | #VALUE! | #VALUE! | #VALUE! |  |  | #VALUE! | #VALUE! | #VALUE! | #VALUE! | #VALUE! | #VALUE! | #VALUE! | #VALUE! |  |  |  |  | #VALUE! | #VALUE! | #VALUE! |  |  | #VALUE! | #VALUE! | #VALUE! | #VALUE! | #VALUE! | #VALUE! | #VALUE! | #VALUE! |  |  |  |  | #VALUE! | #VALUE! | #VALUE! |  |  | #VALUE! | #VALUE! | #VALUE! | #VALUE! | #VALUE! | #VALUE! | #VALUE! | #VALUE! |  |  |  |  | #VALUE! | #VALUE! | #VALUE! |  |  | #VALUE! | #VALUE! | #VALUE! | #VALUE! | #VALUE! | #VALUE! | #VALUE! | #VALUE! |  |  | #VALUE! | #VALUE! | #VALUE! | #VALUE! | #VALUE! |  |  | #VALUE! | #VALUE! | #VALUE! | #VALUE! | #VALUE! | #VALUE! | #VALUE! | #VALUE! |  |  | #VALUE! | #VALUE! | #VALUE! | #VALUE! | #VALUE! |  |  | #VALUE! | #VALUE! | #VALUE! | #VALUE! | #VALUE! | #VALUE! | #VALUE! | #VALUE! | 0 | #REF! | #VALUE! | #VALUE! | #VALUE! | #VALUE! | #VALUE! | #VALUE! | #VALUE! | 0
|  |  |  | 0 | 51 | 0 |  |  | 1 | 1.0842e-19 | 0 | 1.0669e-18 | 1.0669e-18 | 1.0669e-18 | 0 | 0 |  |  |  |  | #VALUE! | #VALUE! | #VALUE! |  |  | #VALUE! | #VALUE! | #VALUE! | #VALUE! | #VALUE! | #VALUE! | #VALUE! | #VALUE! |  |  |  |  | #VALUE! | #VALUE! | #VALUE! |  |  | #VALUE! | #VALUE! | #VALUE! | #VALUE! | #VALUE! | #VALUE! | #VALUE! | #VALUE! |  |  |  |  | #VALUE! | #VALUE! | #VALUE! |  |  | #VALUE! | #VALUE! | #VALUE! | #VALUE! | #VALUE! | #VALUE! | #VALUE! | #VALUE! |  |  |  |  | #VALUE! | #VALUE! | #VALUE! |  |  | #VALUE! | #VALUE! | #VALUE! | #VALUE! | #VALUE! | #VALUE! | #VALUE! | #VALUE! |  |  |  |  | #VALUE! | #VALUE! | #VALUE! |  |  | #VALUE! | #VALUE! | #VALUE! | #VALUE! | #VALUE! | #VALUE! | #VALUE! | #VALUE! |  |  | #VALUE! | #VALUE! | #VALUE! | #VALUE! | #VALUE! |  |  | #VALUE! | #VALUE! | #VALUE! | #VALUE! | #VALUE! | #VALUE! | #VALUE! | #VALUE! |  |  | #VALUE! | #VALUE! | #VALUE! | #VALUE! | #VALUE! |  |  | #VALUE! | #VALUE! | #VALUE! | #VALUE! | #VALUE! | #VALUE! | #VALUE! | #VALUE! | 0 | #REF! | #VALUE! | #VALUE! | #VALUE! | #VALUE! | #VALUE! | #VALUE! | #VALUE! | 0
|  |  |  | 0 | 51 | 0 |  |  | 1 | 1.0842e-19 | 0 | 1.0669e-18 | 1.0669e-18 | 1.0669e-18 | 0 | 0 |  |  |  |  | #VALUE! | #VALUE! | #VALUE! |  |  | #VALUE! | #VALUE! | #VALUE! | #VALUE! | #VALUE! | #VALUE! | #VALUE! | #VALUE! |  |  |  |  | #VALUE! | #VALUE! | #VALUE! |  |  | #VALUE! | #VALUE! | #VALUE! | #VALUE! | #VALUE! | #VALUE! | #VALUE! | #VALUE! |  |  |  |  | #VALUE! | #VALUE! | #VALUE! |  |  | #VALUE! | #VALUE! | #VALUE! | #VALUE! | #VALUE! | #VALUE! | #VALUE! | #VALUE! |  |  |  |  | #VALUE! | #VALUE! | #VALUE! |  |  | #VALUE! | #VALUE! | #VALUE! | #VALUE! | #VALUE! | #VALUE! | #VALUE! | #VALUE! |  |  |  |  | #VALUE! | #VALUE! | #VALUE! |  |  | #VALUE! | #VALUE! | #VALUE! | #VALUE! | #VALUE! | #VALUE! | #VALUE! | #VALUE! |  |  | #VALUE! | #VALUE! | #VALUE! | #VALUE! | #VALUE! |  |  | #VALUE! | #VALUE! | #VALUE! | #VALUE! | #VALUE! | #VALUE! | #VALUE! | #VALUE! |  |  | #VALUE! | #VALUE! | #VALUE! | #VALUE! | #VALUE! |  |  | #VALUE! | #VALUE! | #VALUE! | #VALUE! | #VALUE! | #VALUE! | #VALUE! | #VALUE! | 0 | #REF! | #VALUE! | #VALUE! | #VALUE! | #VALUE! | #VALUE! | #VALUE! | #VALUE! | 0
|  |  |  | 0 | 51 | 0 |  |  | 1 | 1.0842e-19 | 0 | 1.0669e-18 | 1.0669e-18 | 1.0669e-18 | 0 | 0 |  |  |  |  | #VALUE! | #VALUE! | #VALUE! |  |  | #VALUE! | #VALUE! | #VALUE! | #VALUE! | #VALUE! | #VALUE! | #VALUE! | #VALUE! |  |  |  |  | #VALUE! | #VALUE! | #VALUE! |  |  | #VALUE! | #VALUE! | #VALUE! | #VALUE! | #VALUE! | #VALUE! | #VALUE! | #VALUE! |  |  |  |  | #VALUE! | #VALUE! | #VALUE! |  |  | #VALUE! | #VALUE! | #VALUE! | #VALUE! | #VALUE! | #VALUE! | #VALUE! | #VALUE! |  |  |  |  | #VALUE! | #VALUE! | #VALUE! |  |  | #VALUE! | #VALUE! | #VALUE! | #VALUE! | #VALUE! | #VALUE! | #VALUE! | #VALUE! |  |  |  |  | #VALUE! | #VALUE! | #VALUE! |  |  | #VALUE! | #VALUE! | #VALUE! | #VALUE! | #VALUE! | #VALUE! | #VALUE! | #VALUE! |  |  | #VALUE! | #VALUE! | #VALUE! | #VALUE! | #VALUE! |  |  | #VALUE! | #VALUE! | #VALUE! | #VALUE! | #VALUE! | #VALUE! | #VALUE! | #VALUE! |  |  | #VALUE! | #VALUE! | #VALUE! | #VALUE! | #VALUE! |  |  | #VALUE! | #VALUE! | #VALUE! | #VALUE! | #VALUE! | #VALUE! | #VALUE! | #VALUE! | 0 | #REF! | #VALUE! | #VALUE! | #VALUE! | #VALUE! | #VALUE! | #VALUE! | #VALUE! | 0
|  |  |  | 0 | 51 | 0 |  |  | 1 | 1.0842e-19 | 0 | 1.0669e-18 | 1.0669e-18 | 1.0669e-18 | 0 | 0 |  |  |  |  | #VALUE! | #VALUE! | #VALUE! |  |  | #VALUE! | #VALUE! | #VALUE! | #VALUE! | #VALUE! | #VALUE! | #VALUE! | #VALUE! |  |  |  |  | #VALUE! | #VALUE! | #VALUE! |  |  | #VALUE! | #VALUE! | #VALUE! | #VALUE! | #VALUE! | #VALUE! | #VALUE! | #VALUE! |  |  |  |  | #VALUE! | #VALUE! | #VALUE! |  |  | #VALUE! | #VALUE! | #VALUE! | #VALUE! | #VALUE! | #VALUE! | #VALUE! | #VALUE! |  |  |  |  | #VALUE! | #VALUE! | #VALUE! |  |  | #VALUE! | #VALUE! | #VALUE! | #VALUE! | #VALUE! | #VALUE! | #VALUE! | #VALUE! |  |  |  |  | #VALUE! | #VALUE! | #VALUE! |  |  | #VALUE! | #VALUE! | #VALUE! | #VALUE! | #VALUE! | #VALUE! | #VALUE! | #VALUE! |  |  | #VALUE! | #VALUE! | #VALUE! | #VALUE! | #VALUE! |  |  | #VALUE! | #VALUE! | #VALUE! | #VALUE! | #VALUE! | #VALUE! | #VALUE! | #VALUE! |  |  | #VALUE! | #VALUE! | #VALUE! | #VALUE! | #VALUE! |  |  | #VALUE! | #VALUE! | #VALUE! | #VALUE! | #VALUE! | #VALUE! | #VALUE! | #VALUE! | 0 | #REF! | #VALUE! | #VALUE! | #VALUE! | #VALUE! | #VALUE! | #VALUE! | #VALUE! | 0
|  |  |  | 0 | 51 | 0 |  |  | 1 | 1.0842e-19 | 0 | 1.0669e-18 | 1.0669e-18 | 1.0669e-18 | 0 | 0 |  |  |  |  | #VALUE! | #VALUE! | #VALUE! |  |  | #VALUE! | #VALUE! | #VALUE! | #VALUE! | #VALUE! | #VALUE! | #VALUE! | #VALUE! |  |  |  |  | #VALUE! | #VALUE! | #VALUE! |  |  | #VALUE! | #VALUE! | #VALUE! | #VALUE! | #VALUE! | #VALUE! | #VALUE! | #VALUE! |  |  |  |  | #VALUE! | #VALUE! | #VALUE! |  |  | #VALUE! | #VALUE! | #VALUE! | #VALUE! | #VALUE! | #VALUE! | #VALUE! | #VALUE! |  |  |  |  | #VALUE! | #VALUE! | #VALUE! |  |  | #VALUE! | #VALUE! | #VALUE! | #VALUE! | #VALUE! | #VALUE! | #VALUE! | #VALUE! |  |  |  |  | #VALUE! | #VALUE! | #VALUE! |  |  | #VALUE! | #VALUE! | #VALUE! | #VALUE! | #VALUE! | #VALUE! | #VALUE! | #VALUE! |  |  | #VALUE! | #VALUE! | #VALUE! | #VALUE! | #VALUE! |  |  | #VALUE! | #VALUE! | #VALUE! | #VALUE! | #VALUE! | #VALUE! | #VALUE! | #VALUE! |  |  | #VALUE! | #VALUE! | #VALUE! | #VALUE! | #VALUE! |  |  | #VALUE! | #VALUE! | #VALUE! | #VALUE! | #VALUE! | #VALUE! | #VALUE! | #VALUE! | 0 | #REF! | #VALUE! | #VALUE! | #VALUE! | #VALUE! | #VALUE! | #VALUE! | #VALUE! | 0
|  |  |  | 0 | 51 | 0 |  |  | 1 | 1.0842e-19 | 0 | 1.0669e-18 | 1.0669e-18 | 1.0669e-18 | 0 | 0 |  |  |  |  | #VALUE! | #VALUE! | #VALUE! |  |  | #VALUE! | #VALUE! | #VALUE! | #VALUE! | #VALUE! | #VALUE! | #VALUE! | #VALUE! |  |  |  |  | #VALUE! | #VALUE! | #VALUE! |  |  | #VALUE! | #VALUE! | #VALUE! | #VALUE! | #VALUE! | #VALUE! | #VALUE! | #VALUE! |  |  |  |  | #VALUE! | #VALUE! | #VALUE! |  |  | #VALUE! | #VALUE! | #VALUE! | #VALUE! | #VALUE! | #VALUE! | #VALUE! | #VALUE! |  |  |  |  | #VALUE! | #VALUE! | #VALUE! |  |  | #VALUE! | #VALUE! | #VALUE! | #VALUE! | #VALUE! | #VALUE! | #VALUE! | #VALUE! |  |  |  |  | #VALUE! | #VALUE! | #VALUE! |  |  | #VALUE! | #VALUE! | #VALUE! | #VALUE! | #VALUE! | #VALUE! | #VALUE! | #VALUE! |  |  | #VALUE! | #VALUE! | #VALUE! | #VALUE! | #VALUE! |  |  | #VALUE! | #VALUE! | #VALUE! | #VALUE! | #VALUE! | #VALUE! | #VALUE! | #VALUE! |  |  | #VALUE! | #VALUE! | #VALUE! | #VALUE! | #VALUE! |  |  | #VALUE! | #VALUE! | #VALUE! | #VALUE! | #VALUE! | #VALUE! | #VALUE! | #VALUE! | 0 | #REF! | #VALUE! | #VALUE! | #VALUE! | #VALUE! | #VALUE! | #VALUE! | #VALUE! | 0
|  |  |  | 0 | 51 | 0 |  |  | 1 | 1.0842e-19 | 0 | 1.0669e-18 | 1.0669e-18 | 1.0669e-18 | 0 | 0 |  |  |  |  | #VALUE! | #VALUE! | #VALUE! |  |  | #VALUE! | #VALUE! | #VALUE! | #VALUE! | #VALUE! | #VALUE! | #VALUE! | #VALUE! |  |  |  |  | #VALUE! | #VALUE! | #VALUE! |  |  | #VALUE! | #VALUE! | #VALUE! | #VALUE! | #VALUE! | #VALUE! | #VALUE! | #VALUE! |  |  |  |  | #VALUE! | #VALUE! | #VALUE! |  |  | #VALUE! | #VALUE! | #VALUE! | #VALUE! | #VALUE! | #VALUE! | #VALUE! | #VALUE! |  |  |  |  | #VALUE! | #VALUE! | #VALUE! |  |  | #VALUE! | #VALUE! | #VALUE! | #VALUE! | #VALUE! | #VALUE! | #VALUE! | #VALUE! |  |  |  |  | #VALUE! | #VALUE! | #VALUE! |  |  | #VALUE! | #VALUE! | #VALUE! | #VALUE! | #VALUE! | #VALUE! | #VALUE! | #VALUE! |  |  | #VALUE! | #VALUE! | #VALUE! | #VALUE! | #VALUE! |  |  | #VALUE! | #VALUE! | #VALUE! | #VALUE! | #VALUE! | #VALUE! | #VALUE! | #VALUE! |  |  | #VALUE! | #VALUE! | #VALUE! | #VALUE! | #VALUE! |  |  | #VALUE! | #VALUE! | #VALUE! | #VALUE! | #VALUE! | #VALUE! | #VALUE! | #VALUE! | 0 | #REF! | #VALUE! | #VALUE! | #VALUE! | #VALUE! | #VALUE! | #VALUE! | #VALUE! | 0
|  |  |  | 0 | 51 | 0 |  |  | 1 | 1.0842e-19 | 0 | 1.0669e-18 | 1.0669e-18 | 1.0669e-18 | 0 | 0 |  |  |  |  | #VALUE! | #VALUE! | #VALUE! |  |  | #VALUE! | #VALUE! | #VALUE! | #VALUE! | #VALUE! | #VALUE! | #VALUE! | #VALUE! |  |  |  |  | #VALUE! | #VALUE! | #VALUE! |  |  | #VALUE! | #VALUE! | #VALUE! | #VALUE! | #VALUE! | #VALUE! | #VALUE! | #VALUE! |  |  |  |  | #VALUE! | #VALUE! | #VALUE! |  |  | #VALUE! | #VALUE! | #VALUE! | #VALUE! | #VALUE! | #VALUE! | #VALUE! | #VALUE! |  |  |  |  | #VALUE! | #VALUE! | #VALUE! |  |  | #VALUE! | #VALUE! | #VALUE! | #VALUE! | #VALUE! | #VALUE! | #VALUE! | #VALUE! |  |  |  |  | #VALUE! | #VALUE! | #VALUE! |  |  | #VALUE! | #VALUE! | #VALUE! | #VALUE! | #VALUE! | #VALUE! | #VALUE! | #VALUE! |  |  | #VALUE! | #VALUE! | #VALUE! | #VALUE! | #VALUE! |  |  | #VALUE! | #VALUE! | #VALUE! | #VALUE! | #VALUE! | #VALUE! | #VALUE! | #VALUE! |  |  | #VALUE! | #VALUE! | #VALUE! | #VALUE! | #VALUE! |  |  | #VALUE! | #VALUE! | #VALUE! | #VALUE! | #VALUE! | #VALUE! | #VALUE! | #VALUE! | 0 | #REF! | #VALUE! | #VALUE! | #VALUE! | #VALUE! | #VALUE! | #VALUE! | #VALUE! | 0
|  |  |  | 0 | 51 | 0 |  |  | 1 | 1.0842e-19 | 0 | 1.0669e-18 | 1.0669e-18 | 1.0669e-18 | 0 | 0 |  |  |  |  | #VALUE! | #VALUE! | #VALUE! |  |  | #VALUE! | #VALUE! | #VALUE! | #VALUE! | #VALUE! | #VALUE! | #VALUE! | #VALUE! |  |  |  |  | #VALUE! | #VALUE! | #VALUE! |  |  | #VALUE! | #VALUE! | #VALUE! | #VALUE! | #VALUE! | #VALUE! | #VALUE! | #VALUE! |  |  |  |  | #VALUE! | #VALUE! | #VALUE! |  |  | #VALUE! | #VALUE! | #VALUE! | #VALUE! | #VALUE! | #VALUE! | #VALUE! | #VALUE! |  |  |  |  | #VALUE! | #VALUE! | #VALUE! |  |  | #VALUE! | #VALUE! | #VALUE! | #VALUE! | #VALUE! | #VALUE! | #VALUE! | #VALUE! |  |  |  |  | #VALUE! | #VALUE! | #VALUE! |  |  | #VALUE! | #VALUE! | #VALUE! | #VALUE! | #VALUE! | #VALUE! | #VALUE! | #VALUE! |  |  | #VALUE! | #VALUE! | #VALUE! | #VALUE! | #VALUE! |  |  | #VALUE! | #VALUE! | #VALUE! | #VALUE! | #VALUE! | #VALUE! | #VALUE! | #VALUE! |  |  | #VALUE! | #VALUE! | #VALUE! | #VALUE! | #VALUE! |  |  | #VALUE! | #VALUE! | #VALUE! | #VALUE! | #VALUE! | #VALUE! | #VALUE! | #VALUE! | 0 | #REF! | #VALUE! | #VALUE! | #VALUE! | #VALUE! | #VALUE! | #VALUE! | #VALUE! | 0
|  |  |  | 0 | 51 | 0 |  |  | 1 | 1.0842e-19 | 0 | 1.0669e-18 | 1.0669e-18 | 1.0669e-18 | 0 | 0 |  |  |  |  | #VALUE! | #VALUE! | #VALUE! |  |  | #VALUE! | #VALUE! | #VALUE! | #VALUE! | #VALUE! | #VALUE! | #VALUE! | #VALUE! |  |  |  |  | #VALUE! | #VALUE! | #VALUE! |  |  | #VALUE! | #VALUE! | #VALUE! | #VALUE! | #VALUE! | #VALUE! | #VALUE! | #VALUE! |  |  |  |  | #VALUE! | #VALUE! | #VALUE! |  |  | #VALUE! | #VALUE! | #VALUE! | #VALUE! | #VALUE! | #VALUE! | #VALUE! | #VALUE! |  |  |  |  | #VALUE! | #VALUE! | #VALUE! |  |  | #VALUE! | #VALUE! | #VALUE! | #VALUE! | #VALUE! | #VALUE! | #VALUE! | #VALUE! |  |  |  |  | #VALUE! | #VALUE! | #VALUE! |  |  | #VALUE! | #VALUE! | #VALUE! | #VALUE! | #VALUE! | #VALUE! | #VALUE! | #VALUE! |  |  | #VALUE! | #VALUE! | #VALUE! | #VALUE! | #VALUE! |  |  | #VALUE! | #VALUE! | #VALUE! | #VALUE! | #VALUE! | #VALUE! | #VALUE! | #VALUE! |  |  | #VALUE! | #VALUE! | #VALUE! | #VALUE! | #VALUE! |  |  | #VALUE! | #VALUE! | #VALUE! | #VALUE! | #VALUE! | #VALUE! | #VALUE! | #VALUE! | 0 | #REF! | #VALUE! | #VALUE! | #VALUE! | #VALUE! | #VALUE! | #VALUE! | #VALUE! | 0
|  |  |  | 0 | 51 | 0 |  |  | 1 | 1.0842e-19 | 0 | 1.0669e-18 | 1.0669e-18 | 1.0669e-18 | 0 | 0 |  |  |  |  | #VALUE! | #VALUE! | #VALUE! |  |  | #VALUE! | #VALUE! | #VALUE! | #VALUE! | #VALUE! | #VALUE! | #VALUE! | #VALUE! |  |  |  |  | #VALUE! | #VALUE! | #VALUE! |  |  | #VALUE! | #VALUE! | #VALUE! | #VALUE! | #VALUE! | #VALUE! | #VALUE! | #VALUE! |  |  |  |  | #VALUE! | #VALUE! | #VALUE! |  |  | #VALUE! | #VALUE! | #VALUE! | #VALUE! | #VALUE! | #VALUE! | #VALUE! | #VALUE! |  |  |  |  | #VALUE! | #VALUE! | #VALUE! |  |  | #VALUE! | #VALUE! | #VALUE! | #VALUE! | #VALUE! | #VALUE! | #VALUE! | #VALUE! |  |  |  |  | #VALUE! | #VALUE! | #VALUE! |  |  | #VALUE! | #VALUE! | #VALUE! | #VALUE! | #VALUE! | #VALUE! | #VALUE! | #VALUE! |  |  | #VALUE! | #VALUE! | #VALUE! | #VALUE! | #VALUE! |  |  | #VALUE! | #VALUE! | #VALUE! | #VALUE! | #VALUE! | #VALUE! | #VALUE! | #VALUE! |  |  | #VALUE! | #VALUE! | #VALUE! | #VALUE! | #VALUE! |  |  | #VALUE! | #VALUE! | #VALUE! | #VALUE! | #VALUE! | #VALUE! | #VALUE! | #VALUE! | 0 | #REF! | #VALUE! | #VALUE! | #VALUE! | #VALUE! | #VALUE! | #VALUE! | #VALUE! | 0
|  |  |  | 0 | 51 | 0 |  |  | 1 | 1.0842e-19 | 0 | 1.0669e-18 | 1.0669e-18 | 1.0669e-18 | 0 | 0 |  |  |  |  | #VALUE! | #VALUE! | #VALUE! |  |  | #VALUE! | #VALUE! | #VALUE! | #VALUE! | #VALUE! | #VALUE! | #VALUE! | #VALUE! |  |  |  |  | #VALUE! | #VALUE! | #VALUE! |  |  | #VALUE! | #VALUE! | #VALUE! | #VALUE! | #VALUE! | #VALUE! | #VALUE! | #VALUE! |  |  |  |  | #VALUE! | #VALUE! | #VALUE! |  |  | #VALUE! | #VALUE! | #VALUE! | #VALUE! | #VALUE! | #VALUE! | #VALUE! | #VALUE! |  |  |  |  | #VALUE! | #VALUE! | #VALUE! |  |  | #VALUE! | #VALUE! | #VALUE! | #VALUE! | #VALUE! | #VALUE! | #VALUE! | #VALUE! |  |  |  |  | #VALUE! | #VALUE! | #VALUE! |  |  | #VALUE! | #VALUE! | #VALUE! | #VALUE! | #VALUE! | #VALUE! | #VALUE! | #VALUE! |  |  | #VALUE! | #VALUE! | #VALUE! | #VALUE! | #VALUE! |  |  | #VALUE! | #VALUE! | #VALUE! | #VALUE! | #VALUE! | #VALUE! | #VALUE! | #VALUE! |  |  | #VALUE! | #VALUE! | #VALUE! | #VALUE! | #VALUE! |  |  | #VALUE! | #VALUE! | #VALUE! | #VALUE! | #VALUE! | #VALUE! | #VALUE! | #VALUE! | 0 | #REF! | #VALUE! | #VALUE! | #VALUE! | #VALUE! | #VALUE! | #VALUE! | #VALUE! | 0
|  |  |  | 0 | 51 | 0 |  |  | 1 | 1.0842e-19 | 0 | 1.0669e-18 | 1.0669e-18 | 1.0669e-18 | 0 | 0 |  |  |  |  | #VALUE! | #VALUE! | #VALUE! |  |  | #VALUE! | #VALUE! | #VALUE! | #VALUE! | #VALUE! | #VALUE! | #VALUE! | #VALUE! |  |  |  |  | #VALUE! | #VALUE! | #VALUE! |  |  | #VALUE! | #VALUE! | #VALUE! | #VALUE! | #VALUE! | #VALUE! | #VALUE! | #VALUE! |  |  |  |  | #VALUE! | #VALUE! | #VALUE! |  |  | #VALUE! | #VALUE! | #VALUE! | #VALUE! | #VALUE! | #VALUE! | #VALUE! | #VALUE! |  |  |  |  | #VALUE! | #VALUE! | #VALUE! |  |  | #VALUE! | #VALUE! | #VALUE! | #VALUE! | #VALUE! | #VALUE! | #VALUE! | #VALUE! |  |  |  |  | #VALUE! | #VALUE! | #VALUE! |  |  | #VALUE! | #VALUE! | #VALUE! | #VALUE! | #VALUE! | #VALUE! | #VALUE! | #VALUE! |  |  | #VALUE! | #VALUE! | #VALUE! | #VALUE! | #VALUE! |  |  | #VALUE! | #VALUE! | #VALUE! | #VALUE! | #VALUE! | #VALUE! | #VALUE! | #VALUE! |  |  | #VALUE! | #VALUE! | #VALUE! | #VALUE! | #VALUE! |  |  | #VALUE! | #VALUE! | #VALUE! | #VALUE! | #VALUE! | #VALUE! | #VALUE! | #VALUE! | 0 | #REF! | #VALUE! | #VALUE! | #VALUE! | #VALUE! | #VALUE! | #VALUE! | #VALUE! | 0
|  |  |  | 0 | 51 | 0 |  |  | 1 | 1.0842e-19 | 0 | 1.0669e-18 | 1.0669e-18 | 1.0669e-18 | 0 | 0 |  |  |  |  | #VALUE! | #VALUE! | #VALUE! |  |  | #VALUE! | #VALUE! | #VALUE! | #VALUE! | #VALUE! | #VALUE! | #VALUE! | #VALUE! |  |  |  |  | #VALUE! | #VALUE! | #VALUE! |  |  | #VALUE! | #VALUE! | #VALUE! | #VALUE! | #VALUE! | #VALUE! | #VALUE! | #VALUE! |  |  |  |  | #VALUE! | #VALUE! | #VALUE! |  |  | #VALUE! | #VALUE! | #VALUE! | #VALUE! | #VALUE! | #VALUE! | #VALUE! | #VALUE! |  |  |  |  | #VALUE! | #VALUE! | #VALUE! |  |  | #VALUE! | #VALUE! | #VALUE! | #VALUE! | #VALUE! | #VALUE! | #VALUE! | #VALUE! |  |  |  |  | #VALUE! | #VALUE! | #VALUE! |  |  | #VALUE! | #VALUE! | #VALUE! | #VALUE! | #VALUE! | #VALUE! | #VALUE! | #VALUE! |  |  | #VALUE! | #VALUE! | #VALUE! | #VALUE! | #VALUE! |  |  | #VALUE! | #VALUE! | #VALUE! | #VALUE! | #VALUE! | #VALUE! | #VALUE! | #VALUE! |  |  | #VALUE! | #VALUE! | #VALUE! | #VALUE! | #VALUE! |  |  | #VALUE! | #VALUE! | #VALUE! | #VALUE! | #VALUE! | #VALUE! | #VALUE! | #VALUE! | 0 | #REF! | #VALUE! | #VALUE! | #VALUE! | #VALUE! | #VALUE! | #VALUE! | #VALUE! | 0
|  |  |  | 0 | 51 | 0 |  |  | 1 | 1.0842e-19 | 0 | 1.0669e-18 | 1.0669e-18 | 1.0669e-18 | 0 | 0 |  |  |  |  | #VALUE! | #VALUE! | #VALUE! |  |  | #VALUE! | #VALUE! | #VALUE! | #VALUE! | #VALUE! | #VALUE! | #VALUE! | #VALUE! |  |  |  |  | #VALUE! | #VALUE! | #VALUE! |  |  | #VALUE! | #VALUE! | #VALUE! | #VALUE! | #VALUE! | #VALUE! | #VALUE! | #VALUE! |  |  |  |  | #VALUE! | #VALUE! | #VALUE! |  |  | #VALUE! | #VALUE! | #VALUE! | #VALUE! | #VALUE! | #VALUE! | #VALUE! | #VALUE! |  |  |  |  | #VALUE! | #VALUE! | #VALUE! |  |  | #VALUE! | #VALUE! | #VALUE! | #VALUE! | #VALUE! | #VALUE! | #VALUE! | #VALUE! |  |  |  |  | #VALUE! | #VALUE! | #VALUE! |  |  | #VALUE! | #VALUE! | #VALUE! | #VALUE! | #VALUE! | #VALUE! | #VALUE! | #VALUE! |  |  | #VALUE! | #VALUE! | #VALUE! | #VALUE! | #VALUE! |  |  | #VALUE! | #VALUE! | #VALUE! | #VALUE! | #VALUE! | #VALUE! | #VALUE! | #VALUE! |  |  | #VALUE! | #VALUE! | #VALUE! | #VALUE! | #VALUE! |  |  | #VALUE! | #VALUE! | #VALUE! | #VALUE! | #VALUE! | #VALUE! | #VALUE! | #VALUE! | 0 | #REF! | #VALUE! | #VALUE! | #VALUE! | #VALUE! | #VALUE! | #VALUE! | #VALUE! | 0
|  |  |  | 0 | 51 | 0 |  |  | 1 | 1.0842e-19 | 0 | 1.0669e-18 | 1.0669e-18 | 1.0669e-18 | 0 | 0 |  |  |  |  | #VALUE! | #VALUE! | #VALUE! |  |  | #VALUE! | #VALUE! | #VALUE! | #VALUE! | #VALUE! | #VALUE! | #VALUE! | #VALUE! |  |  |  |  | #VALUE! | #VALUE! | #VALUE! |  |  | #VALUE! | #VALUE! | #VALUE! | #VALUE! | #VALUE! | #VALUE! | #VALUE! | #VALUE! |  |  |  |  | #VALUE! | #VALUE! | #VALUE! |  |  | #VALUE! | #VALUE! | #VALUE! | #VALUE! | #VALUE! | #VALUE! | #VALUE! | #VALUE! |  |  |  |  | #VALUE! | #VALUE! | #VALUE! |  |  | #VALUE! | #VALUE! | #VALUE! | #VALUE! | #VALUE! | #VALUE! | #VALUE! | #VALUE! |  |  |  |  | #VALUE! | #VALUE! | #VALUE! |  |  | #VALUE! | #VALUE! | #VALUE! | #VALUE! | #VALUE! | #VALUE! | #VALUE! | #VALUE! |  |  | #VALUE! | #VALUE! | #VALUE! | #VALUE! | #VALUE! |  |  | #VALUE! | #VALUE! | #VALUE! | #VALUE! | #VALUE! | #VALUE! | #VALUE! | #VALUE! |  |  | #VALUE! | #VALUE! | #VALUE! | #VALUE! | #VALUE! |  |  | #VALUE! | #VALUE! | #VALUE! | #VALUE! | #VALUE! | #VALUE! | #VALUE! | #VALUE! | 0 | #REF! | #VALUE! | #VALUE! | #VALUE! | #VALUE! | #VALUE! | #VALUE! | #VALUE! | 0
|  |  |  | 0 | 51 | 0 |  |  | 1 | 1.0842e-19 | 0 | 1.0669e-18 | 1.0669e-18 | 1.0669e-18 | 0 | 0 |  |  |  |  | #VALUE! | #VALUE! | #VALUE! |  |  | #VALUE! | #VALUE! | #VALUE! | #VALUE! | #VALUE! | #VALUE! | #VALUE! | #VALUE! |  |  |  |  | #VALUE! | #VALUE! | #VALUE! |  |  | #VALUE! | #VALUE! | #VALUE! | #VALUE! | #VALUE! | #VALUE! | #VALUE! | #VALUE! |  |  |  |  | #VALUE! | #VALUE! | #VALUE! |  |  | #VALUE! | #VALUE! | #VALUE! | #VALUE! | #VALUE! | #VALUE! | #VALUE! | #VALUE! |  |  |  |  | #VALUE! | #VALUE! | #VALUE! |  |  | #VALUE! | #VALUE! | #VALUE! | #VALUE! | #VALUE! | #VALUE! | #VALUE! | #VALUE! |  |  |  |  | #VALUE! | #VALUE! | #VALUE! |  |  | #VALUE! | #VALUE! | #VALUE! | #VALUE! | #VALUE! | #VALUE! | #VALUE! | #VALUE! |  |  | #VALUE! | #VALUE! | #VALUE! | #VALUE! | #VALUE! |  |  | #VALUE! | #VALUE! | #VALUE! | #VALUE! | #VALUE! | #VALUE! | #VALUE! | #VALUE! |  |  | #VALUE! | #VALUE! | #VALUE! | #VALUE! | #VALUE! |  |  | #VALUE! | #VALUE! | #VALUE! | #VALUE! | #VALUE! | #VALUE! | #VALUE! | #VALUE! | 0 | #REF! | #VALUE! | #VALUE! | #VALUE! | #VALUE! | #VALUE! | #VALUE! | #VALUE! | 0
|  |  |  | 0 | 51 | 0 |  |  | 1 | 1.0842e-19 | 0 | 1.0669e-18 | 1.0669e-18 | 1.0669e-18 | 0 | 0 |  |  |  |  | #VALUE! | #VALUE! | #VALUE! |  |  | #VALUE! | #VALUE! | #VALUE! | #VALUE! | #VALUE! | #VALUE! | #VALUE! | #VALUE! |  |  |  |  | #VALUE! | #VALUE! | #VALUE! |  |  | #VALUE! | #VALUE! | #VALUE! | #VALUE! | #VALUE! | #VALUE! | #VALUE! | #VALUE! |  |  |  |  | #VALUE! | #VALUE! | #VALUE! |  |  | #VALUE! | #VALUE! | #VALUE! | #VALUE! | #VALUE! | #VALUE! | #VALUE! | #VALUE! |  |  |  |  | #VALUE! | #VALUE! | #VALUE! |  |  | #VALUE! | #VALUE! | #VALUE! | #VALUE! | #VALUE! | #VALUE! | #VALUE! | #VALUE! |  |  |  |  | #VALUE! | #VALUE! | #VALUE! |  |  | #VALUE! | #VALUE! | #VALUE! | #VALUE! | #VALUE! | #VALUE! | #VALUE! | #VALUE! |  |  | #VALUE! | #VALUE! | #VALUE! | #VALUE! | #VALUE! |  |  | #VALUE! | #VALUE! | #VALUE! | #VALUE! | #VALUE! | #VALUE! | #VALUE! | #VALUE! |  |  | #VALUE! | #VALUE! | #VALUE! | #VALUE! | #VALUE! |  |  | #VALUE! | #VALUE! | #VALUE! | #VALUE! | #VALUE! | #VALUE! | #VALUE! | #VALUE! | 0 | #REF! | #VALUE! | #VALUE! | #VALUE! | #VALUE! | #VALUE! | #VALUE! | #VALUE! | 0
|  |  |  | 0 | 51 | 0 |  |  | 1 | 1.0842e-19 | 0 | 1.0669e-18 | 1.0669e-18 | 1.0669e-18 | 0 | 0 |  |  |  |  | #VALUE! | #VALUE! | #VALUE! |  |  | #VALUE! | #VALUE! | #VALUE! | #VALUE! | #VALUE! | #VALUE! | #VALUE! | #VALUE! |  |  |  |  | #VALUE! | #VALUE! | #VALUE! |  |  | #VALUE! | #VALUE! | #VALUE! | #VALUE! | #VALUE! | #VALUE! | #VALUE! | #VALUE! |  |  |  |  | #VALUE! | #VALUE! | #VALUE! |  |  | #VALUE! | #VALUE! | #VALUE! | #VALUE! | #VALUE! | #VALUE! | #VALUE! | #VALUE! |  |  |  |  | #VALUE! | #VALUE! | #VALUE! |  |  | #VALUE! | #VALUE! | #VALUE! | #VALUE! | #VALUE! | #VALUE! | #VALUE! | #VALUE! |  |  |  |  | #VALUE! | #VALUE! | #VALUE! |  |  | #VALUE! | #VALUE! | #VALUE! | #VALUE! | #VALUE! | #VALUE! | #VALUE! | #VALUE! |  |  | #VALUE! | #VALUE! | #VALUE! | #VALUE! | #VALUE! |  |  | #VALUE! | #VALUE! | #VALUE! | #VALUE! | #VALUE! | #VALUE! | #VALUE! | #VALUE! |  |  | #VALUE! | #VALUE! | #VALUE! | #VALUE! | #VALUE! |  |  | #VALUE! | #VALUE! | #VALUE! | #VALUE! | #VALUE! | #VALUE! | #VALUE! | #VALUE! | 0 | #REF! | #VALUE! | #VALUE! | #VALUE! | #VALUE! | #VALUE! | #VALUE! | #VALUE! | 0
|  |  |  | 0 | 51 | 0 |  |  | 1 | 1.0842e-19 | 0 | 1.0669e-18 | 1.0669e-18 | 1.0669e-18 | 0 | 0 |  |  |  |  | #VALUE! | #VALUE! | #VALUE! |  |  | #VALUE! | #VALUE! | #VALUE! | #VALUE! | #VALUE! | #VALUE! | #VALUE! | #VALUE! |  |  |  |  | #VALUE! | #VALUE! | #VALUE! |  |  | #VALUE! | #VALUE! | #VALUE! | #VALUE! | #VALUE! | #VALUE! | #VALUE! | #VALUE! |  |  |  |  | #VALUE! | #VALUE! | #VALUE! |  |  | #VALUE! | #VALUE! | #VALUE! | #VALUE! | #VALUE! | #VALUE! | #VALUE! | #VALUE! |  |  |  |  | #VALUE! | #VALUE! | #VALUE! |  |  | #VALUE! | #VALUE! | #VALUE! | #VALUE! | #VALUE! | #VALUE! | #VALUE! | #VALUE! |  |  |  |  | #VALUE! | #VALUE! | #VALUE! |  |  | #VALUE! | #VALUE! | #VALUE! | #VALUE! | #VALUE! | #VALUE! | #VALUE! | #VALUE! |  |  | #VALUE! | #VALUE! | #VALUE! | #VALUE! | #VALUE! |  |  | #VALUE! | #VALUE! | #VALUE! | #VALUE! | #VALUE! | #VALUE! | #VALUE! | #VALUE! |  |  | #VALUE! | #VALUE! | #VALUE! | #VALUE! | #VALUE! |  |  | #VALUE! | #VALUE! | #VALUE! | #VALUE! | #VALUE! | #VALUE! | #VALUE! | #VALUE! | 0 | #REF! | #VALUE! | #VALUE! | #VALUE! | #VALUE! | #VALUE! | #VALUE! | #VALUE! | 0
|  |  |  | 0 | 51 | 0 |  |  | 1 | 1.0842e-19 | 0 | 1.0669e-18 | 1.0669e-18 | 1.0669e-18 | 0 | 0 |  |  |  |  | #VALUE! | #VALUE! | #VALUE! |  |  | #VALUE! | #VALUE! | #VALUE! | #VALUE! | #VALUE! | #VALUE! | #VALUE! | #VALUE! |  |  |  |  | #VALUE! | #VALUE! | #VALUE! |  |  | #VALUE! | #VALUE! | #VALUE! | #VALUE! | #VALUE! | #VALUE! | #VALUE! | #VALUE! |  |  |  |  | #VALUE! | #VALUE! | #VALUE! |  |  | #VALUE! | #VALUE! | #VALUE! | #VALUE! | #VALUE! | #VALUE! | #VALUE! | #VALUE! |  |  |  |  | #VALUE! | #VALUE! | #VALUE! |  |  | #VALUE! | #VALUE! | #VALUE! | #VALUE! | #VALUE! | #VALUE! | #VALUE! | #VALUE! |  |  |  |  | #VALUE! | #VALUE! | #VALUE! |  |  | #VALUE! | #VALUE! | #VALUE! | #VALUE! | #VALUE! | #VALUE! | #VALUE! | #VALUE! |  |  | #VALUE! | #VALUE! | #VALUE! | #VALUE! | #VALUE! |  |  | #VALUE! | #VALUE! | #VALUE! | #VALUE! | #VALUE! | #VALUE! | #VALUE! | #VALUE! |  |  | #VALUE! | #VALUE! | #VALUE! | #VALUE! | #VALUE! |  |  | #VALUE! | #VALUE! | #VALUE! | #VALUE! | #VALUE! | #VALUE! | #VALUE! | #VALUE! | 0 | #REF! | #VALUE! | #VALUE! | #VALUE! | #VALUE! | #VALUE! | #VALUE! | #VALUE! | 0
|  |  |  | 0 | 51 | 0 |  |  | 1 | 1.0842e-19 | 0 | 1.0669e-18 | 1.0669e-18 | 1.0669e-18 | 0 | 0 |  |  |  |  | #VALUE! | #VALUE! | #VALUE! |  |  | #VALUE! | #VALUE! | #VALUE! | #VALUE! | #VALUE! | #VALUE! | #VALUE! | #VALUE! |  |  |  |  | #VALUE! | #VALUE! | #VALUE! |  |  | #VALUE! | #VALUE! | #VALUE! | #VALUE! | #VALUE! | #VALUE! | #VALUE! | #VALUE! |  |  |  |  | #VALUE! | #VALUE! | #VALUE! |  |  | #VALUE! | #VALUE! | #VALUE! | #VALUE! | #VALUE! | #VALUE! | #VALUE! | #VALUE! |  |  |  |  | #VALUE! | #VALUE! | #VALUE! |  |  | #VALUE! | #VALUE! | #VALUE! | #VALUE! | #VALUE! | #VALUE! | #VALUE! | #VALUE! |  |  |  |  | #VALUE! | #VALUE! | #VALUE! |  |  | #VALUE! | #VALUE! | #VALUE! | #VALUE! | #VALUE! | #VALUE! | #VALUE! | #VALUE! |  |  | #VALUE! | #VALUE! | #VALUE! | #VALUE! | #VALUE! |  |  | #VALUE! | #VALUE! | #VALUE! | #VALUE! | #VALUE! | #VALUE! | #VALUE! | #VALUE! |  |  | #VALUE! | #VALUE! | #VALUE! | #VALUE! | #VALUE! |  |  | #VALUE! | #VALUE! | #VALUE! | #VALUE! | #VALUE! | #VALUE! | #VALUE! | #VALUE! | 0 | #REF! | #VALUE! | #VALUE! | #VALUE! | #VALUE! | #VALUE! | #VALUE! | #VALUE! | 0
|  |  |  | 0 | 51 | 0 |  |  | 1 | 1.0842e-19 | 0 | 1.0669e-18 | 1.0669e-18 | 1.0669e-18 | 0 | 0 |  |  |  |  | #VALUE! | #VALUE! | #VALUE! |  |  | #VALUE! | #VALUE! | #VALUE! | #VALUE! | #VALUE! | #VALUE! | #VALUE! | #VALUE! |  |  |  |  | #VALUE! | #VALUE! | #VALUE! |  |  | #VALUE! | #VALUE! | #VALUE! | #VALUE! | #VALUE! | #VALUE! | #VALUE! | #VALUE! |  |  |  |  | #VALUE! | #VALUE! | #VALUE! |  |  | #VALUE! | #VALUE! | #VALUE! | #VALUE! | #VALUE! | #VALUE! | #VALUE! | #VALUE! |  |  |  |  | #VALUE! | #VALUE! | #VALUE! |  |  | #VALUE! | #VALUE! | #VALUE! | #VALUE! | #VALUE! | #VALUE! | #VALUE! | #VALUE! |  |  |  |  | #VALUE! | #VALUE! | #VALUE! |  |  | #VALUE! | #VALUE! | #VALUE! | #VALUE! | #VALUE! | #VALUE! | #VALUE! | #VALUE! |  |  | #VALUE! | #VALUE! | #VALUE! | #VALUE! | #VALUE! |  |  | #VALUE! | #VALUE! | #VALUE! | #VALUE! | #VALUE! | #VALUE! | #VALUE! | #VALUE! |  |  | #VALUE! | #VALUE! | #VALUE! | #VALUE! | #VALUE! |  |  | #VALUE! | #VALUE! | #VALUE! | #VALUE! | #VALUE! | #VALUE! | #VALUE! | #VALUE! | 0 | #REF! | #VALUE! | #VALUE! | #VALUE! | #VALUE! | #VALUE! | #VALUE! | #VALUE! | 0
|  |  |  | 0 | 51 | 0 |  |  | 1 | 1.0842e-19 | 0 | 1.0669e-18 | 1.0669e-18 | 1.0669e-18 | 0 | 0 |  |  |  |  | #VALUE! | #VALUE! | #VALUE! |  |  | #VALUE! | #VALUE! | #VALUE! | #VALUE! | #VALUE! | #VALUE! | #VALUE! | #VALUE! |  |  |  |  | #VALUE! | #VALUE! | #VALUE! |  |  | #VALUE! | #VALUE! | #VALUE! | #VALUE! | #VALUE! | #VALUE! | #VALUE! | #VALUE! |  |  |  |  | #VALUE! | #VALUE! | #VALUE! |  |  | #VALUE! | #VALUE! | #VALUE! | #VALUE! | #VALUE! | #VALUE! | #VALUE! | #VALUE! |  |  |  |  | #VALUE! | #VALUE! | #VALUE! |  |  | #VALUE! | #VALUE! | #VALUE! | #VALUE! | #VALUE! | #VALUE! | #VALUE! | #VALUE! |  |  |  |  | #VALUE! | #VALUE! | #VALUE! |  |  | #VALUE! | #VALUE! | #VALUE! | #VALUE! | #VALUE! | #VALUE! | #VALUE! | #VALUE! |  |  | #VALUE! | #VALUE! | #VALUE! | #VALUE! | #VALUE! |  |  | #VALUE! | #VALUE! | #VALUE! | #VALUE! | #VALUE! | #VALUE! | #VALUE! | #VALUE! |  |  | #VALUE! | #VALUE! | #VALUE! | #VALUE! | #VALUE! |  |  | #VALUE! | #VALUE! | #VALUE! | #VALUE! | #VALUE! | #VALUE! | #VALUE! | #VALUE! | 0 | #REF! | #VALUE! | #VALUE! | #VALUE! | #VALUE! | #VALUE! | #VALUE! | #VALUE! | 0
|  |  |  | 0 | 51 | 0 |  |  | 1 | 1.0842e-19 | 0 | 1.0669e-18 | 1.0669e-18 | 1.0669e-18 | 0 | 0 |  |  |  |  | #VALUE! | #VALUE! | #VALUE! |  |  | #VALUE! | #VALUE! | #VALUE! | #VALUE! | #VALUE! | #VALUE! | #VALUE! | #VALUE! |  |  |  |  | #VALUE! | #VALUE! | #VALUE! |  |  | #VALUE! | #VALUE! | #VALUE! | #VALUE! | #VALUE! | #VALUE! | #VALUE! | #VALUE! |  |  |  |  | #VALUE! | #VALUE! | #VALUE! |  |  | #VALUE! | #VALUE! | #VALUE! | #VALUE! | #VALUE! | #VALUE! | #VALUE! | #VALUE! |  |  |  |  | #VALUE! | #VALUE! | #VALUE! |  |  | #VALUE! | #VALUE! | #VALUE! | #VALUE! | #VALUE! | #VALUE! | #VALUE! | #VALUE! |  |  |  |  | #VALUE! | #VALUE! | #VALUE! |  |  | #VALUE! | #VALUE! | #VALUE! | #VALUE! | #VALUE! | #VALUE! | #VALUE! | #VALUE! |  |  | #VALUE! | #VALUE! | #VALUE! | #VALUE! | #VALUE! |  |  | #VALUE! | #VALUE! | #VALUE! | #VALUE! | #VALUE! | #VALUE! | #VALUE! | #VALUE! |  |  | #VALUE! | #VALUE! | #VALUE! | #VALUE! | #VALUE! |  |  | #VALUE! | #VALUE! | #VALUE! | #VALUE! | #VALUE! | #VALUE! | #VALUE! | #VALUE! | 0 | #REF! | #VALUE! | #VALUE! | #VALUE! | #VALUE! | #VALUE! | #VALUE! | #VALUE! | 0
|  |  |  | 0 | 51 | 0 |  |  | 1 | 1.0842e-19 | 0 | 1.0669e-18 | 1.0669e-18 | 1.0669e-18 | 0 | 0 |  |  |  |  | #VALUE! | #VALUE! | #VALUE! |  |  | #VALUE! | #VALUE! | #VALUE! | #VALUE! | #VALUE! | #VALUE! | #VALUE! | #VALUE! |  |  |  |  | #VALUE! | #VALUE! | #VALUE! |  |  | #VALUE! | #VALUE! | #VALUE! | #VALUE! | #VALUE! | #VALUE! | #VALUE! | #VALUE! |  |  |  |  | #VALUE! | #VALUE! | #VALUE! |  |  | #VALUE! | #VALUE! | #VALUE! | #VALUE! | #VALUE! | #VALUE! | #VALUE! | #VALUE! |  |  |  |  | #VALUE! | #VALUE! | #VALUE! |  |  | #VALUE! | #VALUE! | #VALUE! | #VALUE! | #VALUE! | #VALUE! | #VALUE! | #VALUE! |  |  |  |  | #VALUE! | #VALUE! | #VALUE! |  |  | #VALUE! | #VALUE! | #VALUE! | #VALUE! | #VALUE! | #VALUE! | #VALUE! | #VALUE! |  |  | #VALUE! | #VALUE! | #VALUE! | #VALUE! | #VALUE! |  |  | #VALUE! | #VALUE! | #VALUE! | #VALUE! | #VALUE! | #VALUE! | #VALUE! | #VALUE! |  |  | #VALUE! | #VALUE! | #VALUE! | #VALUE! | #VALUE! |  |  | #VALUE! | #VALUE! | #VALUE! | #VALUE! | #VALUE! | #VALUE! | #VALUE! | #VALUE! | 0 | #REF! | #VALUE! | #VALUE! | #VALUE! | #VALUE! | #VALUE! | #VALUE! | #VALUE! | 0
|  |  |  | 0 | 51 | 0 |  |  | 1 | 1.0842e-19 | 0 | 1.0669e-18 | 1.0669e-18 | 1.0669e-18 | 0 | 0 |  |  |  |  | #VALUE! | #VALUE! | #VALUE! |  |  | #VALUE! | #VALUE! | #VALUE! | #VALUE! | #VALUE! | #VALUE! | #VALUE! | #VALUE! |  |  |  |  | #VALUE! | #VALUE! | #VALUE! |  |  | #VALUE! | #VALUE! | #VALUE! | #VALUE! | #VALUE! | #VALUE! | #VALUE! | #VALUE! |  |  |  |  | #VALUE! | #VALUE! | #VALUE! |  |  | #VALUE! | #VALUE! | #VALUE! | #VALUE! | #VALUE! | #VALUE! | #VALUE! | #VALUE! |  |  |  |  | #VALUE! | #VALUE! | #VALUE! |  |  | #VALUE! | #VALUE! | #VALUE! | #VALUE! | #VALUE! | #VALUE! | #VALUE! | #VALUE! |  |  |  |  | #VALUE! | #VALUE! | #VALUE! |  |  | #VALUE! | #VALUE! | #VALUE! | #VALUE! | #VALUE! | #VALUE! | #VALUE! | #VALUE! |  |  | #VALUE! | #VALUE! | #VALUE! | #VALUE! | #VALUE! |  |  | #VALUE! | #VALUE! | #VALUE! | #VALUE! | #VALUE! | #VALUE! | #VALUE! | #VALUE! |  |  | #VALUE! | #VALUE! | #VALUE! | #VALUE! | #VALUE! |  |  | #VALUE! | #VALUE! | #VALUE! | #VALUE! | #VALUE! | #VALUE! | #VALUE! | #VALUE! | 0 | #REF! | #VALUE! | #VALUE! | #VALUE! | #VALUE! | #VALUE! | #VALUE! | #VALUE! | 0
|  |  |  | 0 | 51 | 0 |  |  | 1 | 1.0842e-19 | 0 | 1.0669e-18 | 1.0669e-18 | 1.0669e-18 | 0 | 0 |  |  |  |  | #VALUE! | #VALUE! | #VALUE! |  |  | #VALUE! | #VALUE! | #VALUE! | #VALUE! | #VALUE! | #VALUE! | #VALUE! | #VALUE! |  |  |  |  | #VALUE! | #VALUE! | #VALUE! |  |  | #VALUE! | #VALUE! | #VALUE! | #VALUE! | #VALUE! | #VALUE! | #VALUE! | #VALUE! |  |  |  |  | #VALUE! | #VALUE! | #VALUE! |  |  | #VALUE! | #VALUE! | #VALUE! | #VALUE! | #VALUE! | #VALUE! | #VALUE! | #VALUE! |  |  |  |  | #VALUE! | #VALUE! | #VALUE! |  |  | #VALUE! | #VALUE! | #VALUE! | #VALUE! | #VALUE! | #VALUE! | #VALUE! | #VALUE! |  |  |  |  | #VALUE! | #VALUE! | #VALUE! |  |  | #VALUE! | #VALUE! | #VALUE! | #VALUE! | #VALUE! | #VALUE! | #VALUE! | #VALUE! |  |  | #VALUE! | #VALUE! | #VALUE! | #VALUE! | #VALUE! |  |  | #VALUE! | #VALUE! | #VALUE! | #VALUE! | #VALUE! | #VALUE! | #VALUE! | #VALUE! |  |  | #VALUE! | #VALUE! | #VALUE! | #VALUE! | #VALUE! |  |  | #VALUE! | #VALUE! | #VALUE! | #VALUE! | #VALUE! | #VALUE! | #VALUE! | #VALUE! | 0 | #REF! | #VALUE! | #VALUE! | #VALUE! | #VALUE! | #VALUE! | #VALUE! | #VALUE! | 0
|  |  |  | 0 | 51 | 0 |  |  | 1 | 1.0842e-19 | 0 | 1.0669e-18 | 1.0669e-18 | 1.0669e-18 | 0 | 0 |  |  |  |  | #VALUE! | #VALUE! | #VALUE! |  |  | #VALUE! | #VALUE! | #VALUE! | #VALUE! | #VALUE! | #VALUE! | #VALUE! | #VALUE! |  |  |  |  | #VALUE! | #VALUE! | #VALUE! |  |  | #VALUE! | #VALUE! | #VALUE! | #VALUE! | #VALUE! | #VALUE! | #VALUE! | #VALUE! |  |  |  |  | #VALUE! | #VALUE! | #VALUE! |  |  | #VALUE! | #VALUE! | #VALUE! | #VALUE! | #VALUE! | #VALUE! | #VALUE! | #VALUE! |  |  |  |  | #VALUE! | #VALUE! | #VALUE! |  |  | #VALUE! | #VALUE! | #VALUE! | #VALUE! | #VALUE! | #VALUE! | #VALUE! | #VALUE! |  |  |  |  | #VALUE! | #VALUE! | #VALUE! |  |  | #VALUE! | #VALUE! | #VALUE! | #VALUE! | #VALUE! | #VALUE! | #VALUE! | #VALUE! |  |  | #VALUE! | #VALUE! | #VALUE! | #VALUE! | #VALUE! |  |  | #VALUE! | #VALUE! | #VALUE! | #VALUE! | #VALUE! | #VALUE! | #VALUE! | #VALUE! |  |  | #VALUE! | #VALUE! | #VALUE! | #VALUE! | #VALUE! |  |  | #VALUE! | #VALUE! | #VALUE! | #VALUE! | #VALUE! | #VALUE! | #VALUE! | #VALUE! | 0 | #REF! | #VALUE! | #VALUE! | #VALUE! | #VALUE! | #VALUE! | #VALUE! | #VALUE! | 0
|  |  |  | 0 | 51 | 0 |  |  | 1 | 1.0842e-19 | 0 | 1.0669e-18 | 1.0669e-18 | 1.0669e-18 | 0 | 0 |  |  |  |  | #VALUE! | #VALUE! | #VALUE! |  |  | #VALUE! | #VALUE! | #VALUE! | #VALUE! | #VALUE! | #VALUE! | #VALUE! | #VALUE! |  |  |  |  | #VALUE! | #VALUE! | #VALUE! |  |  | #VALUE! | #VALUE! | #VALUE! | #VALUE! | #VALUE! | #VALUE! | #VALUE! | #VALUE! |  |  |  |  | #VALUE! | #VALUE! | #VALUE! |  |  | #VALUE! | #VALUE! | #VALUE! | #VALUE! | #VALUE! | #VALUE! | #VALUE! | #VALUE! |  |  |  |  | #VALUE! | #VALUE! | #VALUE! |  |  | #VALUE! | #VALUE! | #VALUE! | #VALUE! | #VALUE! | #VALUE! | #VALUE! | #VALUE! |  |  |  |  | #VALUE! | #VALUE! | #VALUE! |  |  | #VALUE! | #VALUE! | #VALUE! | #VALUE! | #VALUE! | #VALUE! | #VALUE! | #VALUE! |  |  | #VALUE! | #VALUE! | #VALUE! | #VALUE! | #VALUE! |  |  | #VALUE! | #VALUE! | #VALUE! | #VALUE! | #VALUE! | #VALUE! | #VALUE! | #VALUE! |  |  | #VALUE! | #VALUE! | #VALUE! | #VALUE! | #VALUE! |  |  | #VALUE! | #VALUE! | #VALUE! | #VALUE! | #VALUE! | #VALUE! | #VALUE! | #VALUE! | 0 | #REF! | #VALUE! | #VALUE! | #VALUE! | #VALUE! | #VALUE! | #VALUE! | #VALUE! | 0
|  |  |  | 0 | 51 | 0 |  |  | 1 | 1.0842e-19 | 0 | 1.0669e-18 | 1.0669e-18 | 1.0669e-18 | 0 | 0 |  |  |  |  | #VALUE! | #VALUE! | #VALUE! |  |  | #VALUE! | #VALUE! | #VALUE! | #VALUE! | #VALUE! | #VALUE! | #VALUE! | #VALUE! |  |  |  |  | #VALUE! | #VALUE! | #VALUE! |  |  | #VALUE! | #VALUE! | #VALUE! | #VALUE! | #VALUE! | #VALUE! | #VALUE! | #VALUE! |  |  |  |  | #VALUE! | #VALUE! | #VALUE! |  |  | #VALUE! | #VALUE! | #VALUE! | #VALUE! | #VALUE! | #VALUE! | #VALUE! | #VALUE! |  |  |  |  | #VALUE! | #VALUE! | #VALUE! |  |  | #VALUE! | #VALUE! | #VALUE! | #VALUE! | #VALUE! | #VALUE! | #VALUE! | #VALUE! |  |  |  |  | #VALUE! | #VALUE! | #VALUE! |  |  | #VALUE! | #VALUE! | #VALUE! | #VALUE! | #VALUE! | #VALUE! | #VALUE! | #VALUE! |  |  | #VALUE! | #VALUE! | #VALUE! | #VALUE! | #VALUE! |  |  | #VALUE! | #VALUE! | #VALUE! | #VALUE! | #VALUE! | #VALUE! | #VALUE! | #VALUE! |  |  | #VALUE! | #VALUE! | #VALUE! | #VALUE! | #VALUE! |  |  | #VALUE! | #VALUE! | #VALUE! | #VALUE! | #VALUE! | #VALUE! | #VALUE! | #VALUE! | 0 | #REF! | #VALUE! | #VALUE! | #VALUE! | #VALUE! | #VALUE! | #VALUE! | #VALUE! | 0
|  |  |  | 0 | 51 | 0 |  |  | 1 | 1.0842e-19 | 0 | 1.0669e-18 | 1.0669e-18 | 1.0669e-18 | 0 | 0 |  |  |  |  | #VALUE! | #VALUE! | #VALUE! |  |  | #VALUE! | #VALUE! | #VALUE! | #VALUE! | #VALUE! | #VALUE! | #VALUE! | #VALUE! |  |  |  |  | #VALUE! | #VALUE! | #VALUE! |  |  | #VALUE! | #VALUE! | #VALUE! | #VALUE! | #VALUE! | #VALUE! | #VALUE! | #VALUE! |  |  |  |  | #VALUE! | #VALUE! | #VALUE! |  |  | #VALUE! | #VALUE! | #VALUE! | #VALUE! | #VALUE! | #VALUE! | #VALUE! | #VALUE! |  |  |  |  | #VALUE! | #VALUE! | #VALUE! |  |  | #VALUE! | #VALUE! | #VALUE! | #VALUE! | #VALUE! | #VALUE! | #VALUE! | #VALUE! |  |  |  |  | #VALUE! | #VALUE! | #VALUE! |  |  | #VALUE! | #VALUE! | #VALUE! | #VALUE! | #VALUE! | #VALUE! | #VALUE! | #VALUE! |  |  | #VALUE! | #VALUE! | #VALUE! | #VALUE! | #VALUE! |  |  | #VALUE! | #VALUE! | #VALUE! | #VALUE! | #VALUE! | #VALUE! | #VALUE! | #VALUE! |  |  | #VALUE! | #VALUE! | #VALUE! | #VALUE! | #VALUE! |  |  | #VALUE! | #VALUE! | #VALUE! | #VALUE! | #VALUE! | #VALUE! | #VALUE! | #VALUE! | 0 | #REF! | #VALUE! | #VALUE! | #VALUE! | #VALUE! | #VALUE! | #VALUE! | #VALUE! | 0
|  |  |  | 0 | 51 | 0 |  |  | 1 | 1.0842e-19 | 0 | 1.0669e-18 | 1.0669e-18 | 1.0669e-18 | 0 | 0 |  |  |  |  | #VALUE! | #VALUE! | #VALUE! |  |  | #VALUE! | #VALUE! | #VALUE! | #VALUE! | #VALUE! | #VALUE! | #VALUE! | #VALUE! |  |  |  |  | #VALUE! | #VALUE! | #VALUE! |  |  | #VALUE! | #VALUE! | #VALUE! | #VALUE! | #VALUE! | #VALUE! | #VALUE! | #VALUE! |  |  |  |  | #VALUE! | #VALUE! | #VALUE! |  |  | #VALUE! | #VALUE! | #VALUE! | #VALUE! | #VALUE! | #VALUE! | #VALUE! | #VALUE! |  |  |  |  | #VALUE! | #VALUE! | #VALUE! |  |  | #VALUE! | #VALUE! | #VALUE! | #VALUE! | #VALUE! | #VALUE! | #VALUE! | #VALUE! |  |  |  |  | #VALUE! | #VALUE! | #VALUE! |  |  | #VALUE! | #VALUE! | #VALUE! | #VALUE! | #VALUE! | #VALUE! | #VALUE! | #VALUE! |  |  | #VALUE! | #VALUE! | #VALUE! | #VALUE! | #VALUE! |  |  | #VALUE! | #VALUE! | #VALUE! | #VALUE! | #VALUE! | #VALUE! | #VALUE! | #VALUE! |  |  | #VALUE! | #VALUE! | #VALUE! | #VALUE! | #VALUE! |  |  | #VALUE! | #VALUE! | #VALUE! | #VALUE! | #VALUE! | #VALUE! | #VALUE! | #VALUE! | 0 | #REF! | #VALUE! | #VALUE! | #VALUE! | #VALUE! | #VALUE! | #VALUE! | #VALUE! | 0
|  |  |  | 0 | 51 | 0 |  |  | 1 | 1.0842e-19 | 0 | 1.0669e-18 | 1.0669e-18 | 1.0669e-18 | 0 | 0 |  |  |  |  | #VALUE! | #VALUE! | #VALUE! |  |  | #VALUE! | #VALUE! | #VALUE! | #VALUE! | #VALUE! | #VALUE! | #VALUE! | #VALUE! |  |  |  |  | #VALUE! | #VALUE! | #VALUE! |  |  | #VALUE! | #VALUE! | #VALUE! | #VALUE! | #VALUE! | #VALUE! | #VALUE! | #VALUE! |  |  |  |  | #VALUE! | #VALUE! | #VALUE! |  |  | #VALUE! | #VALUE! | #VALUE! | #VALUE! | #VALUE! | #VALUE! | #VALUE! | #VALUE! |  |  |  |  | #VALUE! | #VALUE! | #VALUE! |  |  | #VALUE! | #VALUE! | #VALUE! | #VALUE! | #VALUE! | #VALUE! | #VALUE! | #VALUE! |  |  |  |  | #VALUE! | #VALUE! | #VALUE! |  |  | #VALUE! | #VALUE! | #VALUE! | #VALUE! | #VALUE! | #VALUE! | #VALUE! | #VALUE! |  |  | #VALUE! | #VALUE! | #VALUE! | #VALUE! | #VALUE! |  |  | #VALUE! | #VALUE! | #VALUE! | #VALUE! | #VALUE! | #VALUE! | #VALUE! | #VALUE! |  |  | #VALUE! | #VALUE! | #VALUE! | #VALUE! | #VALUE! |  |  | #VALUE! | #VALUE! | #VALUE! | #VALUE! | #VALUE! | #VALUE! | #VALUE! | #VALUE! | 0 | #REF! | #VALUE! | #VALUE! | #VALUE! | #VALUE! | #VALUE! | #VALUE! | #VALUE! | 0
|  |  |  | 0 | 51 | 0 |  |  | 1 | 1.0842e-19 | 0 | 1.0669e-18 | 1.0669e-18 | 1.0669e-18 | 0 | 0 |  |  |  |  | #VALUE! | #VALUE! | #VALUE! |  |  | #VALUE! | #VALUE! | #VALUE! | #VALUE! | #VALUE! | #VALUE! | #VALUE! | #VALUE! |  |  |  |  | #VALUE! | #VALUE! | #VALUE! |  |  | #VALUE! | #VALUE! | #VALUE! | #VALUE! | #VALUE! | #VALUE! | #VALUE! | #VALUE! |  |  |  |  | #VALUE! | #VALUE! | #VALUE! |  |  | #VALUE! | #VALUE! | #VALUE! | #VALUE! | #VALUE! | #VALUE! | #VALUE! | #VALUE! |  |  |  |  | #VALUE! | #VALUE! | #VALUE! |  |  | #VALUE! | #VALUE! | #VALUE! | #VALUE! | #VALUE! | #VALUE! | #VALUE! | #VALUE! |  |  |  |  | #VALUE! | #VALUE! | #VALUE! |  |  | #VALUE! | #VALUE! | #VALUE! | #VALUE! | #VALUE! | #VALUE! | #VALUE! | #VALUE! |  |  | #VALUE! | #VALUE! | #VALUE! | #VALUE! | #VALUE! |  |  | #VALUE! | #VALUE! | #VALUE! | #VALUE! | #VALUE! | #VALUE! | #VALUE! | #VALUE! |  |  | #VALUE! | #VALUE! | #VALUE! | #VALUE! | #VALUE! |  |  | #VALUE! | #VALUE! | #VALUE! | #VALUE! | #VALUE! | #VALUE! | #VALUE! | #VALUE! | 0 | #REF! | #VALUE! | #VALUE! | #VALUE! | #VALUE! | #VALUE! | #VALUE! | #VALUE! | 0
|  |  |  | 0 | 51 | 0 |  |  | 1 | 1.0842e-19 | 0 | 1.0669e-18 | 1.0669e-18 | 1.0669e-18 | 0 | 0 |  |  |  |  | #VALUE! | #VALUE! | #VALUE! |  |  | #VALUE! | #VALUE! | #VALUE! | #VALUE! | #VALUE! | #VALUE! | #VALUE! | #VALUE! |  |  |  |  | #VALUE! | #VALUE! | #VALUE! |  |  | #VALUE! | #VALUE! | #VALUE! | #VALUE! | #VALUE! | #VALUE! | #VALUE! | #VALUE! |  |  |  |  | #VALUE! | #VALUE! | #VALUE! |  |  | #VALUE! | #VALUE! | #VALUE! | #VALUE! | #VALUE! | #VALUE! | #VALUE! | #VALUE! |  |  |  |  | #VALUE! | #VALUE! | #VALUE! |  |  | #VALUE! | #VALUE! | #VALUE! | #VALUE! | #VALUE! | #VALUE! | #VALUE! | #VALUE! |  |  |  |  | #VALUE! | #VALUE! | #VALUE! |  |  | #VALUE! | #VALUE! | #VALUE! | #VALUE! | #VALUE! | #VALUE! | #VALUE! | #VALUE! |  |  | #VALUE! | #VALUE! | #VALUE! | #VALUE! | #VALUE! |  |  | #VALUE! | #VALUE! | #VALUE! | #VALUE! | #VALUE! | #VALUE! | #VALUE! | #VALUE! |  |  | #VALUE! | #VALUE! | #VALUE! | #VALUE! | #VALUE! |  |  | #VALUE! | #VALUE! | #VALUE! | #VALUE! | #VALUE! | #VALUE! | #VALUE! | #VALUE! | 0 | #REF! | #VALUE! | #VALUE! | #VALUE! | #VALUE! | #VALUE! | #VALUE! | #VALUE! | 0
|  |  |  | 0 | 51 | 0 |  |  | 1 | 1.0842e-19 | 0 | 1.0669e-18 | 1.0669e-18 | 1.0669e-18 | 0 | 0 |  |  |  |  | #VALUE! | #VALUE! | #VALUE! |  |  | #VALUE! | #VALUE! | #VALUE! | #VALUE! | #VALUE! | #VALUE! | #VALUE! | #VALUE! |  |  |  |  | #VALUE! | #VALUE! | #VALUE! |  |  | #VALUE! | #VALUE! | #VALUE! | #VALUE! | #VALUE! | #VALUE! | #VALUE! | #VALUE! |  |  |  |  | #VALUE! | #VALUE! | #VALUE! |  |  | #VALUE! | #VALUE! | #VALUE! | #VALUE! | #VALUE! | #VALUE! | #VALUE! | #VALUE! |  |  |  |  | #VALUE! | #VALUE! | #VALUE! |  |  | #VALUE! | #VALUE! | #VALUE! | #VALUE! | #VALUE! | #VALUE! | #VALUE! | #VALUE! |  |  |  |  | #VALUE! | #VALUE! | #VALUE! |  |  | #VALUE! | #VALUE! | #VALUE! | #VALUE! | #VALUE! | #VALUE! | #VALUE! | #VALUE! |  |  | #VALUE! | #VALUE! | #VALUE! | #VALUE! | #VALUE! |  |  | #VALUE! | #VALUE! | #VALUE! | #VALUE! | #VALUE! | #VALUE! | #VALUE! | #VALUE! |  |  | #VALUE! | #VALUE! | #VALUE! | #VALUE! | #VALUE! |  |  | #VALUE! | #VALUE! | #VALUE! | #VALUE! | #VALUE! | #VALUE! | #VALUE! | #VALUE! | 0 | #REF! | #VALUE! | #VALUE! | #VALUE! | #VALUE! | #VALUE! | #VALUE! | #VALUE! | 0
|  |  |  | 0 | 51 | 0 |  |  | 1 | 1.0842e-19 | 0 | 1.0669e-18 | 1.0669e-18 | 1.0669e-18 | 0 | 0 |  |  |  |  | #VALUE! | #VALUE! | #VALUE! |  |  | #VALUE! | #VALUE! | #VALUE! | #VALUE! | #VALUE! | #VALUE! | #VALUE! | #VALUE! |  |  |  |  | #VALUE! | #VALUE! | #VALUE! |  |  | #VALUE! | #VALUE! | #VALUE! | #VALUE! | #VALUE! | #VALUE! | #VALUE! | #VALUE! |  |  |  |  | #VALUE! | #VALUE! | #VALUE! |  |  | #VALUE! | #VALUE! | #VALUE! | #VALUE! | #VALUE! | #VALUE! | #VALUE! | #VALUE! |  |  |  |  | #VALUE! | #VALUE! | #VALUE! |  |  | #VALUE! | #VALUE! | #VALUE! | #VALUE! | #VALUE! | #VALUE! | #VALUE! | #VALUE! |  |  |  |  | #VALUE! | #VALUE! | #VALUE! |  |  | #VALUE! | #VALUE! | #VALUE! | #VALUE! | #VALUE! | #VALUE! | #VALUE! | #VALUE! |  |  | #VALUE! | #VALUE! | #VALUE! | #VALUE! | #VALUE! |  |  | #VALUE! | #VALUE! | #VALUE! | #VALUE! | #VALUE! | #VALUE! | #VALUE! | #VALUE! |  |  | #VALUE! | #VALUE! | #VALUE! | #VALUE! | #VALUE! |  |  | #VALUE! | #VALUE! | #VALUE! | #VALUE! | #VALUE! | #VALUE! | #VALUE! | #VALUE! | 0 | #REF! | #VALUE! | #VALUE! | #VALUE! | #VALUE! | #VALUE! | #VALUE! | #VALUE! | 0
|  |  |  | 0 | 51 | 0 |  |  | 1 | 1.0842e-19 | 0 | 1.0669e-18 | 1.0669e-18 | 1.0669e-18 | 0 | 0 |  |  |  |  | #VALUE! | #VALUE! | #VALUE! |  |  | #VALUE! | #VALUE! | #VALUE! | #VALUE! | #VALUE! | #VALUE! | #VALUE! | #VALUE! |  |  |  |  | #VALUE! | #VALUE! | #VALUE! |  |  | #VALUE! | #VALUE! | #VALUE! | #VALUE! | #VALUE! | #VALUE! | #VALUE! | #VALUE! |  |  |  |  | #VALUE! | #VALUE! | #VALUE! |  |  | #VALUE! | #VALUE! | #VALUE! | #VALUE! | #VALUE! | #VALUE! | #VALUE! | #VALUE! |  |  |  |  | #VALUE! | #VALUE! | #VALUE! |  |  | #VALUE! | #VALUE! | #VALUE! | #VALUE! | #VALUE! | #VALUE! | #VALUE! | #VALUE! |  |  |  |  | #VALUE! | #VALUE! | #VALUE! |  |  | #VALUE! | #VALUE! | #VALUE! | #VALUE! | #VALUE! | #VALUE! | #VALUE! | #VALUE! |  |  | #VALUE! | #VALUE! | #VALUE! | #VALUE! | #VALUE! |  |  | #VALUE! | #VALUE! | #VALUE! | #VALUE! | #VALUE! | #VALUE! | #VALUE! | #VALUE! |  |  | #VALUE! | #VALUE! | #VALUE! | #VALUE! | #VALUE! |  |  | #VALUE! | #VALUE! | #VALUE! | #VALUE! | #VALUE! | #VALUE! | #VALUE! | #VALUE! | 0 | #REF! | #VALUE! | #VALUE! | #VALUE! | #VALUE! | #VALUE! | #VALUE! | #VALUE! | 0
|  |  |  | 0 | 51 | 0 |  |  | 1 | 1.0842e-19 | 0 | 1.0669e-18 | 1.0669e-18 | 1.0669e-18 | 0 | 0 |  |  |  |  | #VALUE! | #VALUE! | #VALUE! |  |  | #VALUE! | #VALUE! | #VALUE! | #VALUE! | #VALUE! | #VALUE! | #VALUE! | #VALUE! |  |  |  |  | #VALUE! | #VALUE! | #VALUE! |  |  | #VALUE! | #VALUE! | #VALUE! | #VALUE! | #VALUE! | #VALUE! | #VALUE! | #VALUE! |  |  |  |  | #VALUE! | #VALUE! | #VALUE! |  |  | #VALUE! | #VALUE! | #VALUE! | #VALUE! | #VALUE! | #VALUE! | #VALUE! | #VALUE! |  |  |  |  | #VALUE! | #VALUE! | #VALUE! |  |  | #VALUE! | #VALUE! | #VALUE! | #VALUE! | #VALUE! | #VALUE! | #VALUE! | #VALUE! |  |  |  |  | #VALUE! | #VALUE! | #VALUE! |  |  | #VALUE! | #VALUE! | #VALUE! | #VALUE! | #VALUE! | #VALUE! | #VALUE! | #VALUE! |  |  | #VALUE! | #VALUE! | #VALUE! | #VALUE! | #VALUE! |  |  | #VALUE! | #VALUE! | #VALUE! | #VALUE! | #VALUE! | #VALUE! | #VALUE! | #VALUE! |  |  | #VALUE! | #VALUE! | #VALUE! | #VALUE! | #VALUE! |  |  | #VALUE! | #VALUE! | #VALUE! | #VALUE! | #VALUE! | #VALUE! | #VALUE! | #VALUE! | 0 | #REF! | #VALUE! | #VALUE! | #VALUE! | #VALUE! | #VALUE! | #VALUE! | #VALUE! | 0
|  |  |  | 0 | 51 | 0 |  |  | 1 | 1.0842e-19 | 0 | 1.0669e-18 | 1.0669e-18 | 1.0669e-18 | 0 | 0 |  |  |  |  | #VALUE! | #VALUE! | #VALUE! |  |  | #VALUE! | #VALUE! | #VALUE! | #VALUE! | #VALUE! | #VALUE! | #VALUE! | #VALUE! |  |  |  |  | #VALUE! | #VALUE! | #VALUE! |  |  | #VALUE! | #VALUE! | #VALUE! | #VALUE! | #VALUE! | #VALUE! | #VALUE! | #VALUE! |  |  |  |  | #VALUE! | #VALUE! | #VALUE! |  |  | #VALUE! | #VALUE! | #VALUE! | #VALUE! | #VALUE! | #VALUE! | #VALUE! | #VALUE! |  |  |  |  | #VALUE! | #VALUE! | #VALUE! |  |  | #VALUE! | #VALUE! | #VALUE! | #VALUE! | #VALUE! | #VALUE! | #VALUE! | #VALUE! |  |  |  |  | #VALUE! | #VALUE! | #VALUE! |  |  | #VALUE! | #VALUE! | #VALUE! | #VALUE! | #VALUE! | #VALUE! | #VALUE! | #VALUE! |  |  | #VALUE! | #VALUE! | #VALUE! | #VALUE! | #VALUE! |  |  | #VALUE! | #VALUE! | #VALUE! | #VALUE! | #VALUE! | #VALUE! | #VALUE! | #VALUE! |  |  | #VALUE! | #VALUE! | #VALUE! | #VALUE! | #VALUE! |  |  | #VALUE! | #VALUE! | #VALUE! | #VALUE! | #VALUE! | #VALUE! | #VALUE! | #VALUE! | 0 | #REF! | #VALUE! | #VALUE! | #VALUE! | #VALUE! | #VALUE! | #VALUE! | #VALUE! | 0
|  |  |  | 0 | 51 | 0 |  |  | 1 | 1.0842e-19 | 0 | 1.0669e-18 | 1.0669e-18 | 1.0669e-18 | 0 | 0 |  |  |  |  | #VALUE! | #VALUE! | #VALUE! |  |  | #VALUE! | #VALUE! | #VALUE! | #VALUE! | #VALUE! | #VALUE! | #VALUE! | #VALUE! |  |  |  |  | #VALUE! | #VALUE! | #VALUE! |  |  | #VALUE! | #VALUE! | #VALUE! | #VALUE! | #VALUE! | #VALUE! | #VALUE! | #VALUE! |  |  |  |  | #VALUE! | #VALUE! | #VALUE! |  |  | #VALUE! | #VALUE! | #VALUE! | #VALUE! | #VALUE! | #VALUE! | #VALUE! | #VALUE! |  |  |  |  | #VALUE! | #VALUE! | #VALUE! |  |  | #VALUE! | #VALUE! | #VALUE! | #VALUE! | #VALUE! | #VALUE! | #VALUE! | #VALUE! |  |  |  |  | #VALUE! | #VALUE! | #VALUE! |  |  | #VALUE! | #VALUE! | #VALUE! | #VALUE! | #VALUE! | #VALUE! | #VALUE! | #VALUE! |  |  | #VALUE! | #VALUE! | #VALUE! | #VALUE! | #VALUE! |  |  | #VALUE! | #VALUE! | #VALUE! | #VALUE! | #VALUE! | #VALUE! | #VALUE! | #VALUE! |  |  | #VALUE! | #VALUE! | #VALUE! | #VALUE! | #VALUE! |  |  | #VALUE! | #VALUE! | #VALUE! | #VALUE! | #VALUE! | #VALUE! | #VALUE! | #VALUE! | 0 | #REF! | #VALUE! | #VALUE! | #VALUE! | #VALUE! | #VALUE! | #VALUE! | #VALUE! | 0
|  |  |  | 0 | 51 | 0 |  |  | 1 | 1.0842e-19 | 0 | 1.0669e-18 | 1.0669e-18 | 1.0669e-18 | 0 | 0 |  |  |  |  | #VALUE! | #VALUE! | #VALUE! |  |  | #VALUE! | #VALUE! | #VALUE! | #VALUE! | #VALUE! | #VALUE! | #VALUE! | #VALUE! |  |  |  |  | #VALUE! | #VALUE! | #VALUE! |  |  | #VALUE! | #VALUE! | #VALUE! | #VALUE! | #VALUE! | #VALUE! | #VALUE! | #VALUE! |  |  |  |  | #VALUE! | #VALUE! | #VALUE! |  |  | #VALUE! | #VALUE! | #VALUE! | #VALUE! | #VALUE! | #VALUE! | #VALUE! | #VALUE! |  |  |  |  | #VALUE! | #VALUE! | #VALUE! |  |  | #VALUE! | #VALUE! | #VALUE! | #VALUE! | #VALUE! | #VALUE! | #VALUE! | #VALUE! |  |  |  |  | #VALUE! | #VALUE! | #VALUE! |  |  | #VALUE! | #VALUE! | #VALUE! | #VALUE! | #VALUE! | #VALUE! | #VALUE! | #VALUE! |  |  | #VALUE! | #VALUE! | #VALUE! | #VALUE! | #VALUE! |  |  | #VALUE! | #VALUE! | #VALUE! | #VALUE! | #VALUE! | #VALUE! | #VALUE! | #VALUE! |  |  | #VALUE! | #VALUE! | #VALUE! | #VALUE! | #VALUE! |  |  | #VALUE! | #VALUE! | #VALUE! | #VALUE! | #VALUE! | #VALUE! | #VALUE! | #VALUE! | 0 | #REF! | #VALUE! | #VALUE! | #VALUE! | #VALUE! | #VALUE! | #VALUE! | #VALUE! | 0
|  |  |  | 0 | 51 | 0 |  |  | 1 | 1.0842e-19 | 0 | 1.0669e-18 | 1.0669e-18 | 1.0669e-18 | 0 | 0 |  |  |  |  | #VALUE! | #VALUE! | #VALUE! |  |  | #VALUE! | #VALUE! | #VALUE! | #VALUE! | #VALUE! | #VALUE! | #VALUE! | #VALUE! |  |  |  |  | #VALUE! | #VALUE! | #VALUE! |  |  | #VALUE! | #VALUE! | #VALUE! | #VALUE! | #VALUE! | #VALUE! | #VALUE! | #VALUE! |  |  |  |  | #VALUE! | #VALUE! | #VALUE! |  |  | #VALUE! | #VALUE! | #VALUE! | #VALUE! | #VALUE! | #VALUE! | #VALUE! | #VALUE! |  |  |  |  | #VALUE! | #VALUE! | #VALUE! |  |  | #VALUE! | #VALUE! | #VALUE! | #VALUE! | #VALUE! | #VALUE! | #VALUE! | #VALUE! |  |  |  |  | #VALUE! | #VALUE! | #VALUE! |  |  | #VALUE! | #VALUE! | #VALUE! | #VALUE! | #VALUE! | #VALUE! | #VALUE! | #VALUE! |  |  | #VALUE! | #VALUE! | #VALUE! | #VALUE! | #VALUE! |  |  | #VALUE! | #VALUE! | #VALUE! | #VALUE! | #VALUE! | #VALUE! | #VALUE! | #VALUE! |  |  | #VALUE! | #VALUE! | #VALUE! | #VALUE! | #VALUE! |  |  | #VALUE! | #VALUE! | #VALUE! | #VALUE! | #VALUE! | #VALUE! | #VALUE! | #VALUE! | 0 | #REF! | #VALUE! | #VALUE! | #VALUE! | #VALUE! | #VALUE! | #VALUE! | #VALUE! | 0
|  |  |  | 0 | 51 | 0 |  |  | 1 | 1.0842e-19 | 0 | 1.0669e-18 | 1.0669e-18 | 1.0669e-18 | 0 | 0 |  |  |  |  | #VALUE! | #VALUE! | #VALUE! |  |  | #VALUE! | #VALUE! | #VALUE! | #VALUE! | #VALUE! | #VALUE! | #VALUE! | #VALUE! |  |  |  |  | #VALUE! | #VALUE! | #VALUE! |  |  | #VALUE! | #VALUE! | #VALUE! | #VALUE! | #VALUE! | #VALUE! | #VALUE! | #VALUE! |  |  |  |  | #VALUE! | #VALUE! | #VALUE! |  |  | #VALUE! | #VALUE! | #VALUE! | #VALUE! | #VALUE! | #VALUE! | #VALUE! | #VALUE! |  |  |  |  | #VALUE! | #VALUE! | #VALUE! |  |  | #VALUE! | #VALUE! | #VALUE! | #VALUE! | #VALUE! | #VALUE! | #VALUE! | #VALUE! |  |  |  |  | #VALUE! | #VALUE! | #VALUE! |  |  | #VALUE! | #VALUE! | #VALUE! | #VALUE! | #VALUE! | #VALUE! | #VALUE! | #VALUE! |  |  | #VALUE! | #VALUE! | #VALUE! | #VALUE! | #VALUE! |  |  | #VALUE! | #VALUE! | #VALUE! | #VALUE! | #VALUE! | #VALUE! | #VALUE! | #VALUE! |  |  | #VALUE! | #VALUE! | #VALUE! | #VALUE! | #VALUE! |  |  | #VALUE! | #VALUE! | #VALUE! | #VALUE! | #VALUE! | #VALUE! | #VALUE! | #VALUE! | 0 | #REF! | #VALUE! | #VALUE! | #VALUE! | #VALUE! | #VALUE! | #VALUE! | #VALUE! | 0
|  |  |  | 0 | 51 | 0 |  |  | 1 | 1.0842e-19 | 0 | 1.0669e-18 | 1.0669e-18 | 1.0669e-18 | 0 | 0 |  |  |  |  | #VALUE! | #VALUE! | #VALUE! |  |  | #VALUE! | #VALUE! | #VALUE! | #VALUE! | #VALUE! | #VALUE! | #VALUE! | #VALUE! |  |  |  |  | #VALUE! | #VALUE! | #VALUE! |  |  | #VALUE! | #VALUE! | #VALUE! | #VALUE! | #VALUE! | #VALUE! | #VALUE! | #VALUE! |  |  |  |  | #VALUE! | #VALUE! | #VALUE! |  |  | #VALUE! | #VALUE! | #VALUE! | #VALUE! | #VALUE! | #VALUE! | #VALUE! | #VALUE! |  |  |  |  | #VALUE! | #VALUE! | #VALUE! |  |  | #VALUE! | #VALUE! | #VALUE! | #VALUE! | #VALUE! | #VALUE! | #VALUE! | #VALUE! |  |  |  |  | #VALUE! | #VALUE! | #VALUE! |  |  | #VALUE! | #VALUE! | #VALUE! | #VALUE! | #VALUE! | #VALUE! | #VALUE! | #VALUE! |  |  | #VALUE! | #VALUE! | #VALUE! | #VALUE! | #VALUE! |  |  | #VALUE! | #VALUE! | #VALUE! | #VALUE! | #VALUE! | #VALUE! | #VALUE! | #VALUE! |  |  | #VALUE! | #VALUE! | #VALUE! | #VALUE! | #VALUE! |  |  | #VALUE! | #VALUE! | #VALUE! | #VALUE! | #VALUE! | #VALUE! | #VALUE! | #VALUE! | 0 | #REF! | #VALUE! | #VALUE! | #VALUE! | #VALUE! | #VALUE! | #VALUE! | #VALUE! | 0
|  |  |  | 0 | 51 | 0 |  |  | 1 | 1.0842e-19 | 0 | 1.0669e-18 | 1.0669e-18 | 1.0669e-18 | 0 | 0 |  |  |  |  | #VALUE! | #VALUE! | #VALUE! |  |  | #VALUE! | #VALUE! | #VALUE! | #VALUE! | #VALUE! | #VALUE! | #VALUE! | #VALUE! |  |  |  |  | #VALUE! | #VALUE! | #VALUE! |  |  | #VALUE! | #VALUE! | #VALUE! | #VALUE! | #VALUE! | #VALUE! | #VALUE! | #VALUE! |  |  |  |  | #VALUE! | #VALUE! | #VALUE! |  |  | #VALUE! | #VALUE! | #VALUE! | #VALUE! | #VALUE! | #VALUE! | #VALUE! | #VALUE! |  |  |  |  | #VALUE! | #VALUE! | #VALUE! |  |  | #VALUE! | #VALUE! | #VALUE! | #VALUE! | #VALUE! | #VALUE! | #VALUE! | #VALUE! |  |  |  |  | #VALUE! | #VALUE! | #VALUE! |  |  | #VALUE! | #VALUE! | #VALUE! | #VALUE! | #VALUE! | #VALUE! | #VALUE! | #VALUE! |  |  | #VALUE! | #VALUE! | #VALUE! | #VALUE! | #VALUE! |  |  | #VALUE! | #VALUE! | #VALUE! | #VALUE! | #VALUE! | #VALUE! | #VALUE! | #VALUE! |  |  | #VALUE! | #VALUE! | #VALUE! | #VALUE! | #VALUE! |  |  | #VALUE! | #VALUE! | #VALUE! | #VALUE! | #VALUE! | #VALUE! | #VALUE! | #VALUE! | 0 | #REF! | #VALUE! | #VALUE! | #VALUE! | #VALUE! | #VALUE! | #VALUE! | #VALUE! | 0
|  |  |  | 0 | 51 | 0 |  |  | 1 | 1.0842e-19 | 0 | 1.0669e-18 | 1.0669e-18 | 1.0669e-18 | 0 | 0 |  |  |  |  | #VALUE! | #VALUE! | #VALUE! |  |  | #VALUE! | #VALUE! | #VALUE! | #VALUE! | #VALUE! | #VALUE! | #VALUE! | #VALUE! |  |  |  |  | #VALUE! | #VALUE! | #VALUE! |  |  | #VALUE! | #VALUE! | #VALUE! | #VALUE! | #VALUE! | #VALUE! | #VALUE! | #VALUE! |  |  |  |  | #VALUE! | #VALUE! | #VALUE! |  |  | #VALUE! | #VALUE! | #VALUE! | #VALUE! | #VALUE! | #VALUE! | #VALUE! | #VALUE! |  |  |  |  | #VALUE! | #VALUE! | #VALUE! |  |  | #VALUE! | #VALUE! | #VALUE! | #VALUE! | #VALUE! | #VALUE! | #VALUE! | #VALUE! |  |  |  |  | #VALUE! | #VALUE! | #VALUE! |  |  | #VALUE! | #VALUE! | #VALUE! | #VALUE! | #VALUE! | #VALUE! | #VALUE! | #VALUE! |  |  | #VALUE! | #VALUE! | #VALUE! | #VALUE! | #VALUE! |  |  | #VALUE! | #VALUE! | #VALUE! | #VALUE! | #VALUE! | #VALUE! | #VALUE! | #VALUE! |  |  | #VALUE! | #VALUE! | #VALUE! | #VALUE! | #VALUE! |  |  | #VALUE! | #VALUE! | #VALUE! | #VALUE! | #VALUE! | #VALUE! | #VALUE! | #VALUE! | 0 | #REF! | #VALUE! | #VALUE! | #VALUE! | #VALUE! | #VALUE! | #VALUE! | #VALUE! | 0
|  |  |  | 0 | 51 | 0 |  |  | 1 | 1.0842e-19 | 0 | 1.0669e-18 | 1.0669e-18 | 1.0669e-18 | 0 | 0 |  |  |  |  | #VALUE! | #VALUE! | #VALUE! |  |  | #VALUE! | #VALUE! | #VALUE! | #VALUE! | #VALUE! | #VALUE! | #VALUE! | #VALUE! |  |  |  |  | #VALUE! | #VALUE! | #VALUE! |  |  | #VALUE! | #VALUE! | #VALUE! | #VALUE! | #VALUE! | #VALUE! | #VALUE! | #VALUE! |  |  |  |  | #VALUE! | #VALUE! | #VALUE! |  |  | #VALUE! | #VALUE! | #VALUE! | #VALUE! | #VALUE! | #VALUE! | #VALUE! | #VALUE! |  |  |  |  | #VALUE! | #VALUE! | #VALUE! |  |  | #VALUE! | #VALUE! | #VALUE! | #VALUE! | #VALUE! | #VALUE! | #VALUE! | #VALUE! |  |  |  |  | #VALUE! | #VALUE! | #VALUE! |  |  | #VALUE! | #VALUE! | #VALUE! | #VALUE! | #VALUE! | #VALUE! | #VALUE! | #VALUE! |  |  | #VALUE! | #VALUE! | #VALUE! | #VALUE! | #VALUE! |  |  | #VALUE! | #VALUE! | #VALUE! | #VALUE! | #VALUE! | #VALUE! | #VALUE! | #VALUE! |  |  | #VALUE! | #VALUE! | #VALUE! | #VALUE! | #VALUE! |  |  | #VALUE! | #VALUE! | #VALUE! | #VALUE! | #VALUE! | #VALUE! | #VALUE! | #VALUE! | 0 | #REF! | #VALUE! | #VALUE! | #VALUE! | #VALUE! | #VALUE! | #VALUE! | #VALUE! | 0
|  |  |  | 0 | 51 | 0 |  |  | 1 | 1.0842e-19 | 0 | 1.0669e-18 | 1.0669e-18 | 1.0669e-18 | 0 | 0 |  |  |  |  | #VALUE! | #VALUE! | #VALUE! |  |  | #VALUE! | #VALUE! | #VALUE! | #VALUE! | #VALUE! | #VALUE! | #VALUE! | #VALUE! |  |  |  |  | #VALUE! | #VALUE! | #VALUE! |  |  | #VALUE! | #VALUE! | #VALUE! | #VALUE! | #VALUE! | #VALUE! | #VALUE! | #VALUE! |  |  |  |  | #VALUE! | #VALUE! | #VALUE! |  |  | #VALUE! | #VALUE! | #VALUE! | #VALUE! | #VALUE! | #VALUE! | #VALUE! | #VALUE! |  |  |  |  | #VALUE! | #VALUE! | #VALUE! |  |  | #VALUE! | #VALUE! | #VALUE! | #VALUE! | #VALUE! | #VALUE! | #VALUE! | #VALUE! |  |  |  |  | #VALUE! | #VALUE! | #VALUE! |  |  | #VALUE! | #VALUE! | #VALUE! | #VALUE! | #VALUE! | #VALUE! | #VALUE! | #VALUE! |  |  | #VALUE! | #VALUE! | #VALUE! | #VALUE! | #VALUE! |  |  | #VALUE! | #VALUE! | #VALUE! | #VALUE! | #VALUE! | #VALUE! | #VALUE! | #VALUE! |  |  | #VALUE! | #VALUE! | #VALUE! | #VALUE! | #VALUE! |  |  | #VALUE! | #VALUE! | #VALUE! | #VALUE! | #VALUE! | #VALUE! | #VALUE! | #VALUE! | 0 | #REF! | #VALUE! | #VALUE! | #VALUE! | #VALUE! | #VALUE! | #VALUE! | #VALUE! | 0
|  |  |  | 0 | 51 | 0 |  |  | 1 | 1.0842e-19 | 0 | 1.0669e-18 | 1.0669e-18 | 1.0669e-18 | 0 | 0 |  |  |  |  | #VALUE! | #VALUE! | #VALUE! |  |  | #VALUE! | #VALUE! | #VALUE! | #VALUE! | #VALUE! | #VALUE! | #VALUE! | #VALUE! |  |  |  |  | #VALUE! | #VALUE! | #VALUE! |  |  | #VALUE! | #VALUE! | #VALUE! | #VALUE! | #VALUE! | #VALUE! | #VALUE! | #VALUE! |  |  |  |  | #VALUE! | #VALUE! | #VALUE! |  |  | #VALUE! | #VALUE! | #VALUE! | #VALUE! | #VALUE! | #VALUE! | #VALUE! | #VALUE! |  |  |  |  | #VALUE! | #VALUE! | #VALUE! |  |  | #VALUE! | #VALUE! | #VALUE! | #VALUE! | #VALUE! | #VALUE! | #VALUE! | #VALUE! |  |  |  |  | #VALUE! | #VALUE! | #VALUE! |  |  | #VALUE! | #VALUE! | #VALUE! | #VALUE! | #VALUE! | #VALUE! | #VALUE! | #VALUE! |  |  | #VALUE! | #VALUE! | #VALUE! | #VALUE! | #VALUE! |  |  | #VALUE! | #VALUE! | #VALUE! | #VALUE! | #VALUE! | #VALUE! | #VALUE! | #VALUE! |  |  | #VALUE! | #VALUE! | #VALUE! | #VALUE! | #VALUE! |  |  | #VALUE! | #VALUE! | #VALUE! | #VALUE! | #VALUE! | #VALUE! | #VALUE! | #VALUE! | 0 | #REF! | #VALUE! | #VALUE! | #VALUE! | #VALUE! | #VALUE! | #VALUE! | #VALUE! | 0
|  |  |  | 0 | 51 | 0 |  |  | 1 | 1.0842e-19 | 0 | 1.0669e-18 | 1.0669e-18 | 1.0669e-18 | 0 | 0 |  |  |  |  | #VALUE! | #VALUE! | #VALUE! |  |  | #VALUE! | #VALUE! | #VALUE! | #VALUE! | #VALUE! | #VALUE! | #VALUE! | #VALUE! |  |  |  |  | #VALUE! | #VALUE! | #VALUE! |  |  | #VALUE! | #VALUE! | #VALUE! | #VALUE! | #VALUE! | #VALUE! | #VALUE! | #VALUE! |  |  |  |  | #VALUE! | #VALUE! | #VALUE! |  |  | #VALUE! | #VALUE! | #VALUE! | #VALUE! | #VALUE! | #VALUE! | #VALUE! | #VALUE! |  |  |  |  | #VALUE! | #VALUE! | #VALUE! |  |  | #VALUE! | #VALUE! | #VALUE! | #VALUE! | #VALUE! | #VALUE! | #VALUE! | #VALUE! |  |  |  |  | #VALUE! | #VALUE! | #VALUE! |  |  | #VALUE! | #VALUE! | #VALUE! | #VALUE! | #VALUE! | #VALUE! | #VALUE! | #VALUE! |  |  | #VALUE! | #VALUE! | #VALUE! | #VALUE! | #VALUE! |  |  | #VALUE! | #VALUE! | #VALUE! | #VALUE! | #VALUE! | #VALUE! | #VALUE! | #VALUE! |  |  | #VALUE! | #VALUE! | #VALUE! | #VALUE! | #VALUE! |  |  | #VALUE! | #VALUE! | #VALUE! | #VALUE! | #VALUE! | #VALUE! | #VALUE! | #VALUE! | 0 | #REF! | #VALUE! | #VALUE! | #VALUE! | #VALUE! | #VALUE! | #VALUE! | #VALUE! | 0
|  |  |  | 0 | 51 | 0 |  |  | 1 | 1.0842e-19 | 0 | 1.0669e-18 | 1.0669e-18 | 1.0669e-18 | 0 | 0 |  |  |  |  | #VALUE! | #VALUE! | #VALUE! |  |  | #VALUE! | #VALUE! | #VALUE! | #VALUE! | #VALUE! | #VALUE! | #VALUE! | #VALUE! |  |  |  |  | #VALUE! | #VALUE! | #VALUE! |  |  | #VALUE! | #VALUE! | #VALUE! | #VALUE! | #VALUE! | #VALUE! | #VALUE! | #VALUE! |  |  |  |  | #VALUE! | #VALUE! | #VALUE! |  |  | #VALUE! | #VALUE! | #VALUE! | #VALUE! | #VALUE! | #VALUE! | #VALUE! | #VALUE! |  |  |  |  | #VALUE! | #VALUE! | #VALUE! |  |  | #VALUE! | #VALUE! | #VALUE! | #VALUE! | #VALUE! | #VALUE! | #VALUE! | #VALUE! |  |  |  |  | #VALUE! | #VALUE! | #VALUE! |  |  | #VALUE! | #VALUE! | #VALUE! | #VALUE! | #VALUE! | #VALUE! | #VALUE! | #VALUE! |  |  | #VALUE! | #VALUE! | #VALUE! | #VALUE! | #VALUE! |  |  | #VALUE! | #VALUE! | #VALUE! | #VALUE! | #VALUE! | #VALUE! | #VALUE! | #VALUE! |  |  | #VALUE! | #VALUE! | #VALUE! | #VALUE! | #VALUE! |  |  | #VALUE! | #VALUE! | #VALUE! | #VALUE! | #VALUE! | #VALUE! | #VALUE! | #VALUE! | 0 | #REF! | #VALUE! | #VALUE! | #VALUE! | #VALUE! | #VALUE! | #VALUE! | #VALUE! | 0
|  |  |  | 0 | 51 | 0 |  |  | 1 | 1.0842e-19 | 0 | 1.0669e-18 | 1.0669e-18 | 1.0669e-18 | 0 | 0 |  |  |  |  | #VALUE! | #VALUE! | #VALUE! |  |  | #VALUE! | #VALUE! | #VALUE! | #VALUE! | #VALUE! | #VALUE! | #VALUE! | #VALUE! |  |  |  |  | #VALUE! | #VALUE! | #VALUE! |  |  | #VALUE! | #VALUE! | #VALUE! | #VALUE! | #VALUE! | #VALUE! | #VALUE! | #VALUE! |  |  |  |  | #VALUE! | #VALUE! | #VALUE! |  |  | #VALUE! | #VALUE! | #VALUE! | #VALUE! | #VALUE! | #VALUE! | #VALUE! | #VALUE! |  |  |  |  | #VALUE! | #VALUE! | #VALUE! |  |  | #VALUE! | #VALUE! | #VALUE! | #VALUE! | #VALUE! | #VALUE! | #VALUE! | #VALUE! |  |  |  |  | #VALUE! | #VALUE! | #VALUE! |  |  | #VALUE! | #VALUE! | #VALUE! | #VALUE! | #VALUE! | #VALUE! | #VALUE! | #VALUE! |  |  | #VALUE! | #VALUE! | #VALUE! | #VALUE! | #VALUE! |  |  | #VALUE! | #VALUE! | #VALUE! | #VALUE! | #VALUE! | #VALUE! | #VALUE! | #VALUE! |  |  | #VALUE! | #VALUE! | #VALUE! | #VALUE! | #VALUE! |  |  | #VALUE! | #VALUE! | #VALUE! | #VALUE! | #VALUE! | #VALUE! | #VALUE! | #VALUE! | 0 | #REF! | #VALUE! | #VALUE! | #VALUE! | #VALUE! | #VALUE! | #VALUE! | #VALUE! | 0
|  |  |  | 0 | 51 | 0 |  |  | 1 | 1.0842e-19 | 0 | 1.0669e-18 | 1.0669e-18 | 1.0669e-18 | 0 | 0 |  |  |  |  | #VALUE! | #VALUE! | #VALUE! |  |  | #VALUE! | #VALUE! | #VALUE! | #VALUE! | #VALUE! | #VALUE! | #VALUE! | #VALUE! |  |  |  |  | #VALUE! | #VALUE! | #VALUE! |  |  | #VALUE! | #VALUE! | #VALUE! | #VALUE! | #VALUE! | #VALUE! | #VALUE! | #VALUE! |  |  |  |  | #VALUE! | #VALUE! | #VALUE! |  |  | #VALUE! | #VALUE! | #VALUE! | #VALUE! | #VALUE! | #VALUE! | #VALUE! | #VALUE! |  |  |  |  | #VALUE! | #VALUE! | #VALUE! |  |  | #VALUE! | #VALUE! | #VALUE! | #VALUE! | #VALUE! | #VALUE! | #VALUE! | #VALUE! |  |  |  |  | #VALUE! | #VALUE! | #VALUE! |  |  | #VALUE! | #VALUE! | #VALUE! | #VALUE! | #VALUE! | #VALUE! | #VALUE! | #VALUE! |  |  | #VALUE! | #VALUE! | #VALUE! | #VALUE! | #VALUE! |  |  | #VALUE! | #VALUE! | #VALUE! | #VALUE! | #VALUE! | #VALUE! | #VALUE! | #VALUE! |  |  | #VALUE! | #VALUE! | #VALUE! | #VALUE! | #VALUE! |  |  | #VALUE! | #VALUE! | #VALUE! | #VALUE! | #VALUE! | #VALUE! | #VALUE! | #VALUE! | 0 | #REF! | #VALUE! | #VALUE! | #VALUE! | #VALUE! | #VALUE! | #VALUE! | #VALUE! | 0
|  |  |  | 0 | 51 | 0 |  |  | 1 | 1.0842e-19 | 0 | 1.0669e-18 | 1.0669e-18 | 1.0669e-18 | 0 | 0 |  |  |  |  | #VALUE! | #VALUE! | #VALUE! |  |  | #VALUE! | #VALUE! | #VALUE! | #VALUE! | #VALUE! | #VALUE! | #VALUE! | #VALUE! |  |  |  |  | #VALUE! | #VALUE! | #VALUE! |  |  | #VALUE! | #VALUE! | #VALUE! | #VALUE! | #VALUE! | #VALUE! | #VALUE! | #VALUE! |  |  |  |  | #VALUE! | #VALUE! | #VALUE! |  |  | #VALUE! | #VALUE! | #VALUE! | #VALUE! | #VALUE! | #VALUE! | #VALUE! | #VALUE! |  |  |  |  | #VALUE! | #VALUE! | #VALUE! |  |  | #VALUE! | #VALUE! | #VALUE! | #VALUE! | #VALUE! | #VALUE! | #VALUE! | #VALUE! |  |  |  |  | #VALUE! | #VALUE! | #VALUE! |  |  | #VALUE! | #VALUE! | #VALUE! | #VALUE! | #VALUE! | #VALUE! | #VALUE! | #VALUE! |  |  | #VALUE! | #VALUE! | #VALUE! | #VALUE! | #VALUE! |  |  | #VALUE! | #VALUE! | #VALUE! | #VALUE! | #VALUE! | #VALUE! | #VALUE! | #VALUE! |  |  | #VALUE! | #VALUE! | #VALUE! | #VALUE! | #VALUE! |  |  | #VALUE! | #VALUE! | #VALUE! | #VALUE! | #VALUE! | #VALUE! | #VALUE! | #VALUE! | 0 | #REF! | #VALUE! | #VALUE! | #VALUE! | #VALUE! | #VALUE! | #VALUE! | #VALUE! | 0
|  |  |  | 0 | 51 | 0 |  |  | 1 | 1.0842e-19 | 0 | 1.0669e-18 | 1.0669e-18 | 1.0669e-18 | 0 | 0 |  |  |  |  | #VALUE! | #VALUE! | #VALUE! |  |  | #VALUE! | #VALUE! | #VALUE! | #VALUE! | #VALUE! | #VALUE! | #VALUE! | #VALUE! |  |  |  |  | #VALUE! | #VALUE! | #VALUE! |  |  | #VALUE! | #VALUE! | #VALUE! | #VALUE! | #VALUE! | #VALUE! | #VALUE! | #VALUE! |  |  |  |  | #VALUE! | #VALUE! | #VALUE! |  |  | #VALUE! | #VALUE! | #VALUE! | #VALUE! | #VALUE! | #VALUE! | #VALUE! | #VALUE! |  |  |  |  | #VALUE! | #VALUE! | #VALUE! |  |  | #VALUE! | #VALUE! | #VALUE! | #VALUE! | #VALUE! | #VALUE! | #VALUE! | #VALUE! |  |  |  |  | #VALUE! | #VALUE! | #VALUE! |  |  | #VALUE! | #VALUE! | #VALUE! | #VALUE! | #VALUE! | #VALUE! | #VALUE! | #VALUE! |  |  | #VALUE! | #VALUE! | #VALUE! | #VALUE! | #VALUE! |  |  | #VALUE! | #VALUE! | #VALUE! | #VALUE! | #VALUE! | #VALUE! | #VALUE! | #VALUE! |  |  | #VALUE! | #VALUE! | #VALUE! | #VALUE! | #VALUE! |  |  | #VALUE! | #VALUE! | #VALUE! | #VALUE! | #VALUE! | #VALUE! | #VALUE! | #VALUE! | 0 | #REF! | #VALUE! | #VALUE! | #VALUE! | #VALUE! | #VALUE! | #VALUE! | #VALUE! | 0
|  |  |  | 0 | 51 | 0 |  |  | 1 | 1.0842e-19 | 0 | 1.0669e-18 | 1.0669e-18 | 1.0669e-18 | 0 | 0 |  |  |  |  | #VALUE! | #VALUE! | #VALUE! |  |  | #VALUE! | #VALUE! | #VALUE! | #VALUE! | #VALUE! | #VALUE! | #VALUE! | #VALUE! |  |  |  |  | #VALUE! | #VALUE! | #VALUE! |  |  | #VALUE! | #VALUE! | #VALUE! | #VALUE! | #VALUE! | #VALUE! | #VALUE! | #VALUE! |  |  |  |  | #VALUE! | #VALUE! | #VALUE! |  |  | #VALUE! | #VALUE! | #VALUE! | #VALUE! | #VALUE! | #VALUE! | #VALUE! | #VALUE! |  |  |  |  | #VALUE! | #VALUE! | #VALUE! |  |  | #VALUE! | #VALUE! | #VALUE! | #VALUE! | #VALUE! | #VALUE! | #VALUE! | #VALUE! |  |  |  |  | #VALUE! | #VALUE! | #VALUE! |  |  | #VALUE! | #VALUE! | #VALUE! | #VALUE! | #VALUE! | #VALUE! | #VALUE! | #VALUE! |  |  | #VALUE! | #VALUE! | #VALUE! | #VALUE! | #VALUE! |  |  | #VALUE! | #VALUE! | #VALUE! | #VALUE! | #VALUE! | #VALUE! | #VALUE! | #VALUE! |  |  | #VALUE! | #VALUE! | #VALUE! | #VALUE! | #VALUE! |  |  | #VALUE! | #VALUE! | #VALUE! | #VALUE! | #VALUE! | #VALUE! | #VALUE! | #VALUE! | 0 | #REF! | #VALUE! | #VALUE! | #VALUE! | #VALUE! | #VALUE! | #VALUE! | #VALUE! | 0
|  |  |  | 0 | 51 | 0 |  |  | 1 | 1.0842e-19 | 0 | 1.0669e-18 | 1.0669e-18 | 1.0669e-18 | 0 | 0 |  |  |  |  | #VALUE! | #VALUE! | #VALUE! |  |  | #VALUE! | #VALUE! | #VALUE! | #VALUE! | #VALUE! | #VALUE! | #VALUE! | #VALUE! |  |  |  |  | #VALUE! | #VALUE! | #VALUE! |  |  | #VALUE! | #VALUE! | #VALUE! | #VALUE! | #VALUE! | #VALUE! | #VALUE! | #VALUE! |  |  |  |  | #VALUE! | #VALUE! | #VALUE! |  |  | #VALUE! | #VALUE! | #VALUE! | #VALUE! | #VALUE! | #VALUE! | #VALUE! | #VALUE! |  |  |  |  | #VALUE! | #VALUE! | #VALUE! |  |  | #VALUE! | #VALUE! | #VALUE! | #VALUE! | #VALUE! | #VALUE! | #VALUE! | #VALUE! |  |  |  |  | #VALUE! | #VALUE! | #VALUE! |  |  | #VALUE! | #VALUE! | #VALUE! | #VALUE! | #VALUE! | #VALUE! | #VALUE! | #VALUE! |  |  | #VALUE! | #VALUE! | #VALUE! | #VALUE! | #VALUE! |  |  | #VALUE! | #VALUE! | #VALUE! | #VALUE! | #VALUE! | #VALUE! | #VALUE! | #VALUE! |  |  | #VALUE! | #VALUE! | #VALUE! | #VALUE! | #VALUE! |  |  | #VALUE! | #VALUE! | #VALUE! | #VALUE! | #VALUE! | #VALUE! | #VALUE! | #VALUE! | 0 | #REF! | #VALUE! | #VALUE! | #VALUE! | #VALUE! | #VALUE! | #VALUE! | #VALUE! | 0
|  |  |  | 0 | 51 | 0 |  |  | 1 | 1.0842e-19 | 0 | 1.0669e-18 | 1.0669e-18 | 1.0669e-18 | 0 | 0 |  |  |  |  | #VALUE! | #VALUE! | #VALUE! |  |  | #VALUE! | #VALUE! | #VALUE! | #VALUE! | #VALUE! | #VALUE! | #VALUE! | #VALUE! |  |  |  |  | #VALUE! | #VALUE! | #VALUE! |  |  | #VALUE! | #VALUE! | #VALUE! | #VALUE! | #VALUE! | #VALUE! | #VALUE! | #VALUE! |  |  |  |  | #VALUE! | #VALUE! | #VALUE! |  |  | #VALUE! | #VALUE! | #VALUE! | #VALUE! | #VALUE! | #VALUE! | #VALUE! | #VALUE! |  |  |  |  | #VALUE! | #VALUE! | #VALUE! |  |  | #VALUE! | #VALUE! | #VALUE! | #VALUE! | #VALUE! | #VALUE! | #VALUE! | #VALUE! |  |  |  |  | #VALUE! | #VALUE! | #VALUE! |  |  | #VALUE! | #VALUE! | #VALUE! | #VALUE! | #VALUE! | #VALUE! | #VALUE! | #VALUE! |  |  | #VALUE! | #VALUE! | #VALUE! | #VALUE! | #VALUE! |  |  | #VALUE! | #VALUE! | #VALUE! | #VALUE! | #VALUE! | #VALUE! | #VALUE! | #VALUE! |  |  | #VALUE! | #VALUE! | #VALUE! | #VALUE! | #VALUE! |  |  | #VALUE! | #VALUE! | #VALUE! | #VALUE! | #VALUE! | #VALUE! | #VALUE! | #VALUE! | 0 | #REF! | #VALUE! | #VALUE! | #VALUE! | #VALUE! | #VALUE! | #VALUE! | #VALUE! | 0
|  |  |  | 0 | 51 | 0 |  |  | 1 | 1.0842e-19 | 0 | 1.0669e-18 | 1.0669e-18 | 1.0669e-18 | 0 | 0 |  |  |  |  | #VALUE! | #VALUE! | #VALUE! |  |  | #VALUE! | #VALUE! | #VALUE! | #VALUE! | #VALUE! | #VALUE! | #VALUE! | #VALUE! |  |  |  |  | #VALUE! | #VALUE! | #VALUE! |  |  | #VALUE! | #VALUE! | #VALUE! | #VALUE! | #VALUE! | #VALUE! | #VALUE! | #VALUE! |  |  |  |  | #VALUE! | #VALUE! | #VALUE! |  |  | #VALUE! | #VALUE! | #VALUE! | #VALUE! | #VALUE! | #VALUE! | #VALUE! | #VALUE! |  |  |  |  | #VALUE! | #VALUE! | #VALUE! |  |  | #VALUE! | #VALUE! | #VALUE! | #VALUE! | #VALUE! | #VALUE! | #VALUE! | #VALUE! |  |  |  |  | #VALUE! | #VALUE! | #VALUE! |  |  | #VALUE! | #VALUE! | #VALUE! | #VALUE! | #VALUE! | #VALUE! | #VALUE! | #VALUE! |  |  | #VALUE! | #VALUE! | #VALUE! | #VALUE! | #VALUE! |  |  | #VALUE! | #VALUE! | #VALUE! | #VALUE! | #VALUE! | #VALUE! | #VALUE! | #VALUE! |  |  | #VALUE! | #VALUE! | #VALUE! | #VALUE! | #VALUE! |  |  | #VALUE! | #VALUE! | #VALUE! | #VALUE! | #VALUE! | #VALUE! | #VALUE! | #VALUE! | 0 | #REF! | #VALUE! | #VALUE! | #VALUE! | #VALUE! | #VALUE! | #VALUE! | #VALUE! | 0
|  |  |  | 0 | 51 | 0 |  |  | 1 | 1.0842e-19 | 0 | 1.0669e-18 | 1.0669e-18 | 1.0669e-18 | 0 | 0 |  |  |  |  | #VALUE! | #VALUE! | #VALUE! |  |  | #VALUE! | #VALUE! | #VALUE! | #VALUE! | #VALUE! | #VALUE! | #VALUE! | #VALUE! |  |  |  |  | #VALUE! | #VALUE! | #VALUE! |  |  | #VALUE! | #VALUE! | #VALUE! | #VALUE! | #VALUE! | #VALUE! | #VALUE! | #VALUE! |  |  |  |  | #VALUE! | #VALUE! | #VALUE! |  |  | #VALUE! | #VALUE! | #VALUE! | #VALUE! | #VALUE! | #VALUE! | #VALUE! | #VALUE! |  |  |  |  | #VALUE! | #VALUE! | #VALUE! |  |  | #VALUE! | #VALUE! | #VALUE! | #VALUE! | #VALUE! | #VALUE! | #VALUE! | #VALUE! |  |  |  |  | #VALUE! | #VALUE! | #VALUE! |  |  | #VALUE! | #VALUE! | #VALUE! | #VALUE! | #VALUE! | #VALUE! | #VALUE! | #VALUE! |  |  | #VALUE! | #VALUE! | #VALUE! | #VALUE! | #VALUE! |  |  | #VALUE! | #VALUE! | #VALUE! | #VALUE! | #VALUE! | #VALUE! | #VALUE! | #VALUE! |  |  | #VALUE! | #VALUE! | #VALUE! | #VALUE! | #VALUE! |  |  | #VALUE! | #VALUE! | #VALUE! | #VALUE! | #VALUE! | #VALUE! | #VALUE! | #VALUE! | 0 | #REF! | #VALUE! | #VALUE! | #VALUE! | #VALUE! | #VALUE! | #VALUE! | #VALUE! | 0
|  |  |  | 0 | 51 | 0 |  |  | 1 | 1.0842e-19 | 0 | 1.0669e-18 | 1.0669e-18 | 1.0669e-18 | 0 | 0 |  |  |  |  | #VALUE! | #VALUE! | #VALUE! |  |  | #VALUE! | #VALUE! | #VALUE! | #VALUE! | #VALUE! | #VALUE! | #VALUE! | #VALUE! |  |  |  |  | #VALUE! | #VALUE! | #VALUE! |  |  | #VALUE! | #VALUE! | #VALUE! | #VALUE! | #VALUE! | #VALUE! | #VALUE! | #VALUE! |  |  |  |  | #VALUE! | #VALUE! | #VALUE! |  |  | #VALUE! | #VALUE! | #VALUE! | #VALUE! | #VALUE! | #VALUE! | #VALUE! | #VALUE! |  |  |  |  | #VALUE! | #VALUE! | #VALUE! |  |  | #VALUE! | #VALUE! | #VALUE! | #VALUE! | #VALUE! | #VALUE! | #VALUE! | #VALUE! |  |  |  |  | #VALUE! | #VALUE! | #VALUE! |  |  | #VALUE! | #VALUE! | #VALUE! | #VALUE! | #VALUE! | #VALUE! | #VALUE! | #VALUE! |  |  | #VALUE! | #VALUE! | #VALUE! | #VALUE! | #VALUE! |  |  | #VALUE! | #VALUE! | #VALUE! | #VALUE! | #VALUE! | #VALUE! | #VALUE! | #VALUE! |  |  | #VALUE! | #VALUE! | #VALUE! | #VALUE! | #VALUE! |  |  | #VALUE! | #VALUE! | #VALUE! | #VALUE! | #VALUE! | #VALUE! | #VALUE! | #VALUE! | 0 | #REF! | #VALUE! | #VALUE! | #VALUE! | #VALUE! | #VALUE! | #VALUE! | #VALUE! | 0
|  |  |  | 0 | 51 | 0 |  |  | 1 | 1.0842e-19 | 0 | 1.0669e-18 | 1.0669e-18 | 1.0669e-18 | 0 | 0 |  |  |  |  | #VALUE! | #VALUE! | #VALUE! |  |  | #VALUE! | #VALUE! | #VALUE! | #VALUE! | #VALUE! | #VALUE! | #VALUE! | #VALUE! |  |  |  |  | #VALUE! | #VALUE! | #VALUE! |  |  | #VALUE! | #VALUE! | #VALUE! | #VALUE! | #VALUE! | #VALUE! | #VALUE! | #VALUE! |  |  |  |  | #VALUE! | #VALUE! | #VALUE! |  |  | #VALUE! | #VALUE! | #VALUE! | #VALUE! | #VALUE! | #VALUE! | #VALUE! | #VALUE! |  |  |  |  | #VALUE! | #VALUE! | #VALUE! |  |  | #VALUE! | #VALUE! | #VALUE! | #VALUE! | #VALUE! | #VALUE! | #VALUE! | #VALUE! |  |  |  |  | #VALUE! | #VALUE! | #VALUE! |  |  | #VALUE! | #VALUE! | #VALUE! | #VALUE! | #VALUE! | #VALUE! | #VALUE! | #VALUE! |  |  | #VALUE! | #VALUE! | #VALUE! | #VALUE! | #VALUE! |  |  | #VALUE! | #VALUE! | #VALUE! | #VALUE! | #VALUE! | #VALUE! | #VALUE! | #VALUE! |  |  | #VALUE! | #VALUE! | #VALUE! | #VALUE! | #VALUE! |  |  | #VALUE! | #VALUE! | #VALUE! | #VALUE! | #VALUE! | #VALUE! | #VALUE! | #VALUE! | 0 | #REF! | #VALUE! | #VALUE! | #VALUE! | #VALUE! | #VALUE! | #VALUE! | #VALUE! | 0
|  |  |  | 0 | 51 | 0 |  |  | 1 | 1.0842e-19 | 0 | 1.0669e-18 | 1.0669e-18 | 1.0669e-18 | 0 | 0 |  |  |  |  | #VALUE! | #VALUE! | #VALUE! |  |  | #VALUE! | #VALUE! | #VALUE! | #VALUE! | #VALUE! | #VALUE! | #VALUE! | #VALUE! |  |  |  |  | #VALUE! | #VALUE! | #VALUE! |  |  | #VALUE! | #VALUE! | #VALUE! | #VALUE! | #VALUE! | #VALUE! | #VALUE! | #VALUE! |  |  |  |  | #VALUE! | #VALUE! | #VALUE! |  |  | #VALUE! | #VALUE! | #VALUE! | #VALUE! | #VALUE! | #VALUE! | #VALUE! | #VALUE! |  |  |  |  | #VALUE! | #VALUE! | #VALUE! |  |  | #VALUE! | #VALUE! | #VALUE! | #VALUE! | #VALUE! | #VALUE! | #VALUE! | #VALUE! |  |  |  |  | #VALUE! | #VALUE! | #VALUE! |  |  | #VALUE! | #VALUE! | #VALUE! | #VALUE! | #VALUE! | #VALUE! | #VALUE! | #VALUE! |  |  | #VALUE! | #VALUE! | #VALUE! | #VALUE! | #VALUE! |  |  | #VALUE! | #VALUE! | #VALUE! | #VALUE! | #VALUE! | #VALUE! | #VALUE! | #VALUE! |  |  | #VALUE! | #VALUE! | #VALUE! | #VALUE! | #VALUE! |  |  | #VALUE! | #VALUE! | #VALUE! | #VALUE! | #VALUE! | #VALUE! | #VALUE! | #VALUE! | 0 | #REF! | #VALUE! | #VALUE! | #VALUE! | #VALUE! | #VALUE! | #VALUE! | #VALUE! | 0
|  |  |  | 0 | 51 | 0 |  |  | 1 | 1.0842e-19 | 0 | 1.0669e-18 | 1.0669e-18 | 1.0669e-18 | 0 | 0 |  |  |  |  | #VALUE! | #VALUE! | #VALUE! |  |  | #VALUE! | #VALUE! | #VALUE! | #VALUE! | #VALUE! | #VALUE! | #VALUE! | #VALUE! |  |  |  |  | #VALUE! | #VALUE! | #VALUE! |  |  | #VALUE! | #VALUE! | #VALUE! | #VALUE! | #VALUE! | #VALUE! | #VALUE! | #VALUE! |  |  |  |  | #VALUE! | #VALUE! | #VALUE! |  |  | #VALUE! | #VALUE! | #VALUE! | #VALUE! | #VALUE! | #VALUE! | #VALUE! | #VALUE! |  |  |  |  | #VALUE! | #VALUE! | #VALUE! |  |  | #VALUE! | #VALUE! | #VALUE! | #VALUE! | #VALUE! | #VALUE! | #VALUE! | #VALUE! |  |  |  |  | #VALUE! | #VALUE! | #VALUE! |  |  | #VALUE! | #VALUE! | #VALUE! | #VALUE! | #VALUE! | #VALUE! | #VALUE! | #VALUE! |  |  | #VALUE! | #VALUE! | #VALUE! | #VALUE! | #VALUE! |  |  | #VALUE! | #VALUE! | #VALUE! | #VALUE! | #VALUE! | #VALUE! | #VALUE! | #VALUE! |  |  | #VALUE! | #VALUE! | #VALUE! | #VALUE! | #VALUE! |  |  | #VALUE! | #VALUE! | #VALUE! | #VALUE! | #VALUE! | #VALUE! | #VALUE! | #VALUE! | 0 | #REF! | #VALUE! | #VALUE! | #VALUE! | #VALUE! | #VALUE! | #VALUE! | #VALUE! | 0
|  |  |  | 0 | 51 | 0 |  |  | 1 | 1.0842e-19 | 0 | 1.0669e-18 | 1.0669e-18 | 1.0669e-18 | 0 | 0 |  |  |  |  | #VALUE! | #VALUE! | #VALUE! |  |  | #VALUE! | #VALUE! | #VALUE! | #VALUE! | #VALUE! | #VALUE! | #VALUE! | #VALUE! |  |  |  |  | #VALUE! | #VALUE! | #VALUE! |  |  | #VALUE! | #VALUE! | #VALUE! | #VALUE! | #VALUE! | #VALUE! | #VALUE! | #VALUE! |  |  |  |  | #VALUE! | #VALUE! | #VALUE! |  |  | #VALUE! | #VALUE! | #VALUE! | #VALUE! | #VALUE! | #VALUE! | #VALUE! | #VALUE! |  |  |  |  | #VALUE! | #VALUE! | #VALUE! |  |  | #VALUE! | #VALUE! | #VALUE! | #VALUE! | #VALUE! | #VALUE! | #VALUE! | #VALUE! |  |  |  |  | #VALUE! | #VALUE! | #VALUE! |  |  | #VALUE! | #VALUE! | #VALUE! | #VALUE! | #VALUE! | #VALUE! | #VALUE! | #VALUE! |  |  | #VALUE! | #VALUE! | #VALUE! | #VALUE! | #VALUE! |  |  | #VALUE! | #VALUE! | #VALUE! | #VALUE! | #VALUE! | #VALUE! | #VALUE! | #VALUE! |  |  | #VALUE! | #VALUE! | #VALUE! | #VALUE! | #VALUE! |  |  | #VALUE! | #VALUE! | #VALUE! | #VALUE! | #VALUE! | #VALUE! | #VALUE! | #VALUE! | 0 | #REF! | #VALUE! | #VALUE! | #VALUE! | #VALUE! | #VALUE! | #VALUE! | #VALUE! | 0
|  |  |  | 0 | 51 | 0 |  |  | 1 | 1.0842e-19 | 0 | 1.0669e-18 | 1.0669e-18 | 1.0669e-18 | 0 | 0 |  |  |  |  | #VALUE! | #VALUE! | #VALUE! |  |  | #VALUE! | #VALUE! | #VALUE! | #VALUE! | #VALUE! | #VALUE! | #VALUE! | #VALUE! |  |  |  |  | #VALUE! | #VALUE! | #VALUE! |  |  | #VALUE! | #VALUE! | #VALUE! | #VALUE! | #VALUE! | #VALUE! | #VALUE! | #VALUE! |  |  |  |  | #VALUE! | #VALUE! | #VALUE! |  |  | #VALUE! | #VALUE! | #VALUE! | #VALUE! | #VALUE! | #VALUE! | #VALUE! | #VALUE! |  |  |  |  | #VALUE! | #VALUE! | #VALUE! |  |  | #VALUE! | #VALUE! | #VALUE! | #VALUE! | #VALUE! | #VALUE! | #VALUE! | #VALUE! |  |  |  |  | #VALUE! | #VALUE! | #VALUE! |  |  | #VALUE! | #VALUE! | #VALUE! | #VALUE! | #VALUE! | #VALUE! | #VALUE! | #VALUE! |  |  | #VALUE! | #VALUE! | #VALUE! | #VALUE! | #VALUE! |  |  | #VALUE! | #VALUE! | #VALUE! | #VALUE! | #VALUE! | #VALUE! | #VALUE! | #VALUE! |  |  | #VALUE! | #VALUE! | #VALUE! | #VALUE! | #VALUE! |  |  | #VALUE! | #VALUE! | #VALUE! | #VALUE! | #VALUE! | #VALUE! | #VALUE! | #VALUE! | 0 | #REF! | #VALUE! | #VALUE! | #VALUE! | #VALUE! | #VALUE! | #VALUE! | #VALUE! | 0
|  |  |  | 0 | 51 | 0 |  |  | 1 | 1.0842e-19 | 0 | 1.0669e-18 | 1.0669e-18 | 1.0669e-18 | 0 | 0 |  |  |  |  | #VALUE! | #VALUE! | #VALUE! |  |  | #VALUE! | #VALUE! | #VALUE! | #VALUE! | #VALUE! | #VALUE! | #VALUE! | #VALUE! |  |  |  |  | #VALUE! | #VALUE! | #VALUE! |  |  | #VALUE! | #VALUE! | #VALUE! | #VALUE! | #VALUE! | #VALUE! | #VALUE! | #VALUE! |  |  |  |  | #VALUE! | #VALUE! | #VALUE! |  |  | #VALUE! | #VALUE! | #VALUE! | #VALUE! | #VALUE! | #VALUE! | #VALUE! | #VALUE! |  |  |  |  | #VALUE! | #VALUE! | #VALUE! |  |  | #VALUE! | #VALUE! | #VALUE! | #VALUE! | #VALUE! | #VALUE! | #VALUE! | #VALUE! |  |  |  |  | #VALUE! | #VALUE! | #VALUE! |  |  | #VALUE! | #VALUE! | #VALUE! | #VALUE! | #VALUE! | #VALUE! | #VALUE! | #VALUE! |  |  | #VALUE! | #VALUE! | #VALUE! | #VALUE! | #VALUE! |  |  | #VALUE! | #VALUE! | #VALUE! | #VALUE! | #VALUE! | #VALUE! | #VALUE! | #VALUE! |  |  | #VALUE! | #VALUE! | #VALUE! | #VALUE! | #VALUE! |  |  | #VALUE! | #VALUE! | #VALUE! | #VALUE! | #VALUE! | #VALUE! | #VALUE! | #VALUE! | 0 | #REF! | #VALUE! | #VALUE! | #VALUE! | #VALUE! | #VALUE! | #VALUE! | #VALUE! | 0
|  |  |  | 0 | 51 | 0 |  |  | 1 | 1.0842e-19 | 0 | 1.0669e-18 | 1.0669e-18 | 1.0669e-18 | 0 | 0 |  |  |  |  | #VALUE! | #VALUE! | #VALUE! |  |  | #VALUE! | #VALUE! | #VALUE! | #VALUE! | #VALUE! | #VALUE! | #VALUE! | #VALUE! |  |  |  |  | #VALUE! | #VALUE! | #VALUE! |  |  | #VALUE! | #VALUE! | #VALUE! | #VALUE! | #VALUE! | #VALUE! | #VALUE! | #VALUE! |  |  |  |  | #VALUE! | #VALUE! | #VALUE! |  |  | #VALUE! | #VALUE! | #VALUE! | #VALUE! | #VALUE! | #VALUE! | #VALUE! | #VALUE! |  |  |  |  | #VALUE! | #VALUE! | #VALUE! |  |  | #VALUE! | #VALUE! | #VALUE! | #VALUE! | #VALUE! | #VALUE! | #VALUE! | #VALUE! |  |  |  |  | #VALUE! | #VALUE! | #VALUE! |  |  | #VALUE! | #VALUE! | #VALUE! | #VALUE! | #VALUE! | #VALUE! | #VALUE! | #VALUE! |  |  | #VALUE! | #VALUE! | #VALUE! | #VALUE! | #VALUE! |  |  | #VALUE! | #VALUE! | #VALUE! | #VALUE! | #VALUE! | #VALUE! | #VALUE! | #VALUE! |  |  | #VALUE! | #VALUE! | #VALUE! | #VALUE! | #VALUE! |  |  | #VALUE! | #VALUE! | #VALUE! | #VALUE! | #VALUE! | #VALUE! | #VALUE! | #VALUE! | 0 | #REF! | #VALUE! | #VALUE! | #VALUE! | #VALUE! | #VALUE! | #VALUE! | #VALUE! | 0
|  |  |  | 0 | 51 | 0 |  |  | 1 | 1.0842e-19 | 0 | 1.0669e-18 | 1.0669e-18 | 1.0669e-18 | 0 | 0 |  |  |  |  | #VALUE! | #VALUE! | #VALUE! |  |  | #VALUE! | #VALUE! | #VALUE! | #VALUE! | #VALUE! | #VALUE! | #VALUE! | #VALUE! |  |  |  |  | #VALUE! | #VALUE! | #VALUE! |  |  | #VALUE! | #VALUE! | #VALUE! | #VALUE! | #VALUE! | #VALUE! | #VALUE! | #VALUE! |  |  |  |  | #VALUE! | #VALUE! | #VALUE! |  |  | #VALUE! | #VALUE! | #VALUE! | #VALUE! | #VALUE! | #VALUE! | #VALUE! | #VALUE! |  |  |  |  | #VALUE! | #VALUE! | #VALUE! |  |  | #VALUE! | #VALUE! | #VALUE! | #VALUE! | #VALUE! | #VALUE! | #VALUE! | #VALUE! |  |  |  |  | #VALUE! | #VALUE! | #VALUE! |  |  | #VALUE! | #VALUE! | #VALUE! | #VALUE! | #VALUE! | #VALUE! | #VALUE! | #VALUE! |  |  | #VALUE! | #VALUE! | #VALUE! | #VALUE! | #VALUE! |  |  | #VALUE! | #VALUE! | #VALUE! | #VALUE! | #VALUE! | #VALUE! | #VALUE! | #VALUE! |  |  | #VALUE! | #VALUE! | #VALUE! | #VALUE! | #VALUE! |  |  | #VALUE! | #VALUE! | #VALUE! | #VALUE! | #VALUE! | #VALUE! | #VALUE! | #VALUE! | 0 | #REF! | #VALUE! | #VALUE! | #VALUE! | #VALUE! | #VALUE! | #VALUE! | #VALUE! | 0
|  |  |  | 0 | 51 | 0 |  |  | 1 | 1.0842e-19 | 0 | 1.0669e-18 | 1.0669e-18 | 1.0669e-18 | 0 | 0 |  |  |  |  | #VALUE! | #VALUE! | #VALUE! |  |  | #VALUE! | #VALUE! | #VALUE! | #VALUE! | #VALUE! | #VALUE! | #VALUE! | #VALUE! |  |  |  |  | #VALUE! | #VALUE! | #VALUE! |  |  | #VALUE! | #VALUE! | #VALUE! | #VALUE! | #VALUE! | #VALUE! | #VALUE! | #VALUE! |  |  |  |  | #VALUE! | #VALUE! | #VALUE! |  |  | #VALUE! | #VALUE! | #VALUE! | #VALUE! | #VALUE! | #VALUE! | #VALUE! | #VALUE! |  |  |  |  | #VALUE! | #VALUE! | #VALUE! |  |  | #VALUE! | #VALUE! | #VALUE! | #VALUE! | #VALUE! | #VALUE! | #VALUE! | #VALUE! |  |  |  |  | #VALUE! | #VALUE! | #VALUE! |  |  | #VALUE! | #VALUE! | #VALUE! | #VALUE! | #VALUE! | #VALUE! | #VALUE! | #VALUE! |  |  | #VALUE! | #VALUE! | #VALUE! | #VALUE! | #VALUE! |  |  | #VALUE! | #VALUE! | #VALUE! | #VALUE! | #VALUE! | #VALUE! | #VALUE! | #VALUE! |  |  | #VALUE! | #VALUE! | #VALUE! | #VALUE! | #VALUE! |  |  | #VALUE! | #VALUE! | #VALUE! | #VALUE! | #VALUE! | #VALUE! | #VALUE! | #VALUE! | 0 | #REF! | #VALUE! | #VALUE! | #VALUE! | #VALUE! | #VALUE! | #VALUE! | #VALUE! | 0
|  |  |  | 0 | 51 | 0 |  |  | 1 | 1.0842e-19 | 0 | 1.0669e-18 | 1.0669e-18 | 1.0669e-18 | 0 | 0 |  |  |  |  | #VALUE! | #VALUE! | #VALUE! |  |  | #VALUE! | #VALUE! | #VALUE! | #VALUE! | #VALUE! | #VALUE! | #VALUE! | #VALUE! |  |  |  |  | #VALUE! | #VALUE! | #VALUE! |  |  | #VALUE! | #VALUE! | #VALUE! | #VALUE! | #VALUE! | #VALUE! | #VALUE! | #VALUE! |  |  |  |  | #VALUE! | #VALUE! | #VALUE! |  |  | #VALUE! | #VALUE! | #VALUE! | #VALUE! | #VALUE! | #VALUE! | #VALUE! | #VALUE! |  |  |  |  | #VALUE! | #VALUE! | #VALUE! |  |  | #VALUE! | #VALUE! | #VALUE! | #VALUE! | #VALUE! | #VALUE! | #VALUE! | #VALUE! |  |  |  |  | #VALUE! | #VALUE! | #VALUE! |  |  | #VALUE! | #VALUE! | #VALUE! | #VALUE! | #VALUE! | #VALUE! | #VALUE! | #VALUE! |  |  | #VALUE! | #VALUE! | #VALUE! | #VALUE! | #VALUE! |  |  | #VALUE! | #VALUE! | #VALUE! | #VALUE! | #VALUE! | #VALUE! | #VALUE! | #VALUE! |  |  | #VALUE! | #VALUE! | #VALUE! | #VALUE! | #VALUE! |  |  | #VALUE! | #VALUE! | #VALUE! | #VALUE! | #VALUE! | #VALUE! | #VALUE! | #VALUE! | 0 | #REF! | #VALUE! | #VALUE! | #VALUE! | #VALUE! | #VALUE! | #VALUE! | #VALUE! | 0
|  |  |  | 0 | 51 | 0 |  |  | 1 | 1.0842e-19 | 0 | 1.0669e-18 | 1.0669e-18 | 1.0669e-18 | 0 | 0 |  |  |  |  | #VALUE! | #VALUE! | #VALUE! |  |  | #VALUE! | #VALUE! | #VALUE! | #VALUE! | #VALUE! | #VALUE! | #VALUE! | #VALUE! |  |  |  |  | #VALUE! | #VALUE! | #VALUE! |  |  | #VALUE! | #VALUE! | #VALUE! | #VALUE! | #VALUE! | #VALUE! | #VALUE! | #VALUE! |  |  |  |  | #VALUE! | #VALUE! | #VALUE! |  |  | #VALUE! | #VALUE! | #VALUE! | #VALUE! | #VALUE! | #VALUE! | #VALUE! | #VALUE! |  |  |  |  | #VALUE! | #VALUE! | #VALUE! |  |  | #VALUE! | #VALUE! | #VALUE! | #VALUE! | #VALUE! | #VALUE! | #VALUE! | #VALUE! |  |  |  |  | #VALUE! | #VALUE! | #VALUE! |  |  | #VALUE! | #VALUE! | #VALUE! | #VALUE! | #VALUE! | #VALUE! | #VALUE! | #VALUE! |  |  | #VALUE! | #VALUE! | #VALUE! | #VALUE! | #VALUE! |  |  | #VALUE! | #VALUE! | #VALUE! | #VALUE! | #VALUE! | #VALUE! | #VALUE! | #VALUE! |  |  | #VALUE! | #VALUE! | #VALUE! | #VALUE! | #VALUE! |  |  | #VALUE! | #VALUE! | #VALUE! | #VALUE! | #VALUE! | #VALUE! | #VALUE! | #VALUE! | 0 | #REF! | #VALUE! | #VALUE! | #VALUE! | #VALUE! | #VALUE! | #VALUE! | #VALUE! | 0
|  |  |  | 0 | 51 | 0 |  |  | 1 | 1.0842e-19 | 0 | 1.0669e-18 | 1.0669e-18 | 1.0669e-18 | 0 | 0 |  |  |  |  | #VALUE! | #VALUE! | #VALUE! |  |  | #VALUE! | #VALUE! | #VALUE! | #VALUE! | #VALUE! | #VALUE! | #VALUE! | #VALUE! |  |  |  |  | #VALUE! | #VALUE! | #VALUE! |  |  | #VALUE! | #VALUE! | #VALUE! | #VALUE! | #VALUE! | #VALUE! | #VALUE! | #VALUE! |  |  |  |  | #VALUE! | #VALUE! | #VALUE! |  |  | #VALUE! | #VALUE! | #VALUE! | #VALUE! | #VALUE! | #VALUE! | #VALUE! | #VALUE! |  |  |  |  | #VALUE! | #VALUE! | #VALUE! |  |  | #VALUE! | #VALUE! | #VALUE! | #VALUE! | #VALUE! | #VALUE! | #VALUE! | #VALUE! |  |  |  |  | #VALUE! | #VALUE! | #VALUE! |  |  | #VALUE! | #VALUE! | #VALUE! | #VALUE! | #VALUE! | #VALUE! | #VALUE! | #VALUE! |  |  | #VALUE! | #VALUE! | #VALUE! | #VALUE! | #VALUE! |  |  | #VALUE! | #VALUE! | #VALUE! | #VALUE! | #VALUE! | #VALUE! | #VALUE! | #VALUE! |  |  | #VALUE! | #VALUE! | #VALUE! | #VALUE! | #VALUE! |  |  | #VALUE! | #VALUE! | #VALUE! | #VALUE! | #VALUE! | #VALUE! | #VALUE! | #VALUE! | 0 | #REF! | #VALUE! | #VALUE! | #VALUE! | #VALUE! | #VALUE! | #VALUE! | #VALUE! | 0
|  |  |  | 0 | 51 | 0 |  |  | 1 | 1.0842e-19 | 0 | 1.0669e-18 | 1.0669e-18 | 1.0669e-18 | 0 | 0 |  |  |  |  | #VALUE! | #VALUE! | #VALUE! |  |  | #VALUE! | #VALUE! | #VALUE! | #VALUE! | #VALUE! | #VALUE! | #VALUE! | #VALUE! |  |  |  |  | #VALUE! | #VALUE! | #VALUE! |  |  | #VALUE! | #VALUE! | #VALUE! | #VALUE! | #VALUE! | #VALUE! | #VALUE! | #VALUE! |  |  |  |  | #VALUE! | #VALUE! | #VALUE! |  |  | #VALUE! | #VALUE! | #VALUE! | #VALUE! | #VALUE! | #VALUE! | #VALUE! | #VALUE! |  |  |  |  | #VALUE! | #VALUE! | #VALUE! |  |  | #VALUE! | #VALUE! | #VALUE! | #VALUE! | #VALUE! | #VALUE! | #VALUE! | #VALUE! |  |  |  |  | #VALUE! | #VALUE! | #VALUE! |  |  | #VALUE! | #VALUE! | #VALUE! | #VALUE! | #VALUE! | #VALUE! | #VALUE! | #VALUE! |  |  | #VALUE! | #VALUE! | #VALUE! | #VALUE! | #VALUE! |  |  | #VALUE! | #VALUE! | #VALUE! | #VALUE! | #VALUE! | #VALUE! | #VALUE! | #VALUE! |  |  | #VALUE! | #VALUE! | #VALUE! | #VALUE! | #VALUE! |  |  | #VALUE! | #VALUE! | #VALUE! | #VALUE! | #VALUE! | #VALUE! | #VALUE! | #VALUE! | 0 | #REF! | #VALUE! | #VALUE! | #VALUE! | #VALUE! | #VALUE! | #VALUE! | #VALUE! | 0
|  |  |  | 0 | 51 | 0 |  |  | 1 | 1.0842e-19 | 0 | 1.0669e-18 | 1.0669e-18 | 1.0669e-18 | 0 | 0 |  |  |  |  | #VALUE! | #VALUE! | #VALUE! |  |  | #VALUE! | #VALUE! | #VALUE! | #VALUE! | #VALUE! | #VALUE! | #VALUE! | #VALUE! |  |  |  |  | #VALUE! | #VALUE! | #VALUE! |  |  | #VALUE! | #VALUE! | #VALUE! | #VALUE! | #VALUE! | #VALUE! | #VALUE! | #VALUE! |  |  |  |  | #VALUE! | #VALUE! | #VALUE! |  |  | #VALUE! | #VALUE! | #VALUE! | #VALUE! | #VALUE! | #VALUE! | #VALUE! | #VALUE! |  |  |  |  | #VALUE! | #VALUE! | #VALUE! |  |  | #VALUE! | #VALUE! | #VALUE! | #VALUE! | #VALUE! | #VALUE! | #VALUE! | #VALUE! |  |  |  |  | #VALUE! | #VALUE! | #VALUE! |  |  | #VALUE! | #VALUE! | #VALUE! | #VALUE! | #VALUE! | #VALUE! | #VALUE! | #VALUE! |  |  | #VALUE! | #VALUE! | #VALUE! | #VALUE! | #VALUE! |  |  | #VALUE! | #VALUE! | #VALUE! | #VALUE! | #VALUE! | #VALUE! | #VALUE! | #VALUE! |  |  | #VALUE! | #VALUE! | #VALUE! | #VALUE! | #VALUE! |  |  | #VALUE! | #VALUE! | #VALUE! | #VALUE! | #VALUE! | #VALUE! | #VALUE! | #VALUE! | 0 | #REF! | #VALUE! | #VALUE! | #VALUE! | #VALUE! | #VALUE! | #VALUE! | #VALUE! | 0
|  |  |  | 0 | 51 | 0 |  |  | 1 | 1.0842e-19 | 0 | 1.0669e-18 | 1.0669e-18 | 1.0669e-18 | 0 | 0 |  |  |  |  | #VALUE! | #VALUE! | #VALUE! |  |  | #VALUE! | #VALUE! | #VALUE! | #VALUE! | #VALUE! | #VALUE! | #VALUE! | #VALUE! |  |  |  |  | #VALUE! | #VALUE! | #VALUE! |  |  | #VALUE! | #VALUE! | #VALUE! | #VALUE! | #VALUE! | #VALUE! | #VALUE! | #VALUE! |  |  |  |  | #VALUE! | #VALUE! | #VALUE! |  |  | #VALUE! | #VALUE! | #VALUE! | #VALUE! | #VALUE! | #VALUE! | #VALUE! | #VALUE! |  |  |  |  | #VALUE! | #VALUE! | #VALUE! |  |  | #VALUE! | #VALUE! | #VALUE! | #VALUE! | #VALUE! | #VALUE! | #VALUE! | #VALUE! |  |  |  |  | #VALUE! | #VALUE! | #VALUE! |  |  | #VALUE! | #VALUE! | #VALUE! | #VALUE! | #VALUE! | #VALUE! | #VALUE! | #VALUE! |  |  | #VALUE! | #VALUE! | #VALUE! | #VALUE! | #VALUE! |  |  | #VALUE! | #VALUE! | #VALUE! | #VALUE! | #VALUE! | #VALUE! | #VALUE! | #VALUE! |  |  | #VALUE! | #VALUE! | #VALUE! | #VALUE! | #VALUE! |  |  | #VALUE! | #VALUE! | #VALUE! | #VALUE! | #VALUE! | #VALUE! | #VALUE! | #VALUE! | 0 | #REF! | #VALUE! | #VALUE! | #VALUE! | #VALUE! | #VALUE! | #VALUE! | #VALUE! | 0
|  |  |  | 0 | 51 | 0 |  |  | 1 | 1.0842e-19 | 0 | 1.0669e-18 | 1.0669e-18 | 1.0669e-18 | 0 | 0 |  |  |  |  | #VALUE! | #VALUE! | #VALUE! |  |  | #VALUE! | #VALUE! | #VALUE! | #VALUE! | #VALUE! | #VALUE! | #VALUE! | #VALUE! |  |  |  |  | #VALUE! | #VALUE! | #VALUE! |  |  | #VALUE! | #VALUE! | #VALUE! | #VALUE! | #VALUE! | #VALUE! | #VALUE! | #VALUE! |  |  |  |  | #VALUE! | #VALUE! | #VALUE! |  |  | #VALUE! | #VALUE! | #VALUE! | #VALUE! | #VALUE! | #VALUE! | #VALUE! | #VALUE! |  |  |  |  | #VALUE! | #VALUE! | #VALUE! |  |  | #VALUE! | #VALUE! | #VALUE! | #VALUE! | #VALUE! | #VALUE! | #VALUE! | #VALUE! |  |  |  |  | #VALUE! | #VALUE! | #VALUE! |  |  | #VALUE! | #VALUE! | #VALUE! | #VALUE! | #VALUE! | #VALUE! | #VALUE! | #VALUE! |  |  | #VALUE! | #VALUE! | #VALUE! | #VALUE! | #VALUE! |  |  | #VALUE! | #VALUE! | #VALUE! | #VALUE! | #VALUE! | #VALUE! | #VALUE! | #VALUE! |  |  | #VALUE! | #VALUE! | #VALUE! | #VALUE! | #VALUE! |  |  | #VALUE! | #VALUE! | #VALUE! | #VALUE! | #VALUE! | #VALUE! | #VALUE! | #VALUE! | 0 | #REF! | #VALUE! | #VALUE! | #VALUE! | #VALUE! | #VALUE! | #VALUE! | #VALUE! | 0
|  |  |  | 0 | 51 | 0 |  |  | 1 | 1.0842e-19 | 0 | 1.0669e-18 | 1.0669e-18 | 1.0669e-18 | 0 | 0 |  |  |  |  | #VALUE! | #VALUE! | #VALUE! |  |  | #VALUE! | #VALUE! | #VALUE! | #VALUE! | #VALUE! | #VALUE! | #VALUE! | #VALUE! |  |  |  |  | #VALUE! | #VALUE! | #VALUE! |  |  | #VALUE! | #VALUE! | #VALUE! | #VALUE! | #VALUE! | #VALUE! | #VALUE! | #VALUE! |  |  |  |  | #VALUE! | #VALUE! | #VALUE! |  |  | #VALUE! | #VALUE! | #VALUE! | #VALUE! | #VALUE! | #VALUE! | #VALUE! | #VALUE! |  |  |  |  | #VALUE! | #VALUE! | #VALUE! |  |  | #VALUE! | #VALUE! | #VALUE! | #VALUE! | #VALUE! | #VALUE! | #VALUE! | #VALUE! |  |  |  |  | #VALUE! | #VALUE! | #VALUE! |  |  | #VALUE! | #VALUE! | #VALUE! | #VALUE! | #VALUE! | #VALUE! | #VALUE! | #VALUE! |  |  | #VALUE! | #VALUE! | #VALUE! | #VALUE! | #VALUE! |  |  | #VALUE! | #VALUE! | #VALUE! | #VALUE! | #VALUE! | #VALUE! | #VALUE! | #VALUE! |  |  | #VALUE! | #VALUE! | #VALUE! | #VALUE! | #VALUE! |  |  | #VALUE! | #VALUE! | #VALUE! | #VALUE! | #VALUE! | #VALUE! | #VALUE! | #VALUE! | 0 | #REF! | #VALUE! | #VALUE! | #VALUE! | #VALUE! | #VALUE! | #VALUE! | #VALUE! | 0
|  |  |  | 0 | 51 | 0 |  |  | 1 | 1.0842e-19 | 0 | 1.0669e-18 | 1.0669e-18 | 1.0669e-18 | 0 | 0 |  |  |  |  | #VALUE! | #VALUE! | #VALUE! |  |  | #VALUE! | #VALUE! | #VALUE! | #VALUE! | #VALUE! | #VALUE! | #VALUE! | #VALUE! |  |  |  |  | #VALUE! | #VALUE! | #VALUE! |  |  | #VALUE! | #VALUE! | #VALUE! | #VALUE! | #VALUE! | #VALUE! | #VALUE! | #VALUE! |  |  |  |  | #VALUE! | #VALUE! | #VALUE! |  |  | #VALUE! | #VALUE! | #VALUE! | #VALUE! | #VALUE! | #VALUE! | #VALUE! | #VALUE! |  |  |  |  | #VALUE! | #VALUE! | #VALUE! |  |  | #VALUE! | #VALUE! | #VALUE! | #VALUE! | #VALUE! | #VALUE! | #VALUE! | #VALUE! |  |  |  |  | #VALUE! | #VALUE! | #VALUE! |  |  | #VALUE! | #VALUE! | #VALUE! | #VALUE! | #VALUE! | #VALUE! | #VALUE! | #VALUE! |  |  | #VALUE! | #VALUE! | #VALUE! | #VALUE! | #VALUE! |  |  | #VALUE! | #VALUE! | #VALUE! | #VALUE! | #VALUE! | #VALUE! | #VALUE! | #VALUE! |  |  | #VALUE! | #VALUE! | #VALUE! | #VALUE! | #VALUE! |  |  | #VALUE! | #VALUE! | #VALUE! | #VALUE! | #VALUE! | #VALUE! | #VALUE! | #VALUE! | 0 | #REF! | #VALUE! | #VALUE! | #VALUE! | #VALUE! | #VALUE! | #VALUE! | #VALUE! | 0
|  |  |  | 0 | 51 | 0 |  |  | 1 | 1.0842e-19 | 0 | 1.0669e-18 | 1.0669e-18 | 1.0669e-18 | 0 | 0 |  |  |  |  | #VALUE! | #VALUE! | #VALUE! |  |  | #VALUE! | #VALUE! | #VALUE! | #VALUE! | #VALUE! | #VALUE! | #VALUE! | #VALUE! |  |  |  |  | #VALUE! | #VALUE! | #VALUE! |  |  | #VALUE! | #VALUE! | #VALUE! | #VALUE! | #VALUE! | #VALUE! | #VALUE! | #VALUE! |  |  |  |  | #VALUE! | #VALUE! | #VALUE! |  |  | #VALUE! | #VALUE! | #VALUE! | #VALUE! | #VALUE! | #VALUE! | #VALUE! | #VALUE! |  |  |  |  | #VALUE! | #VALUE! | #VALUE! |  |  | #VALUE! | #VALUE! | #VALUE! | #VALUE! | #VALUE! | #VALUE! | #VALUE! | #VALUE! |  |  |  |  | #VALUE! | #VALUE! | #VALUE! |  |  | #VALUE! | #VALUE! | #VALUE! | #VALUE! | #VALUE! | #VALUE! | #VALUE! | #VALUE! |  |  | #VALUE! | #VALUE! | #VALUE! | #VALUE! | #VALUE! |  |  | #VALUE! | #VALUE! | #VALUE! | #VALUE! | #VALUE! | #VALUE! | #VALUE! | #VALUE! |  |  | #VALUE! | #VALUE! | #VALUE! | #VALUE! | #VALUE! |  |  | #VALUE! | #VALUE! | #VALUE! | #VALUE! | #VALUE! | #VALUE! | #VALUE! | #VALUE! | 0 | #REF! | #VALUE! | #VALUE! | #VALUE! | #VALUE! | #VALUE! | #VALUE! | #VALUE! | 0
|  |  |  | 0 | 51 | 0 |  |  | 1 | 1.0842e-19 | 0 | 1.0669e-18 | 1.0669e-18 | 1.0669e-18 | 0 | 0 |  |  |  |  | #VALUE! | #VALUE! | #VALUE! |  |  | #VALUE! | #VALUE! | #VALUE! | #VALUE! | #VALUE! | #VALUE! | #VALUE! | #VALUE! |  |  |  |  | #VALUE! | #VALUE! | #VALUE! |  |  | #VALUE! | #VALUE! | #VALUE! | #VALUE! | #VALUE! | #VALUE! | #VALUE! | #VALUE! |  |  |  |  | #VALUE! | #VALUE! | #VALUE! |  |  | #VALUE! | #VALUE! | #VALUE! | #VALUE! | #VALUE! | #VALUE! | #VALUE! | #VALUE! |  |  |  |  | #VALUE! | #VALUE! | #VALUE! |  |  | #VALUE! | #VALUE! | #VALUE! | #VALUE! | #VALUE! | #VALUE! | #VALUE! | #VALUE! |  |  |  |  | #VALUE! | #VALUE! | #VALUE! |  |  | #VALUE! | #VALUE! | #VALUE! | #VALUE! | #VALUE! | #VALUE! | #VALUE! | #VALUE! |  |  | #VALUE! | #VALUE! | #VALUE! | #VALUE! | #VALUE! |  |  | #VALUE! | #VALUE! | #VALUE! | #VALUE! | #VALUE! | #VALUE! | #VALUE! | #VALUE! |  |  | #VALUE! | #VALUE! | #VALUE! | #VALUE! | #VALUE! |  |  | #VALUE! | #VALUE! | #VALUE! | #VALUE! | #VALUE! | #VALUE! | #VALUE! | #VALUE! | 0 | #REF! | #VALUE! | #VALUE! | #VALUE! | #VALUE! | #VALUE! | #VALUE! | #VALUE! | 0
|  |  |  | 0 | 51 | 0 |  |  | 1 | 1.0842e-19 | 0 | 1.0669e-18 | 1.0669e-18 | 1.0669e-18 | 0 | 0 |  |  |  |  | #VALUE! | #VALUE! | #VALUE! |  |  | #VALUE! | #VALUE! | #VALUE! | #VALUE! | #VALUE! | #VALUE! | #VALUE! | #VALUE! |  |  |  |  | #VALUE! | #VALUE! | #VALUE! |  |  | #VALUE! | #VALUE! | #VALUE! | #VALUE! | #VALUE! | #VALUE! | #VALUE! | #VALUE! |  |  |  |  | #VALUE! | #VALUE! | #VALUE! |  |  | #VALUE! | #VALUE! | #VALUE! | #VALUE! | #VALUE! | #VALUE! | #VALUE! | #VALUE! |  |  |  |  | #VALUE! | #VALUE! | #VALUE! |  |  | #VALUE! | #VALUE! | #VALUE! | #VALUE! | #VALUE! | #VALUE! | #VALUE! | #VALUE! |  |  |  |  | #VALUE! | #VALUE! | #VALUE! |  |  | #VALUE! | #VALUE! | #VALUE! | #VALUE! | #VALUE! | #VALUE! | #VALUE! | #VALUE! |  |  | #VALUE! | #VALUE! | #VALUE! | #VALUE! | #VALUE! |  |  | #VALUE! | #VALUE! | #VALUE! | #VALUE! | #VALUE! | #VALUE! | #VALUE! | #VALUE! |  |  | #VALUE! | #VALUE! | #VALUE! | #VALUE! | #VALUE! |  |  | #VALUE! | #VALUE! | #VALUE! | #VALUE! | #VALUE! | #VALUE! | #VALUE! | #VALUE! | 0 | #REF! | #VALUE! | #VALUE! | #VALUE! | #VALUE! | #VALUE! | #VALUE! | #VALUE! | 0
|  |  |  | 0 | 51 | 0 |  |  | 1 | 1.0842e-19 | 0 | 1.0669e-18 | 1.0669e-18 | 1.0669e-18 | 0 | 0 |  |  |  |  | #VALUE! | #VALUE! | #VALUE! |  |  | #VALUE! | #VALUE! | #VALUE! | #VALUE! | #VALUE! | #VALUE! | #VALUE! | #VALUE! |  |  |  |  | #VALUE! | #VALUE! | #VALUE! |  |  | #VALUE! | #VALUE! | #VALUE! | #VALUE! | #VALUE! | #VALUE! | #VALUE! | #VALUE! |  |  |  |  | #VALUE! | #VALUE! | #VALUE! |  |  | #VALUE! | #VALUE! | #VALUE! | #VALUE! | #VALUE! | #VALUE! | #VALUE! | #VALUE! |  |  |  |  | #VALUE! | #VALUE! | #VALUE! |  |  | #VALUE! | #VALUE! | #VALUE! | #VALUE! | #VALUE! | #VALUE! | #VALUE! | #VALUE! |  |  |  |  | #VALUE! | #VALUE! | #VALUE! |  |  | #VALUE! | #VALUE! | #VALUE! | #VALUE! | #VALUE! | #VALUE! | #VALUE! | #VALUE! |  |  | #VALUE! | #VALUE! | #VALUE! | #VALUE! | #VALUE! |  |  | #VALUE! | #VALUE! | #VALUE! | #VALUE! | #VALUE! | #VALUE! | #VALUE! | #VALUE! |  |  | #VALUE! | #VALUE! | #VALUE! | #VALUE! | #VALUE! |  |  | #VALUE! | #VALUE! | #VALUE! | #VALUE! | #VALUE! | #VALUE! | #VALUE! | #VALUE! | 0 | #REF! | #VALUE! | #VALUE! | #VALUE! | #VALUE! | #VALUE! | #VALUE! | #VALUE! | 0
|  |  |  | 0 | 51 | 0 |  |  | 1 | 1.0842e-19 | 0 | 1.0669e-18 | 1.0669e-18 | 1.0669e-18 | 0 | 0 |  |  |  |  | #VALUE! | #VALUE! | #VALUE! |  |  | #VALUE! | #VALUE! | #VALUE! | #VALUE! | #VALUE! | #VALUE! | #VALUE! | #VALUE! |  |  |  |  | #VALUE! | #VALUE! | #VALUE! |  |  | #VALUE! | #VALUE! | #VALUE! | #VALUE! | #VALUE! | #VALUE! | #VALUE! | #VALUE! |  |  |  |  | #VALUE! | #VALUE! | #VALUE! |  |  | #VALUE! | #VALUE! | #VALUE! | #VALUE! | #VALUE! | #VALUE! | #VALUE! | #VALUE! |  |  |  |  | #VALUE! | #VALUE! | #VALUE! |  |  | #VALUE! | #VALUE! | #VALUE! | #VALUE! | #VALUE! | #VALUE! | #VALUE! | #VALUE! |  |  |  |  | #VALUE! | #VALUE! | #VALUE! |  |  | #VALUE! | #VALUE! | #VALUE! | #VALUE! | #VALUE! | #VALUE! | #VALUE! | #VALUE! |  |  | #VALUE! | #VALUE! | #VALUE! | #VALUE! | #VALUE! |  |  | #VALUE! | #VALUE! | #VALUE! | #VALUE! | #VALUE! | #VALUE! | #VALUE! | #VALUE! |  |  | #VALUE! | #VALUE! | #VALUE! | #VALUE! | #VALUE! |  |  | #VALUE! | #VALUE! | #VALUE! | #VALUE! | #VALUE! | #VALUE! | #VALUE! | #VALUE! | 0 | #REF! | #VALUE! | #VALUE! | #VALUE! | #VALUE! | #VALUE! | #VALUE! | #VALUE! | 0
|  |  |  | 0 | 51 | 0 |  |  | 1 | 1.0842e-19 | 0 | 1.0669e-18 | 1.0669e-18 | 1.0669e-18 | 0 | 0 |  |  |  |  | #VALUE! | #VALUE! | #VALUE! |  |  | #VALUE! | #VALUE! | #VALUE! | #VALUE! | #VALUE! | #VALUE! | #VALUE! | #VALUE! |  |  |  |  | #VALUE! | #VALUE! | #VALUE! |  |  | #VALUE! | #VALUE! | #VALUE! | #VALUE! | #VALUE! | #VALUE! | #VALUE! | #VALUE! |  |  |  |  | #VALUE! | #VALUE! | #VALUE! |  |  | #VALUE! | #VALUE! | #VALUE! | #VALUE! | #VALUE! | #VALUE! | #VALUE! | #VALUE! |  |  |  |  | #VALUE! | #VALUE! | #VALUE! |  |  | #VALUE! | #VALUE! | #VALUE! | #VALUE! | #VALUE! | #VALUE! | #VALUE! | #VALUE! |  |  |  |  | #VALUE! | #VALUE! | #VALUE! |  |  | #VALUE! | #VALUE! | #VALUE! | #VALUE! | #VALUE! | #VALUE! | #VALUE! | #VALUE! |  |  | #VALUE! | #VALUE! | #VALUE! | #VALUE! | #VALUE! |  |  | #VALUE! | #VALUE! | #VALUE! | #VALUE! | #VALUE! | #VALUE! | #VALUE! | #VALUE! |  |  | #VALUE! | #VALUE! | #VALUE! | #VALUE! | #VALUE! |  |  | #VALUE! | #VALUE! | #VALUE! | #VALUE! | #VALUE! | #VALUE! | #VALUE! | #VALUE! | 0 | #REF! | #VALUE! | #VALUE! | #VALUE! | #VALUE! | #VALUE! | #VALUE! | #VALUE! | 0
|  |  |  | 0 | 51 | 0 |  |  | 1 | 1.0842e-19 | 0 | 1.0669e-18 | 1.0669e-18 | 1.0669e-18 | 0 | 0 |  |  |  |  | #VALUE! | #VALUE! | #VALUE! |  |  | #VALUE! | #VALUE! | #VALUE! | #VALUE! | #VALUE! | #VALUE! | #VALUE! | #VALUE! |  |  |  |  | #VALUE! | #VALUE! | #VALUE! |  |  | #VALUE! | #VALUE! | #VALUE! | #VALUE! | #VALUE! | #VALUE! | #VALUE! | #VALUE! |  |  |  |  | #VALUE! | #VALUE! | #VALUE! |  |  | #VALUE! | #VALUE! | #VALUE! | #VALUE! | #VALUE! | #VALUE! | #VALUE! | #VALUE! |  |  |  |  | #VALUE! | #VALUE! | #VALUE! |  |  | #VALUE! | #VALUE! | #VALUE! | #VALUE! | #VALUE! | #VALUE! | #VALUE! | #VALUE! |  |  |  |  | #VALUE! | #VALUE! | #VALUE! |  |  | #VALUE! | #VALUE! | #VALUE! | #VALUE! | #VALUE! | #VALUE! | #VALUE! | #VALUE! |  |  | #VALUE! | #VALUE! | #VALUE! | #VALUE! | #VALUE! |  |  | #VALUE! | #VALUE! | #VALUE! | #VALUE! | #VALUE! | #VALUE! | #VALUE! | #VALUE! |  |  | #VALUE! | #VALUE! | #VALUE! | #VALUE! | #VALUE! |  |  | #VALUE! | #VALUE! | #VALUE! | #VALUE! | #VALUE! | #VALUE! | #VALUE! | #VALUE! | 0 | #REF! | #VALUE! | #VALUE! | #VALUE! | #VALUE! | #VALUE! | #VALUE! | #VALUE! | 0
|  |  |  | 0 | 51 | 0 |  |  | 1 | 1.0842e-19 | 0 | 1.0669e-18 | 1.0669e-18 | 1.0669e-18 | 0 | 0 |  |  |  |  | #VALUE! | #VALUE! | #VALUE! |  |  | #VALUE! | #VALUE! | #VALUE! | #VALUE! | #VALUE! | #VALUE! | #VALUE! | #VALUE! |  |  |  |  | #VALUE! | #VALUE! | #VALUE! |  |  | #VALUE! | #VALUE! | #VALUE! | #VALUE! | #VALUE! | #VALUE! | #VALUE! | #VALUE! |  |  |  |  | #VALUE! | #VALUE! | #VALUE! |  |  | #VALUE! | #VALUE! | #VALUE! | #VALUE! | #VALUE! | #VALUE! | #VALUE! | #VALUE! |  |  |  |  | #VALUE! | #VALUE! | #VALUE! |  |  | #VALUE! | #VALUE! | #VALUE! | #VALUE! | #VALUE! | #VALUE! | #VALUE! | #VALUE! |  |  |  |  | #VALUE! | #VALUE! | #VALUE! |  |  | #VALUE! | #VALUE! | #VALUE! | #VALUE! | #VALUE! | #VALUE! | #VALUE! | #VALUE! |  |  | #VALUE! | #VALUE! | #VALUE! | #VALUE! | #VALUE! |  |  | #VALUE! | #VALUE! | #VALUE! | #VALUE! | #VALUE! | #VALUE! | #VALUE! | #VALUE! |  |  | #VALUE! | #VALUE! | #VALUE! | #VALUE! | #VALUE! |  |  | #VALUE! | #VALUE! | #VALUE! | #VALUE! | #VALUE! | #VALUE! | #VALUE! | #VALUE! | 0 | #REF! | #VALUE! | #VALUE! | #VALUE! | #VALUE! | #VALUE! | #VALUE! | #VALUE! | 0
|  |  |  | 0 | 51 | 0 |  |  | 1 | 1.0842e-19 | 0 | 1.0669e-18 | 1.0669e-18 | 1.0669e-18 | 0 | 0 |  |  |  |  | #VALUE! | #VALUE! | #VALUE! |  |  | #VALUE! | #VALUE! | #VALUE! | #VALUE! | #VALUE! | #VALUE! | #VALUE! | #VALUE! |  |  |  |  | #VALUE! | #VALUE! | #VALUE! |  |  | #VALUE! | #VALUE! | #VALUE! | #VALUE! | #VALUE! | #VALUE! | #VALUE! | #VALUE! |  |  |  |  | #VALUE! | #VALUE! | #VALUE! |  |  | #VALUE! | #VALUE! | #VALUE! | #VALUE! | #VALUE! | #VALUE! | #VALUE! | #VALUE! |  |  |  |  | #VALUE! | #VALUE! | #VALUE! |  |  | #VALUE! | #VALUE! | #VALUE! | #VALUE! | #VALUE! | #VALUE! | #VALUE! | #VALUE! |  |  |  |  | #VALUE! | #VALUE! | #VALUE! |  |  | #VALUE! | #VALUE! | #VALUE! | #VALUE! | #VALUE! | #VALUE! | #VALUE! | #VALUE! |  |  | #VALUE! | #VALUE! | #VALUE! | #VALUE! | #VALUE! |  |  | #VALUE! | #VALUE! | #VALUE! | #VALUE! | #VALUE! | #VALUE! | #VALUE! | #VALUE! |  |  | #VALUE! | #VALUE! | #VALUE! | #VALUE! | #VALUE! |  |  | #VALUE! | #VALUE! | #VALUE! | #VALUE! | #VALUE! | #VALUE! | #VALUE! | #VALUE! | 0 | #REF! | #VALUE! | #VALUE! | #VALUE! | #VALUE! | #VALUE! | #VALUE! | #VALUE! | 0
|  |  |  | 0 | 51 | 0 |  |  | 1 | 1.0842e-19 | 0 | 1.0669e-18 | 1.0669e-18 | 1.0669e-18 | 0 | 0 |  |  |  |  | #VALUE! | #VALUE! | #VALUE! |  |  | #VALUE! | #VALUE! | #VALUE! | #VALUE! | #VALUE! | #VALUE! | #VALUE! | #VALUE! |  |  |  |  | #VALUE! | #VALUE! | #VALUE! |  |  | #VALUE! | #VALUE! | #VALUE! | #VALUE! | #VALUE! | #VALUE! | #VALUE! | #VALUE! |  |  |  |  | #VALUE! | #VALUE! | #VALUE! |  |  | #VALUE! | #VALUE! | #VALUE! | #VALUE! | #VALUE! | #VALUE! | #VALUE! | #VALUE! |  |  |  |  | #VALUE! | #VALUE! | #VALUE! |  |  | #VALUE! | #VALUE! | #VALUE! | #VALUE! | #VALUE! | #VALUE! | #VALUE! | #VALUE! |  |  |  |  | #VALUE! | #VALUE! | #VALUE! |  |  | #VALUE! | #VALUE! | #VALUE! | #VALUE! | #VALUE! | #VALUE! | #VALUE! | #VALUE! |  |  | #VALUE! | #VALUE! | #VALUE! | #VALUE! | #VALUE! |  |  | #VALUE! | #VALUE! | #VALUE! | #VALUE! | #VALUE! | #VALUE! | #VALUE! | #VALUE! |  |  | #VALUE! | #VALUE! | #VALUE! | #VALUE! | #VALUE! |  |  | #VALUE! | #VALUE! | #VALUE! | #VALUE! | #VALUE! | #VALUE! | #VALUE! | #VALUE! | 0 | #REF! | #VALUE! | #VALUE! | #VALUE! | #VALUE! | #VALUE! | #VALUE! | #VALUE! | 0
|  |  |  | 0 | 51 | 0 |  |  | 1 | 1.0842e-19 | 0 | 1.0669e-18 | 1.0669e-18 | 1.0669e-18 | 0 | 0 |  |  |  |  | #VALUE! | #VALUE! | #VALUE! |  |  | #VALUE! | #VALUE! | #VALUE! | #VALUE! | #VALUE! | #VALUE! | #VALUE! | #VALUE! |  |  |  |  | #VALUE! | #VALUE! | #VALUE! |  |  | #VALUE! | #VALUE! | #VALUE! | #VALUE! | #VALUE! | #VALUE! | #VALUE! | #VALUE! |  |  |  |  | #VALUE! | #VALUE! | #VALUE! |  |  | #VALUE! | #VALUE! | #VALUE! | #VALUE! | #VALUE! | #VALUE! | #VALUE! | #VALUE! |  |  |  |  | #VALUE! | #VALUE! | #VALUE! |  |  | #VALUE! | #VALUE! | #VALUE! | #VALUE! | #VALUE! | #VALUE! | #VALUE! | #VALUE! |  |  |  |  | #VALUE! | #VALUE! | #VALUE! |  |  | #VALUE! | #VALUE! | #VALUE! | #VALUE! | #VALUE! | #VALUE! | #VALUE! | #VALUE! |  |  | #VALUE! | #VALUE! | #VALUE! | #VALUE! | #VALUE! |  |  | #VALUE! | #VALUE! | #VALUE! | #VALUE! | #VALUE! | #VALUE! | #VALUE! | #VALUE! |  |  | #VALUE! | #VALUE! | #VALUE! | #VALUE! | #VALUE! |  |  | #VALUE! | #VALUE! | #VALUE! | #VALUE! | #VALUE! | #VALUE! | #VALUE! | #VALUE! | 0 | #REF! | #VALUE! | #VALUE! | #VALUE! | #VALUE! | #VALUE! | #VALUE! | #VALUE! | 0
|  |  |  | 0 | 51 | 0 |  |  | 1 | 1.0842e-19 | 0 | 1.0669e-18 | 1.0669e-18 | 1.0669e-18 | 0 | 0 |  |  |  |  | #VALUE! | #VALUE! | #VALUE! |  |  | #VALUE! | #VALUE! | #VALUE! | #VALUE! | #VALUE! | #VALUE! | #VALUE! | #VALUE! |  |  |  |  | #VALUE! | #VALUE! | #VALUE! |  |  | #VALUE! | #VALUE! | #VALUE! | #VALUE! | #VALUE! | #VALUE! | #VALUE! | #VALUE! |  |  |  |  | #VALUE! | #VALUE! | #VALUE! |  |  | #VALUE! | #VALUE! | #VALUE! | #VALUE! | #VALUE! | #VALUE! | #VALUE! | #VALUE! |  |  |  |  | #VALUE! | #VALUE! | #VALUE! |  |  | #VALUE! | #VALUE! | #VALUE! | #VALUE! | #VALUE! | #VALUE! | #VALUE! | #VALUE! |  |  |  |  | #VALUE! | #VALUE! | #VALUE! |  |  | #VALUE! | #VALUE! | #VALUE! | #VALUE! | #VALUE! | #VALUE! | #VALUE! | #VALUE! |  |  | #VALUE! | #VALUE! | #VALUE! | #VALUE! | #VALUE! |  |  | #VALUE! | #VALUE! | #VALUE! | #VALUE! | #VALUE! | #VALUE! | #VALUE! | #VALUE! |  |  | #VALUE! | #VALUE! | #VALUE! | #VALUE! | #VALUE! |  |  | #VALUE! | #VALUE! | #VALUE! | #VALUE! | #VALUE! | #VALUE! | #VALUE! | #VALUE! | 0 | #REF! | #VALUE! | #VALUE! | #VALUE! | #VALUE! | #VALUE! | #VALUE! | #VALUE! | 0
|  |  |  | 0 | 51 | 0 |  |  | 1 | 1.0842e-19 | 0 | 1.0669e-18 | 1.0669e-18 | 1.0669e-18 | 0 | 0 |  |  |  |  | #VALUE! | #VALUE! | #VALUE! |  |  | #VALUE! | #VALUE! | #VALUE! | #VALUE! | #VALUE! | #VALUE! | #VALUE! | #VALUE! |  |  |  |  | #VALUE! | #VALUE! | #VALUE! |  |  | #VALUE! | #VALUE! | #VALUE! | #VALUE! | #VALUE! | #VALUE! | #VALUE! | #VALUE! |  |  |  |  | #VALUE! | #VALUE! | #VALUE! |  |  | #VALUE! | #VALUE! | #VALUE! | #VALUE! | #VALUE! | #VALUE! | #VALUE! | #VALUE! |  |  |  |  | #VALUE! | #VALUE! | #VALUE! |  |  | #VALUE! | #VALUE! | #VALUE! | #VALUE! | #VALUE! | #VALUE! | #VALUE! | #VALUE! |  |  |  |  | #VALUE! | #VALUE! | #VALUE! |  |  | #VALUE! | #VALUE! | #VALUE! | #VALUE! | #VALUE! | #VALUE! | #VALUE! | #VALUE! |  |  | #VALUE! | #VALUE! | #VALUE! | #VALUE! | #VALUE! |  |  | #VALUE! | #VALUE! | #VALUE! | #VALUE! | #VALUE! | #VALUE! | #VALUE! | #VALUE! |  |  | #VALUE! | #VALUE! | #VALUE! | #VALUE! | #VALUE! |  |  | #VALUE! | #VALUE! | #VALUE! | #VALUE! | #VALUE! | #VALUE! | #VALUE! | #VALUE! | 0 | #REF! | #VALUE! | #VALUE! | #VALUE! | #VALUE! | #VALUE! | #VALUE! | #VALUE! | 0
|  |  |  | 0 | 51 | 0 |  |  | 1 | 1.0842e-19 | 0 | 1.0669e-18 | 1.0669e-18 | 1.0669e-18 | 0 | 0 |  |  |  |  | #VALUE! | #VALUE! | #VALUE! |  |  | #VALUE! | #VALUE! | #VALUE! | #VALUE! | #VALUE! | #VALUE! | #VALUE! | #VALUE! |  |  |  |  | #VALUE! | #VALUE! | #VALUE! |  |  | #VALUE! | #VALUE! | #VALUE! | #VALUE! | #VALUE! | #VALUE! | #VALUE! | #VALUE! |  |  |  |  | #VALUE! | #VALUE! | #VALUE! |  |  | #VALUE! | #VALUE! | #VALUE! | #VALUE! | #VALUE! | #VALUE! | #VALUE! | #VALUE! |  |  |  |  | #VALUE! | #VALUE! | #VALUE! |  |  | #VALUE! | #VALUE! | #VALUE! | #VALUE! | #VALUE! | #VALUE! | #VALUE! | #VALUE! |  |  |  |  | #VALUE! | #VALUE! | #VALUE! |  |  | #VALUE! | #VALUE! | #VALUE! | #VALUE! | #VALUE! | #VALUE! | #VALUE! | #VALUE! |  |  | #VALUE! | #VALUE! | #VALUE! | #VALUE! | #VALUE! |  |  | #VALUE! | #VALUE! | #VALUE! | #VALUE! | #VALUE! | #VALUE! | #VALUE! | #VALUE! |  |  | #VALUE! | #VALUE! | #VALUE! | #VALUE! | #VALUE! |  |  | #VALUE! | #VALUE! | #VALUE! | #VALUE! | #VALUE! | #VALUE! | #VALUE! | #VALUE! | 0 | #REF! | #VALUE! | #VALUE! | #VALUE! | #VALUE! | #VALUE! | #VALUE! | #VALUE! | 0
|  |  |  | 0 | 51 | 0 |  |  | 1 | 1.0842e-19 | 0 | 1.0669e-18 | 1.0669e-18 | 1.0669e-18 | 0 | 0 |  |  |  |  | #VALUE! | #VALUE! | #VALUE! |  |  | #VALUE! | #VALUE! | #VALUE! | #VALUE! | #VALUE! | #VALUE! | #VALUE! | #VALUE! |  |  |  |  | #VALUE! | #VALUE! | #VALUE! |  |  | #VALUE! | #VALUE! | #VALUE! | #VALUE! | #VALUE! | #VALUE! | #VALUE! | #VALUE! |  |  |  |  | #VALUE! | #VALUE! | #VALUE! |  |  | #VALUE! | #VALUE! | #VALUE! | #VALUE! | #VALUE! | #VALUE! | #VALUE! | #VALUE! |  |  |  |  | #VALUE! | #VALUE! | #VALUE! |  |  | #VALUE! | #VALUE! | #VALUE! | #VALUE! | #VALUE! | #VALUE! | #VALUE! | #VALUE! |  |  |  |  | #VALUE! | #VALUE! | #VALUE! |  |  | #VALUE! | #VALUE! | #VALUE! | #VALUE! | #VALUE! | #VALUE! | #VALUE! | #VALUE! |  |  | #VALUE! | #VALUE! | #VALUE! | #VALUE! | #VALUE! |  |  | #VALUE! | #VALUE! | #VALUE! | #VALUE! | #VALUE! | #VALUE! | #VALUE! | #VALUE! |  |  | #VALUE! | #VALUE! | #VALUE! | #VALUE! | #VALUE! |  |  | #VALUE! | #VALUE! | #VALUE! | #VALUE! | #VALUE! | #VALUE! | #VALUE! | #VALUE! | 0 | #REF! | #VALUE! | #VALUE! | #VALUE! | #VALUE! | #VALUE! | #VALUE! | #VALUE! | 0
|  |  |  | 0 | 51 | 0 |  |  | 1 | 1.0842e-19 | 0 | 1.0669e-18 | 1.0669e-18 | 1.0669e-18 | 0 | 0 |  |  |  |  | #VALUE! | #VALUE! | #VALUE! |  |  | #VALUE! | #VALUE! | #VALUE! | #VALUE! | #VALUE! | #VALUE! | #VALUE! | #VALUE! |  |  |  |  | #VALUE! | #VALUE! | #VALUE! |  |  | #VALUE! | #VALUE! | #VALUE! | #VALUE! | #VALUE! | #VALUE! | #VALUE! | #VALUE! |  |  |  |  | #VALUE! | #VALUE! | #VALUE! |  |  | #VALUE! | #VALUE! | #VALUE! | #VALUE! | #VALUE! | #VALUE! | #VALUE! | #VALUE! |  |  |  |  | #VALUE! | #VALUE! | #VALUE! |  |  | #VALUE! | #VALUE! | #VALUE! | #VALUE! | #VALUE! | #VALUE! | #VALUE! | #VALUE! |  |  |  |  | #VALUE! | #VALUE! | #VALUE! |  |  | #VALUE! | #VALUE! | #VALUE! | #VALUE! | #VALUE! | #VALUE! | #VALUE! | #VALUE! |  |  | #VALUE! | #VALUE! | #VALUE! | #VALUE! | #VALUE! |  |  | #VALUE! | #VALUE! | #VALUE! | #VALUE! | #VALUE! | #VALUE! | #VALUE! | #VALUE! |  |  | #VALUE! | #VALUE! | #VALUE! | #VALUE! | #VALUE! |  |  | #VALUE! | #VALUE! | #VALUE! | #VALUE! | #VALUE! | #VALUE! | #VALUE! | #VALUE! | 0 | #REF! | #VALUE! | #VALUE! | #VALUE! | #VALUE! | #VALUE! | #VALUE! | #VALUE! | 0
|  |  |  | 0 | 51 | 0 |  |  | 1 | 1.0842e-19 | 0 | 1.0669e-18 | 1.0669e-18 | 1.0669e-18 | 0 | 0 |  |  |  |  | #VALUE! | #VALUE! | #VALUE! |  |  | #VALUE! | #VALUE! | #VALUE! | #VALUE! | #VALUE! | #VALUE! | #VALUE! | #VALUE! |  |  |  |  | #VALUE! | #VALUE! | #VALUE! |  |  | #VALUE! | #VALUE! | #VALUE! | #VALUE! | #VALUE! | #VALUE! | #VALUE! | #VALUE! |  |  |  |  | #VALUE! | #VALUE! | #VALUE! |  |  | #VALUE! | #VALUE! | #VALUE! | #VALUE! | #VALUE! | #VALUE! | #VALUE! | #VALUE! |  |  |  |  | #VALUE! | #VALUE! | #VALUE! |  |  | #VALUE! | #VALUE! | #VALUE! | #VALUE! | #VALUE! | #VALUE! | #VALUE! | #VALUE! |  |  |  |  | #VALUE! | #VALUE! | #VALUE! |  |  | #VALUE! | #VALUE! | #VALUE! | #VALUE! | #VALUE! | #VALUE! | #VALUE! | #VALUE! |  |  | #VALUE! | #VALUE! | #VALUE! | #VALUE! | #VALUE! |  |  | #VALUE! | #VALUE! | #VALUE! | #VALUE! | #VALUE! | #VALUE! | #VALUE! | #VALUE! |  |  | #VALUE! | #VALUE! | #VALUE! | #VALUE! | #VALUE! |  |  | #VALUE! | #VALUE! | #VALUE! | #VALUE! | #VALUE! | #VALUE! | #VALUE! | #VALUE! | 0 | #REF! | #VALUE! | #VALUE! | #VALUE! | #VALUE! | #VALUE! | #VALUE! | #VALUE! | 0
|  |  |  | 0 | 51 | 0 |  |  | 1 | 1.0842e-19 | 0 | 1.0669e-18 | 1.0669e-18 | 1.0669e-18 | 0 | 0 |  |  |  |  | #VALUE! | #VALUE! | #VALUE! |  |  | #VALUE! | #VALUE! | #VALUE! | #VALUE! | #VALUE! | #VALUE! | #VALUE! | #VALUE! |  |  |  |  | #VALUE! | #VALUE! | #VALUE! |  |  | #VALUE! | #VALUE! | #VALUE! | #VALUE! | #VALUE! | #VALUE! | #VALUE! | #VALUE! |  |  |  |  | #VALUE! | #VALUE! | #VALUE! |  |  | #VALUE! | #VALUE! | #VALUE! | #VALUE! | #VALUE! | #VALUE! | #VALUE! | #VALUE! |  |  |  |  | #VALUE! | #VALUE! | #VALUE! |  |  | #VALUE! | #VALUE! | #VALUE! | #VALUE! | #VALUE! | #VALUE! | #VALUE! | #VALUE! |  |  |  |  | #VALUE! | #VALUE! | #VALUE! |  |  | #VALUE! | #VALUE! | #VALUE! | #VALUE! | #VALUE! | #VALUE! | #VALUE! | #VALUE! |  |  | #VALUE! | #VALUE! | #VALUE! | #VALUE! | #VALUE! |  |  | #VALUE! | #VALUE! | #VALUE! | #VALUE! | #VALUE! | #VALUE! | #VALUE! | #VALUE! |  |  | #VALUE! | #VALUE! | #VALUE! | #VALUE! | #VALUE! |  |  | #VALUE! | #VALUE! | #VALUE! | #VALUE! | #VALUE! | #VALUE! | #VALUE! | #VALUE! | 0 | #REF! | #VALUE! | #VALUE! | #VALUE! | #VALUE! | #VALUE! | #VALUE! | #VALUE! | 0
|  |  |  | 0 | 51 | 0 |  |  | 1 | 1.0842e-19 | 0 | 1.0669e-18 | 1.0669e-18 | 1.0669e-18 | 0 | 0 |  |  |  |  | #VALUE! | #VALUE! | #VALUE! |  |  | #VALUE! | #VALUE! | #VALUE! | #VALUE! | #VALUE! | #VALUE! | #VALUE! | #VALUE! |  |  |  |  | #VALUE! | #VALUE! | #VALUE! |  |  | #VALUE! | #VALUE! | #VALUE! | #VALUE! | #VALUE! | #VALUE! | #VALUE! | #VALUE! |  |  |  |  | #VALUE! | #VALUE! | #VALUE! |  |  | #VALUE! | #VALUE! | #VALUE! | #VALUE! | #VALUE! | #VALUE! | #VALUE! | #VALUE! |  |  |  |  | #VALUE! | #VALUE! | #VALUE! |  |  | #VALUE! | #VALUE! | #VALUE! | #VALUE! | #VALUE! | #VALUE! | #VALUE! | #VALUE! |  |  |  |  | #VALUE! | #VALUE! | #VALUE! |  |  | #VALUE! | #VALUE! | #VALUE! | #VALUE! | #VALUE! | #VALUE! | #VALUE! | #VALUE! |  |  | #VALUE! | #VALUE! | #VALUE! | #VALUE! | #VALUE! |  |  | #VALUE! | #VALUE! | #VALUE! | #VALUE! | #VALUE! | #VALUE! | #VALUE! | #VALUE! |  |  | #VALUE! | #VALUE! | #VALUE! | #VALUE! | #VALUE! |  |  | #VALUE! | #VALUE! | #VALUE! | #VALUE! | #VALUE! | #VALUE! | #VALUE! | #VALUE! | 0 | #REF! | #VALUE! | #VALUE! | #VALUE! | #VALUE! | #VALUE! | #VALUE! | #VALUE! | 0
|  |  |  | 0 | 51 | 0 |  |  | 1 | 1.0842e-19 | 0 | 1.0669e-18 | 1.0669e-18 | 1.0669e-18 | 0 | 0 |  |  |  |  | #VALUE! | #VALUE! | #VALUE! |  |  | #VALUE! | #VALUE! | #VALUE! | #VALUE! | #VALUE! | #VALUE! | #VALUE! | #VALUE! |  |  |  |  | #VALUE! | #VALUE! | #VALUE! |  |  | #VALUE! | #VALUE! | #VALUE! | #VALUE! | #VALUE! | #VALUE! | #VALUE! | #VALUE! |  |  |  |  | #VALUE! | #VALUE! | #VALUE! |  |  | #VALUE! | #VALUE! | #VALUE! | #VALUE! | #VALUE! | #VALUE! | #VALUE! | #VALUE! |  |  |  |  | #VALUE! | #VALUE! | #VALUE! |  |  | #VALUE! | #VALUE! | #VALUE! | #VALUE! | #VALUE! | #VALUE! | #VALUE! | #VALUE! |  |  |  |  | #VALUE! | #VALUE! | #VALUE! |  |  | #VALUE! | #VALUE! | #VALUE! | #VALUE! | #VALUE! | #VALUE! | #VALUE! | #VALUE! |  |  | #VALUE! | #VALUE! | #VALUE! | #VALUE! | #VALUE! |  |  | #VALUE! | #VALUE! | #VALUE! | #VALUE! | #VALUE! | #VALUE! | #VALUE! | #VALUE! |  |  | #VALUE! | #VALUE! | #VALUE! | #VALUE! | #VALUE! |  |  | #VALUE! | #VALUE! | #VALUE! | #VALUE! | #VALUE! | #VALUE! | #VALUE! | #VALUE! | 0 | #REF! | #VALUE! | #VALUE! | #VALUE! | #VALUE! | #VALUE! | #VALUE! | #VALUE! | 0
|  |  |  | 0 | 51 | 0 |  |  | 1 | 1.0842e-19 | 0 | 1.0669e-18 | 1.0669e-18 | 1.0669e-18 | 0 | 0 |  |  |  |  | #VALUE! | #VALUE! | #VALUE! |  |  | #VALUE! | #VALUE! | #VALUE! | #VALUE! | #VALUE! | #VALUE! | #VALUE! | #VALUE! |  |  |  |  | #VALUE! | #VALUE! | #VALUE! |  |  | #VALUE! | #VALUE! | #VALUE! | #VALUE! | #VALUE! | #VALUE! | #VALUE! | #VALUE! |  |  |  |  | #VALUE! | #VALUE! | #VALUE! |  |  | #VALUE! | #VALUE! | #VALUE! | #VALUE! | #VALUE! | #VALUE! | #VALUE! | #VALUE! |  |  |  |  | #VALUE! | #VALUE! | #VALUE! |  |  | #VALUE! | #VALUE! | #VALUE! | #VALUE! | #VALUE! | #VALUE! | #VALUE! | #VALUE! |  |  |  |  | #VALUE! | #VALUE! | #VALUE! |  |  | #VALUE! | #VALUE! | #VALUE! | #VALUE! | #VALUE! | #VALUE! | #VALUE! | #VALUE! |  |  | #VALUE! | #VALUE! | #VALUE! | #VALUE! | #VALUE! |  |  | #VALUE! | #VALUE! | #VALUE! | #VALUE! | #VALUE! | #VALUE! | #VALUE! | #VALUE! |  |  | #VALUE! | #VALUE! | #VALUE! | #VALUE! | #VALUE! |  |  | #VALUE! | #VALUE! | #VALUE! | #VALUE! | #VALUE! | #VALUE! | #VALUE! | #VALUE! | 0 | #REF! | #VALUE! | #VALUE! | #VALUE! | #VALUE! | #VALUE! | #VALUE! | #VALUE! | 0
|  |  |  | 0 | 51 | 0 |  |  | 1 | 1.0842e-19 | 0 | 1.0669e-18 | 1.0669e-18 | 1.0669e-18 | 0 | 0 |  |  |  |  | #VALUE! | #VALUE! | #VALUE! |  |  | #VALUE! | #VALUE! | #VALUE! | #VALUE! | #VALUE! | #VALUE! | #VALUE! | #VALUE! |  |  |  |  | #VALUE! | #VALUE! | #VALUE! |  |  | #VALUE! | #VALUE! | #VALUE! | #VALUE! | #VALUE! | #VALUE! | #VALUE! | #VALUE! |  |  |  |  | #VALUE! | #VALUE! | #VALUE! |  |  | #VALUE! | #VALUE! | #VALUE! | #VALUE! | #VALUE! | #VALUE! | #VALUE! | #VALUE! |  |  |  |  | #VALUE! | #VALUE! | #VALUE! |  |  | #VALUE! | #VALUE! | #VALUE! | #VALUE! | #VALUE! | #VALUE! | #VALUE! | #VALUE! |  |  |  |  | #VALUE! | #VALUE! | #VALUE! |  |  | #VALUE! | #VALUE! | #VALUE! | #VALUE! | #VALUE! | #VALUE! | #VALUE! | #VALUE! |  |  | #VALUE! | #VALUE! | #VALUE! | #VALUE! | #VALUE! |  |  | #VALUE! | #VALUE! | #VALUE! | #VALUE! | #VALUE! | #VALUE! | #VALUE! | #VALUE! |  |  | #VALUE! | #VALUE! | #VALUE! | #VALUE! | #VALUE! |  |  | #VALUE! | #VALUE! | #VALUE! | #VALUE! | #VALUE! | #VALUE! | #VALUE! | #VALUE! | 0 | #REF! | #VALUE! | #VALUE! | #VALUE! | #VALUE! | #VALUE! | #VALUE! | #VALUE! | 0
|  |  |  | 0 | 51 | 0 |  |  | 1 | 1.0842e-19 | 0 | 1.0669e-18 | 1.0669e-18 | 1.0669e-18 | 0 | 0 |  |  |  |  | #VALUE! | #VALUE! | #VALUE! |  |  | #VALUE! | #VALUE! | #VALUE! | #VALUE! | #VALUE! | #VALUE! | #VALUE! | #VALUE! |  |  |  |  | #VALUE! | #VALUE! | #VALUE! |  |  | #VALUE! | #VALUE! | #VALUE! | #VALUE! | #VALUE! | #VALUE! | #VALUE! | #VALUE! |  |  |  |  | #VALUE! | #VALUE! | #VALUE! |  |  | #VALUE! | #VALUE! | #VALUE! | #VALUE! | #VALUE! | #VALUE! | #VALUE! | #VALUE! |  |  |  |  | #VALUE! | #VALUE! | #VALUE! |  |  | #VALUE! | #VALUE! | #VALUE! | #VALUE! | #VALUE! | #VALUE! | #VALUE! | #VALUE! |  |  |  |  | #VALUE! | #VALUE! | #VALUE! |  |  | #VALUE! | #VALUE! | #VALUE! | #VALUE! | #VALUE! | #VALUE! | #VALUE! | #VALUE! |  |  | #VALUE! | #VALUE! | #VALUE! | #VALUE! | #VALUE! |  |  | #VALUE! | #VALUE! | #VALUE! | #VALUE! | #VALUE! | #VALUE! | #VALUE! | #VALUE! |  |  | #VALUE! | #VALUE! | #VALUE! | #VALUE! | #VALUE! |  |  | #VALUE! | #VALUE! | #VALUE! | #VALUE! | #VALUE! | #VALUE! | #VALUE! | #VALUE! | 0 | #REF! | #VALUE! | #VALUE! | #VALUE! | #VALUE! | #VALUE! | #VALUE! | #VALUE! | 0
|  |  |  | 0 | 51 | 0 |  |  | 1 | 1.0842e-19 | 0 | 1.0669e-18 | 1.0669e-18 | 1.0669e-18 | 0 | 0 |  |  |  |  | #VALUE! | #VALUE! | #VALUE! |  |  | #VALUE! | #VALUE! | #VALUE! | #VALUE! | #VALUE! | #VALUE! | #VALUE! | #VALUE! |  |  |  |  | #VALUE! | #VALUE! | #VALUE! |  |  | #VALUE! | #VALUE! | #VALUE! | #VALUE! | #VALUE! | #VALUE! | #VALUE! | #VALUE! |  |  |  |  | #VALUE! | #VALUE! | #VALUE! |  |  | #VALUE! | #VALUE! | #VALUE! | #VALUE! | #VALUE! | #VALUE! | #VALUE! | #VALUE! |  |  |  |  | #VALUE! | #VALUE! | #VALUE! |  |  | #VALUE! | #VALUE! | #VALUE! | #VALUE! | #VALUE! | #VALUE! | #VALUE! | #VALUE! |  |  |  |  | #VALUE! | #VALUE! | #VALUE! |  |  | #VALUE! | #VALUE! | #VALUE! | #VALUE! | #VALUE! | #VALUE! | #VALUE! | #VALUE! |  |  | #VALUE! | #VALUE! | #VALUE! | #VALUE! | #VALUE! |  |  | #VALUE! | #VALUE! | #VALUE! | #VALUE! | #VALUE! | #VALUE! | #VALUE! | #VALUE! |  |  | #VALUE! | #VALUE! | #VALUE! | #VALUE! | #VALUE! |  |  | #VALUE! | #VALUE! | #VALUE! | #VALUE! | #VALUE! | #VALUE! | #VALUE! | #VALUE! | 0 | #REF! | #VALUE! | #VALUE! | #VALUE! | #VALUE! | #VALUE! | #VALUE! | #VALUE! | 0
|  |  |  | 0 | 51 | 0 |  |  | 1 | 1.0842e-19 | 0 | 1.0669e-18 | 1.0669e-18 | 1.0669e-18 | 0 | 0 |  |  |  |  | #VALUE! | #VALUE! | #VALUE! |  |  | #VALUE! | #VALUE! | #VALUE! | #VALUE! | #VALUE! | #VALUE! | #VALUE! | #VALUE! |  |  |  |  | #VALUE! | #VALUE! | #VALUE! |  |  | #VALUE! | #VALUE! | #VALUE! | #VALUE! | #VALUE! | #VALUE! | #VALUE! | #VALUE! |  |  |  |  | #VALUE! | #VALUE! | #VALUE! |  |  | #VALUE! | #VALUE! | #VALUE! | #VALUE! | #VALUE! | #VALUE! | #VALUE! | #VALUE! |  |  |  |  | #VALUE! | #VALUE! | #VALUE! |  |  | #VALUE! | #VALUE! | #VALUE! | #VALUE! | #VALUE! | #VALUE! | #VALUE! | #VALUE! |  |  |  |  | #VALUE! | #VALUE! | #VALUE! |  |  | #VALUE! | #VALUE! | #VALUE! | #VALUE! | #VALUE! | #VALUE! | #VALUE! | #VALUE! |  |  | #VALUE! | #VALUE! | #VALUE! | #VALUE! | #VALUE! |  |  | #VALUE! | #VALUE! | #VALUE! | #VALUE! | #VALUE! | #VALUE! | #VALUE! | #VALUE! |  |  | #VALUE! | #VALUE! | #VALUE! | #VALUE! | #VALUE! |  |  | #VALUE! | #VALUE! | #VALUE! | #VALUE! | #VALUE! | #VALUE! | #VALUE! | #VALUE! | 0 | #REF! | #VALUE! | #VALUE! | #VALUE! | #VALUE! | #VALUE! | #VALUE! | #VALUE! | 0
|  |  |  | 0 | 51 | 0 |  |  | 1 | 1.0842e-19 | 0 | 1.0669e-18 | 1.0669e-18 | 1.0669e-18 | 0 | 0 |  |  |  |  | #VALUE! | #VALUE! | #VALUE! |  |  | #VALUE! | #VALUE! | #VALUE! | #VALUE! | #VALUE! | #VALUE! | #VALUE! | #VALUE! |  |  |  |  | #VALUE! | #VALUE! | #VALUE! |  |  | #VALUE! | #VALUE! | #VALUE! | #VALUE! | #VALUE! | #VALUE! | #VALUE! | #VALUE! |  |  |  |  | #VALUE! | #VALUE! | #VALUE! |  |  | #VALUE! | #VALUE! | #VALUE! | #VALUE! | #VALUE! | #VALUE! | #VALUE! | #VALUE! |  |  |  |  | #VALUE! | #VALUE! | #VALUE! |  |  | #VALUE! | #VALUE! | #VALUE! | #VALUE! | #VALUE! | #VALUE! | #VALUE! | #VALUE! |  |  |  |  | #VALUE! | #VALUE! | #VALUE! |  |  | #VALUE! | #VALUE! | #VALUE! | #VALUE! | #VALUE! | #VALUE! | #VALUE! | #VALUE! |  |  | #VALUE! | #VALUE! | #VALUE! | #VALUE! | #VALUE! |  |  | #VALUE! | #VALUE! | #VALUE! | #VALUE! | #VALUE! | #VALUE! | #VALUE! | #VALUE! |  |  | #VALUE! | #VALUE! | #VALUE! | #VALUE! | #VALUE! |  |  | #VALUE! | #VALUE! | #VALUE! | #VALUE! | #VALUE! | #VALUE! | #VALUE! | #VALUE! | 0 | #REF! | #VALUE! | #VALUE! | #VALUE! | #VALUE! | #VALUE! | #VALUE! | #VALUE! | 0
|  |  |  | 0 | 51 | 0 |  |  | 1 | 1.0842e-19 | 0 | 1.0669e-18 | 1.0669e-18 | 1.0669e-18 | 0 | 0 |  |  |  |  | #VALUE! | #VALUE! | #VALUE! |  |  | #VALUE! | #VALUE! | #VALUE! | #VALUE! | #VALUE! | #VALUE! | #VALUE! | #VALUE! |  |  |  |  | #VALUE! | #VALUE! | #VALUE! |  |  | #VALUE! | #VALUE! | #VALUE! | #VALUE! | #VALUE! | #VALUE! | #VALUE! | #VALUE! |  |  |  |  | #VALUE! | #VALUE! | #VALUE! |  |  | #VALUE! | #VALUE! | #VALUE! | #VALUE! | #VALUE! | #VALUE! | #VALUE! | #VALUE! |  |  |  |  | #VALUE! | #VALUE! | #VALUE! |  |  | #VALUE! | #VALUE! | #VALUE! | #VALUE! | #VALUE! | #VALUE! | #VALUE! | #VALUE! |  |  |  |  | #VALUE! | #VALUE! | #VALUE! |  |  | #VALUE! | #VALUE! | #VALUE! | #VALUE! | #VALUE! | #VALUE! | #VALUE! | #VALUE! |  |  | #VALUE! | #VALUE! | #VALUE! | #VALUE! | #VALUE! |  |  | #VALUE! | #VALUE! | #VALUE! | #VALUE! | #VALUE! | #VALUE! | #VALUE! | #VALUE! |  |  | #VALUE! | #VALUE! | #VALUE! | #VALUE! | #VALUE! |  |  | #VALUE! | #VALUE! | #VALUE! | #VALUE! | #VALUE! | #VALUE! | #VALUE! | #VALUE! | 0 | #REF! | #VALUE! | #VALUE! | #VALUE! | #VALUE! | #VALUE! | #VALUE! | #VALUE! | 0
|  |  |  | 0 | 51 | 0 |  |  | 1 | 1.0842e-19 | 0 | 1.0669e-18 | 1.0669e-18 | 1.0669e-18 | 0 | 0 |  |  |  |  | #VALUE! | #VALUE! | #VALUE! |  |  | #VALUE! | #VALUE! | #VALUE! | #VALUE! | #VALUE! | #VALUE! | #VALUE! | #VALUE! |  |  |  |  | #VALUE! | #VALUE! | #VALUE! |  |  | #VALUE! | #VALUE! | #VALUE! | #VALUE! | #VALUE! | #VALUE! | #VALUE! | #VALUE! |  |  |  |  | #VALUE! | #VALUE! | #VALUE! |  |  | #VALUE! | #VALUE! | #VALUE! | #VALUE! | #VALUE! | #VALUE! | #VALUE! | #VALUE! |  |  |  |  | #VALUE! | #VALUE! | #VALUE! |  |  | #VALUE! | #VALUE! | #VALUE! | #VALUE! | #VALUE! | #VALUE! | #VALUE! | #VALUE! |  |  |  |  | #VALUE! | #VALUE! | #VALUE! |  |  | #VALUE! | #VALUE! | #VALUE! | #VALUE! | #VALUE! | #VALUE! | #VALUE! | #VALUE! |  |  | #VALUE! | #VALUE! | #VALUE! | #VALUE! | #VALUE! |  |  | #VALUE! | #VALUE! | #VALUE! | #VALUE! | #VALUE! | #VALUE! | #VALUE! | #VALUE! |  |  | #VALUE! | #VALUE! | #VALUE! | #VALUE! | #VALUE! |  |  | #VALUE! | #VALUE! | #VALUE! | #VALUE! | #VALUE! | #VALUE! | #VALUE! | #VALUE! | 0 | #REF! | #VALUE! | #VALUE! | #VALUE! | #VALUE! | #VALUE! | #VALUE! | #VALUE! | 0
|  |  |  | 0 | 51 | 0 |  |  | 1 | 1.0842e-19 | 0 | 1.0669e-18 | 1.0669e-18 | 1.0669e-18 | 0 | 0 |  |  |  |  | #VALUE! | #VALUE! | #VALUE! |  |  | #VALUE! | #VALUE! | #VALUE! | #VALUE! | #VALUE! | #VALUE! | #VALUE! | #VALUE! |  |  |  |  | #VALUE! | #VALUE! | #VALUE! |  |  | #VALUE! | #VALUE! | #VALUE! | #VALUE! | #VALUE! | #VALUE! | #VALUE! | #VALUE! |  |  |  |  | #VALUE! | #VALUE! | #VALUE! |  |  | #VALUE! | #VALUE! | #VALUE! | #VALUE! | #VALUE! | #VALUE! | #VALUE! | #VALUE! |  |  |  |  | #VALUE! | #VALUE! | #VALUE! |  |  | #VALUE! | #VALUE! | #VALUE! | #VALUE! | #VALUE! | #VALUE! | #VALUE! | #VALUE! |  |  |  |  | #VALUE! | #VALUE! | #VALUE! |  |  | #VALUE! | #VALUE! | #VALUE! | #VALUE! | #VALUE! | #VALUE! | #VALUE! | #VALUE! |  |  | #VALUE! | #VALUE! | #VALUE! | #VALUE! | #VALUE! |  |  | #VALUE! | #VALUE! | #VALUE! | #VALUE! | #VALUE! | #VALUE! | #VALUE! | #VALUE! |  |  | #VALUE! | #VALUE! | #VALUE! | #VALUE! | #VALUE! |  |  | #VALUE! | #VALUE! | #VALUE! | #VALUE! | #VALUE! | #VALUE! | #VALUE! | #VALUE! | 0 | #REF! | #VALUE! | #VALUE! | #VALUE! | #VALUE! | #VALUE! | #VALUE! | #VALUE! | 0
|  |  |  | 0 | 51 | 0 |  |  | 1 | 1.0842e-19 | 0 | 1.0669e-18 | 1.0669e-18 | 1.0669e-18 | 0 | 0 |  |  |  |  | #VALUE! | #VALUE! | #VALUE! |  |  | #VALUE! | #VALUE! | #VALUE! | #VALUE! | #VALUE! | #VALUE! | #VALUE! | #VALUE! |  |  |  |  | #VALUE! | #VALUE! | #VALUE! |  |  | #VALUE! | #VALUE! | #VALUE! | #VALUE! | #VALUE! | #VALUE! | #VALUE! | #VALUE! |  |  |  |  | #VALUE! | #VALUE! | #VALUE! |  |  | #VALUE! | #VALUE! | #VALUE! | #VALUE! | #VALUE! | #VALUE! | #VALUE! | #VALUE! |  |  |  |  | #VALUE! | #VALUE! | #VALUE! |  |  | #VALUE! | #VALUE! | #VALUE! | #VALUE! | #VALUE! | #VALUE! | #VALUE! | #VALUE! |  |  |  |  | #VALUE! | #VALUE! | #VALUE! |  |  | #VALUE! | #VALUE! | #VALUE! | #VALUE! | #VALUE! | #VALUE! | #VALUE! | #VALUE! |  |  | #VALUE! | #VALUE! | #VALUE! | #VALUE! | #VALUE! |  |  | #VALUE! | #VALUE! | #VALUE! | #VALUE! | #VALUE! | #VALUE! | #VALUE! | #VALUE! |  |  | #VALUE! | #VALUE! | #VALUE! | #VALUE! | #VALUE! |  |  | #VALUE! | #VALUE! | #VALUE! | #VALUE! | #VALUE! | #VALUE! | #VALUE! | #VALUE! | 0 | #REF! | #VALUE! | #VALUE! | #VALUE! | #VALUE! | #VALUE! | #VALUE! | #VALUE! | 0
|  |  |  | 0 | 51 | 0 |  |  | 1 | 1.0842e-19 | 0 | 1.0669e-18 | 1.0669e-18 | 1.0669e-18 | 0 | 0 |  |  |  |  | #VALUE! | #VALUE! | #VALUE! |  |  | #VALUE! | #VALUE! | #VALUE! | #VALUE! | #VALUE! | #VALUE! | #VALUE! | #VALUE! |  |  |  |  | #VALUE! | #VALUE! | #VALUE! |  |  | #VALUE! | #VALUE! | #VALUE! | #VALUE! | #VALUE! | #VALUE! | #VALUE! | #VALUE! |  |  |  |  | #VALUE! | #VALUE! | #VALUE! |  |  | #VALUE! | #VALUE! | #VALUE! | #VALUE! | #VALUE! | #VALUE! | #VALUE! | #VALUE! |  |  |  |  | #VALUE! | #VALUE! | #VALUE! |  |  | #VALUE! | #VALUE! | #VALUE! | #VALUE! | #VALUE! | #VALUE! | #VALUE! | #VALUE! |  |  |  |  | #VALUE! | #VALUE! | #VALUE! |  |  | #VALUE! | #VALUE! | #VALUE! | #VALUE! | #VALUE! | #VALUE! | #VALUE! | #VALUE! |  |  | #VALUE! | #VALUE! | #VALUE! | #VALUE! | #VALUE! |  |  | #VALUE! | #VALUE! | #VALUE! | #VALUE! | #VALUE! | #VALUE! | #VALUE! | #VALUE! |  |  | #VALUE! | #VALUE! | #VALUE! | #VALUE! | #VALUE! |  |  | #VALUE! | #VALUE! | #VALUE! | #VALUE! | #VALUE! | #VALUE! | #VALUE! | #VALUE! | 0 | #REF! | #VALUE! | #VALUE! | #VALUE! | #VALUE! | #VALUE! | #VALUE! | #VALUE! | 0
|  |  |  | 0 | 51 | 0 |  |  | 1 | 1.0842e-19 | 0 | 1.0669e-18 | 1.0669e-18 | 1.0669e-18 | 0 | 0 |  |  |  |  | #VALUE! | #VALUE! | #VALUE! |  |  | #VALUE! | #VALUE! | #VALUE! | #VALUE! | #VALUE! | #VALUE! | #VALUE! | #VALUE! |  |  |  |  | #VALUE! | #VALUE! | #VALUE! |  |  | #VALUE! | #VALUE! | #VALUE! | #VALUE! | #VALUE! | #VALUE! | #VALUE! | #VALUE! |  |  |  |  | #VALUE! | #VALUE! | #VALUE! |  |  | #VALUE! | #VALUE! | #VALUE! | #VALUE! | #VALUE! | #VALUE! | #VALUE! | #VALUE! |  |  |  |  | #VALUE! | #VALUE! | #VALUE! |  |  | #VALUE! | #VALUE! | #VALUE! | #VALUE! | #VALUE! | #VALUE! | #VALUE! | #VALUE! |  |  |  |  | #VALUE! | #VALUE! | #VALUE! |  |  | #VALUE! | #VALUE! | #VALUE! | #VALUE! | #VALUE! | #VALUE! | #VALUE! | #VALUE! |  |  | #VALUE! | #VALUE! | #VALUE! | #VALUE! | #VALUE! |  |  | #VALUE! | #VALUE! | #VALUE! | #VALUE! | #VALUE! | #VALUE! | #VALUE! | #VALUE! |  |  | #VALUE! | #VALUE! | #VALUE! | #VALUE! | #VALUE! |  |  | #VALUE! | #VALUE! | #VALUE! | #VALUE! | #VALUE! | #VALUE! | #VALUE! | #VALUE! | 0 | #REF! | #VALUE! | #VALUE! | #VALUE! | #VALUE! | #VALUE! | #VALUE! | #VALUE! | 0
|  |  |  | 0 | 51 | 0 |  |  | 1 | 1.0842e-19 | 0 | 1.0669e-18 | 1.0669e-18 | 1.0669e-18 | 0 | 0 |  |  |  |  | #VALUE! | #VALUE! | #VALUE! |  |  | #VALUE! | #VALUE! | #VALUE! | #VALUE! | #VALUE! | #VALUE! | #VALUE! | #VALUE! |  |  |  |  | #VALUE! | #VALUE! | #VALUE! |  |  | #VALUE! | #VALUE! | #VALUE! | #VALUE! | #VALUE! | #VALUE! | #VALUE! | #VALUE! |  |  |  |  | #VALUE! | #VALUE! | #VALUE! |  |  | #VALUE! | #VALUE! | #VALUE! | #VALUE! | #VALUE! | #VALUE! | #VALUE! | #VALUE! |  |  |  |  | #VALUE! | #VALUE! | #VALUE! |  |  | #VALUE! | #VALUE! | #VALUE! | #VALUE! | #VALUE! | #VALUE! | #VALUE! | #VALUE! |  |  |  |  | #VALUE! | #VALUE! | #VALUE! |  |  | #VALUE! | #VALUE! | #VALUE! | #VALUE! | #VALUE! | #VALUE! | #VALUE! | #VALUE! |  |  | #VALUE! | #VALUE! | #VALUE! | #VALUE! | #VALUE! |  |  | #VALUE! | #VALUE! | #VALUE! | #VALUE! | #VALUE! | #VALUE! | #VALUE! | #VALUE! |  |  | #VALUE! | #VALUE! | #VALUE! | #VALUE! | #VALUE! |  |  | #VALUE! | #VALUE! | #VALUE! | #VALUE! | #VALUE! | #VALUE! | #VALUE! | #VALUE! | 0 | #REF! | #VALUE! | #VALUE! | #VALUE! | #VALUE! | #VALUE! | #VALUE! | #VALUE! | 0
|  |  |  | 0 | 51 | 0 |  |  | 1 | 1.0842e-19 | 0 | 1.0669e-18 | 1.0669e-18 | 1.0669e-18 | 0 | 0 |  |  |  |  | #VALUE! | #VALUE! | #VALUE! |  |  | #VALUE! | #VALUE! | #VALUE! | #VALUE! | #VALUE! | #VALUE! | #VALUE! | #VALUE! |  |  |  |  | #VALUE! | #VALUE! | #VALUE! |  |  | #VALUE! | #VALUE! | #VALUE! | #VALUE! | #VALUE! | #VALUE! | #VALUE! | #VALUE! |  |  |  |  | #VALUE! | #VALUE! | #VALUE! |  |  | #VALUE! | #VALUE! | #VALUE! | #VALUE! | #VALUE! | #VALUE! | #VALUE! | #VALUE! |  |  |  |  | #VALUE! | #VALUE! | #VALUE! |  |  | #VALUE! | #VALUE! | #VALUE! | #VALUE! | #VALUE! | #VALUE! | #VALUE! | #VALUE! |  |  |  |  | #VALUE! | #VALUE! | #VALUE! |  |  | #VALUE! | #VALUE! | #VALUE! | #VALUE! | #VALUE! | #VALUE! | #VALUE! | #VALUE! |  |  | #VALUE! | #VALUE! | #VALUE! | #VALUE! | #VALUE! |  |  | #VALUE! | #VALUE! | #VALUE! | #VALUE! | #VALUE! | #VALUE! | #VALUE! | #VALUE! |  |  | #VALUE! | #VALUE! | #VALUE! | #VALUE! | #VALUE! |  |  | #VALUE! | #VALUE! | #VALUE! | #VALUE! | #VALUE! | #VALUE! | #VALUE! | #VALUE! | 0 | #REF! | #VALUE! | #VALUE! | #VALUE! | #VALUE! | #VALUE! | #VALUE! | #VALUE! | 0
|  |  |  | 0 | 51 | 0 |  |  | 1 | 1.0842e-19 | 0 | 1.0669e-18 | 1.0669e-18 | 1.0669e-18 | 0 | 0 |  |  |  |  | #VALUE! | #VALUE! | #VALUE! |  |  | #VALUE! | #VALUE! | #VALUE! | #VALUE! | #VALUE! | #VALUE! | #VALUE! | #VALUE! |  |  |  |  | #VALUE! | #VALUE! | #VALUE! |  |  | #VALUE! | #VALUE! | #VALUE! | #VALUE! | #VALUE! | #VALUE! | #VALUE! | #VALUE! |  |  |  |  | #VALUE! | #VALUE! | #VALUE! |  |  | #VALUE! | #VALUE! | #VALUE! | #VALUE! | #VALUE! | #VALUE! | #VALUE! | #VALUE! |  |  |  |  | #VALUE! | #VALUE! | #VALUE! |  |  | #VALUE! | #VALUE! | #VALUE! | #VALUE! | #VALUE! | #VALUE! | #VALUE! | #VALUE! |  |  |  |  | #VALUE! | #VALUE! | #VALUE! |  |  | #VALUE! | #VALUE! | #VALUE! | #VALUE! | #VALUE! | #VALUE! | #VALUE! | #VALUE! |  |  | #VALUE! | #VALUE! | #VALUE! | #VALUE! | #VALUE! |  |  | #VALUE! | #VALUE! | #VALUE! | #VALUE! | #VALUE! | #VALUE! | #VALUE! | #VALUE! |  |  | #VALUE! | #VALUE! | #VALUE! | #VALUE! | #VALUE! |  |  | #VALUE! | #VALUE! | #VALUE! | #VALUE! | #VALUE! | #VALUE! | #VALUE! | #VALUE! | 0 | #REF! | #VALUE! | #VALUE! | #VALUE! | #VALUE! | #VALUE! | #VALUE! | #VALUE! | 0
|  |  |  | 0 | 51 | 0 |  |  | 1 | 1.0842e-19 | 0 | 1.0669e-18 | 1.0669e-18 | 1.0669e-18 | 0 | 0 |  |  |  |  | #VALUE! | #VALUE! | #VALUE! |  |  | #VALUE! | #VALUE! | #VALUE! | #VALUE! | #VALUE! | #VALUE! | #VALUE! | #VALUE! |  |  |  |  | #VALUE! | #VALUE! | #VALUE! |  |  | #VALUE! | #VALUE! | #VALUE! | #VALUE! | #VALUE! | #VALUE! | #VALUE! | #VALUE! |  |  |  |  | #VALUE! | #VALUE! | #VALUE! |  |  | #VALUE! | #VALUE! | #VALUE! | #VALUE! | #VALUE! | #VALUE! | #VALUE! | #VALUE! |  |  |  |  | #VALUE! | #VALUE! | #VALUE! |  |  | #VALUE! | #VALUE! | #VALUE! | #VALUE! | #VALUE! | #VALUE! | #VALUE! | #VALUE! |  |  |  |  | #VALUE! | #VALUE! | #VALUE! |  |  | #VALUE! | #VALUE! | #VALUE! | #VALUE! | #VALUE! | #VALUE! | #VALUE! | #VALUE! |  |  | #VALUE! | #VALUE! | #VALUE! | #VALUE! | #VALUE! |  |  | #VALUE! | #VALUE! | #VALUE! | #VALUE! | #VALUE! | #VALUE! | #VALUE! | #VALUE! |  |  | #VALUE! | #VALUE! | #VALUE! | #VALUE! | #VALUE! |  |  | #VALUE! | #VALUE! | #VALUE! | #VALUE! | #VALUE! | #VALUE! | #VALUE! | #VALUE! | 0 | #REF! | #VALUE! | #VALUE! | #VALUE! | #VALUE! | #VALUE! | #VALUE! | #VALUE! | 0
|  |  |  | 0 | 51 | 0 |  |  | 1 | 1.0842e-19 | 0 | 1.0669e-18 | 1.0669e-18 | 1.0669e-18 | 0 | 0 |  |  |  |  | #VALUE! | #VALUE! | #VALUE! |  |  | #VALUE! | #VALUE! | #VALUE! | #VALUE! | #VALUE! | #VALUE! | #VALUE! | #VALUE! |  |  |  |  | #VALUE! | #VALUE! | #VALUE! |  |  | #VALUE! | #VALUE! | #VALUE! | #VALUE! | #VALUE! | #VALUE! | #VALUE! | #VALUE! |  |  |  |  | #VALUE! | #VALUE! | #VALUE! |  |  | #VALUE! | #VALUE! | #VALUE! | #VALUE! | #VALUE! | #VALUE! | #VALUE! | #VALUE! |  |  |  |  | #VALUE! | #VALUE! | #VALUE! |  |  | #VALUE! | #VALUE! | #VALUE! | #VALUE! | #VALUE! | #VALUE! | #VALUE! | #VALUE! |  |  |  |  | #VALUE! | #VALUE! | #VALUE! |  |  | #VALUE! | #VALUE! | #VALUE! | #VALUE! | #VALUE! | #VALUE! | #VALUE! | #VALUE! |  |  | #VALUE! | #VALUE! | #VALUE! | #VALUE! | #VALUE! |  |  | #VALUE! | #VALUE! | #VALUE! | #VALUE! | #VALUE! | #VALUE! | #VALUE! | #VALUE! |  |  | #VALUE! | #VALUE! | #VALUE! | #VALUE! | #VALUE! |  |  | #VALUE! | #VALUE! | #VALUE! | #VALUE! | #VALUE! | #VALUE! | #VALUE! | #VALUE! | 0 | #REF! | #VALUE! | #VALUE! | #VALUE! | #VALUE! | #VALUE! | #VALUE! | #VALUE! | 0
|  |  |  | 0 | 51 | 0 |  |  | 1 | 1.0842e-19 | 0 | 1.0669e-18 | 1.0669e-18 | 1.0669e-18 | 0 | 0 |  |  |  |  | #VALUE! | #VALUE! | #VALUE! |  |  | #VALUE! | #VALUE! | #VALUE! | #VALUE! | #VALUE! | #VALUE! | #VALUE! | #VALUE! |  |  |  |  | #VALUE! | #VALUE! | #VALUE! |  |  | #VALUE! | #VALUE! | #VALUE! | #VALUE! | #VALUE! | #VALUE! | #VALUE! | #VALUE! |  |  |  |  | #VALUE! | #VALUE! | #VALUE! |  |  | #VALUE! | #VALUE! | #VALUE! | #VALUE! | #VALUE! | #VALUE! | #VALUE! | #VALUE! |  |  |  |  | #VALUE! | #VALUE! | #VALUE! |  |  | #VALUE! | #VALUE! | #VALUE! | #VALUE! | #VALUE! | #VALUE! | #VALUE! | #VALUE! |  |  |  |  | #VALUE! | #VALUE! | #VALUE! |  |  | #VALUE! | #VALUE! | #VALUE! | #VALUE! | #VALUE! | #VALUE! | #VALUE! | #VALUE! |  |  | #VALUE! | #VALUE! | #VALUE! | #VALUE! | #VALUE! |  |  | #VALUE! | #VALUE! | #VALUE! | #VALUE! | #VALUE! | #VALUE! | #VALUE! | #VALUE! |  |  | #VALUE! | #VALUE! | #VALUE! | #VALUE! | #VALUE! |  |  | #VALUE! | #VALUE! | #VALUE! | #VALUE! | #VALUE! | #VALUE! | #VALUE! | #VALUE! | 0 | #REF! | #VALUE! | #VALUE! | #VALUE! | #VALUE! | #VALUE! | #VALUE! | #VALUE! | 0
|  |  |  | 0 | 51 | 0 |  |  | 1 | 1.0842e-19 | 0 | 1.0669e-18 | 1.0669e-18 | 1.0669e-18 | 0 | 0 |  |  |  |  | #VALUE! | #VALUE! | #VALUE! |  |  | #VALUE! | #VALUE! | #VALUE! | #VALUE! | #VALUE! | #VALUE! | #VALUE! | #VALUE! |  |  |  |  | #VALUE! | #VALUE! | #VALUE! |  |  | #VALUE! | #VALUE! | #VALUE! | #VALUE! | #VALUE! | #VALUE! | #VALUE! | #VALUE! |  |  |  |  | #VALUE! | #VALUE! | #VALUE! |  |  | #VALUE! | #VALUE! | #VALUE! | #VALUE! | #VALUE! | #VALUE! | #VALUE! | #VALUE! |  |  |  |  | #VALUE! | #VALUE! | #VALUE! |  |  | #VALUE! | #VALUE! | #VALUE! | #VALUE! | #VALUE! | #VALUE! | #VALUE! | #VALUE! |  |  |  |  | #VALUE! | #VALUE! | #VALUE! |  |  | #VALUE! | #VALUE! | #VALUE! | #VALUE! | #VALUE! | #VALUE! | #VALUE! | #VALUE! |  |  | #VALUE! | #VALUE! | #VALUE! | #VALUE! | #VALUE! |  |  | #VALUE! | #VALUE! | #VALUE! | #VALUE! | #VALUE! | #VALUE! | #VALUE! | #VALUE! |  |  | #VALUE! | #VALUE! | #VALUE! | #VALUE! | #VALUE! |  |  | #VALUE! | #VALUE! | #VALUE! | #VALUE! | #VALUE! | #VALUE! | #VALUE! | #VALUE! | 0 | #REF! | #VALUE! | #VALUE! | #VALUE! | #VALUE! | #VALUE! | #VALUE! | #VALUE! | 0
|  |  |  | 0 | 51 | 0 |  |  | 1 | 1.0842e-19 | 0 | 1.0669e-18 | 1.0669e-18 | 1.0669e-18 | 0 | 0 |  |  |  |  | #VALUE! | #VALUE! | #VALUE! |  |  | #VALUE! | #VALUE! | #VALUE! | #VALUE! | #VALUE! | #VALUE! | #VALUE! | #VALUE! |  |  |  |  | #VALUE! | #VALUE! | #VALUE! |  |  | #VALUE! | #VALUE! | #VALUE! | #VALUE! | #VALUE! | #VALUE! | #VALUE! | #VALUE! |  |  |  |  | #VALUE! | #VALUE! | #VALUE! |  |  | #VALUE! | #VALUE! | #VALUE! | #VALUE! | #VALUE! | #VALUE! | #VALUE! | #VALUE! |  |  |  |  | #VALUE! | #VALUE! | #VALUE! |  |  | #VALUE! | #VALUE! | #VALUE! | #VALUE! | #VALUE! | #VALUE! | #VALUE! | #VALUE! |  |  |  |  | #VALUE! | #VALUE! | #VALUE! |  |  | #VALUE! | #VALUE! | #VALUE! | #VALUE! | #VALUE! | #VALUE! | #VALUE! | #VALUE! |  |  | #VALUE! | #VALUE! | #VALUE! | #VALUE! | #VALUE! |  |  | #VALUE! | #VALUE! | #VALUE! | #VALUE! | #VALUE! | #VALUE! | #VALUE! | #VALUE! |  |  | #VALUE! | #VALUE! | #VALUE! | #VALUE! | #VALUE! |  |  | #VALUE! | #VALUE! | #VALUE! | #VALUE! | #VALUE! | #VALUE! | #VALUE! | #VALUE! | 0 | #REF! | #VALUE! | #VALUE! | #VALUE! | #VALUE! | #VALUE! | #VALUE! | #VALUE! | 0
|  |  |  | 0 | 51 | 0 |  |  | 1 | 1.0842e-19 | 0 | 1.0669e-18 | 1.0669e-18 | 1.0669e-18 | 0 | 0 |  |  |  |  | #VALUE! | #VALUE! | #VALUE! |  |  | #VALUE! | #VALUE! | #VALUE! | #VALUE! | #VALUE! | #VALUE! | #VALUE! | #VALUE! |  |  |  |  | #VALUE! | #VALUE! | #VALUE! |  |  | #VALUE! | #VALUE! | #VALUE! | #VALUE! | #VALUE! | #VALUE! | #VALUE! | #VALUE! |  |  |  |  | #VALUE! | #VALUE! | #VALUE! |  |  | #VALUE! | #VALUE! | #VALUE! | #VALUE! | #VALUE! | #VALUE! | #VALUE! | #VALUE! |  |  |  |  | #VALUE! | #VALUE! | #VALUE! |  |  | #VALUE! | #VALUE! | #VALUE! | #VALUE! | #VALUE! | #VALUE! | #VALUE! | #VALUE! |  |  |  |  | #VALUE! | #VALUE! | #VALUE! |  |  | #VALUE! | #VALUE! | #VALUE! | #VALUE! | #VALUE! | #VALUE! | #VALUE! | #VALUE! |  |  | #VALUE! | #VALUE! | #VALUE! | #VALUE! | #VALUE! |  |  | #VALUE! | #VALUE! | #VALUE! | #VALUE! | #VALUE! | #VALUE! | #VALUE! | #VALUE! |  |  | #VALUE! | #VALUE! | #VALUE! | #VALUE! | #VALUE! |  |  | #VALUE! | #VALUE! | #VALUE! | #VALUE! | #VALUE! | #VALUE! | #VALUE! | #VALUE! | 0 | #REF! | #VALUE! | #VALUE! | #VALUE! | #VALUE! | #VALUE! | #VALUE! | #VALUE! | 0
|  |  |  | 0 | 51 | 0 |  |  | 1 | 1.0842e-19 | 0 | 1.0669e-18 | 1.0669e-18 | 1.0669e-18 | 0 | 0 |  |  |  |  | #VALUE! | #VALUE! | #VALUE! |  |  | #VALUE! | #VALUE! | #VALUE! | #VALUE! | #VALUE! | #VALUE! | #VALUE! | #VALUE! |  |  |  |  | #VALUE! | #VALUE! | #VALUE! |  |  | #VALUE! | #VALUE! | #VALUE! | #VALUE! | #VALUE! | #VALUE! | #VALUE! | #VALUE! |  |  |  |  | #VALUE! | #VALUE! | #VALUE! |  |  | #VALUE! | #VALUE! | #VALUE! | #VALUE! | #VALUE! | #VALUE! | #VALUE! | #VALUE! |  |  |  |  | #VALUE! | #VALUE! | #VALUE! |  |  | #VALUE! | #VALUE! | #VALUE! | #VALUE! | #VALUE! | #VALUE! | #VALUE! | #VALUE! |  |  |  |  | #VALUE! | #VALUE! | #VALUE! |  |  | #VALUE! | #VALUE! | #VALUE! | #VALUE! | #VALUE! | #VALUE! | #VALUE! | #VALUE! |  |  | #VALUE! | #VALUE! | #VALUE! | #VALUE! | #VALUE! |  |  | #VALUE! | #VALUE! | #VALUE! | #VALUE! | #VALUE! | #VALUE! | #VALUE! | #VALUE! |  |  | #VALUE! | #VALUE! | #VALUE! | #VALUE! | #VALUE! |  |  | #VALUE! | #VALUE! | #VALUE! | #VALUE! | #VALUE! | #VALUE! | #VALUE! | #VALUE! | 0 | #REF! | #VALUE! | #VALUE! | #VALUE! | #VALUE! | #VALUE! | #VALUE! | #VALUE! | 0
|  |  |  | 0 | 51 | 0 |  |  | 1 | 1.0842e-19 | 0 | 1.0669e-18 | 1.0669e-18 | 1.0669e-18 | 0 | 0 |  |  |  |  | #VALUE! | #VALUE! | #VALUE! |  |  | #VALUE! | #VALUE! | #VALUE! | #VALUE! | #VALUE! | #VALUE! | #VALUE! | #VALUE! |  |  |  |  | #VALUE! | #VALUE! | #VALUE! |  |  | #VALUE! | #VALUE! | #VALUE! | #VALUE! | #VALUE! | #VALUE! | #VALUE! | #VALUE! |  |  |  |  | #VALUE! | #VALUE! | #VALUE! |  |  | #VALUE! | #VALUE! | #VALUE! | #VALUE! | #VALUE! | #VALUE! | #VALUE! | #VALUE! |  |  |  |  | #VALUE! | #VALUE! | #VALUE! |  |  | #VALUE! | #VALUE! | #VALUE! | #VALUE! | #VALUE! | #VALUE! | #VALUE! | #VALUE! |  |  |  |  | #VALUE! | #VALUE! | #VALUE! |  |  | #VALUE! | #VALUE! | #VALUE! | #VALUE! | #VALUE! | #VALUE! | #VALUE! | #VALUE! |  |  | #VALUE! | #VALUE! | #VALUE! | #VALUE! | #VALUE! |  |  | #VALUE! | #VALUE! | #VALUE! | #VALUE! | #VALUE! | #VALUE! | #VALUE! | #VALUE! |  |  | #VALUE! | #VALUE! | #VALUE! | #VALUE! | #VALUE! |  |  | #VALUE! | #VALUE! | #VALUE! | #VALUE! | #VALUE! | #VALUE! | #VALUE! | #VALUE! | 0 | #REF! | #VALUE! | #VALUE! | #VALUE! | #VALUE! | #VALUE! | #VALUE! | #VALUE! | 0
|  |  |  | 0 | 51 | 0 |  |  | 1 | 1.0842e-19 | 0 | 1.0669e-18 | 1.0669e-18 | 1.0669e-18 | 0 | 0 |  |  |  |  | #VALUE! | #VALUE! | #VALUE! |  |  | #VALUE! | #VALUE! | #VALUE! | #VALUE! | #VALUE! | #VALUE! | #VALUE! | #VALUE! |  |  |  |  | #VALUE! | #VALUE! | #VALUE! |  |  | #VALUE! | #VALUE! | #VALUE! | #VALUE! | #VALUE! | #VALUE! | #VALUE! | #VALUE! |  |  |  |  | #VALUE! | #VALUE! | #VALUE! |  |  | #VALUE! | #VALUE! | #VALUE! | #VALUE! | #VALUE! | #VALUE! | #VALUE! | #VALUE! |  |  |  |  | #VALUE! | #VALUE! | #VALUE! |  |  | #VALUE! | #VALUE! | #VALUE! | #VALUE! | #VALUE! | #VALUE! | #VALUE! | #VALUE! |  |  |  |  | #VALUE! | #VALUE! | #VALUE! |  |  | #VALUE! | #VALUE! | #VALUE! | #VALUE! | #VALUE! | #VALUE! | #VALUE! | #VALUE! |  |  | #VALUE! | #VALUE! | #VALUE! | #VALUE! | #VALUE! |  |  | #VALUE! | #VALUE! | #VALUE! | #VALUE! | #VALUE! | #VALUE! | #VALUE! | #VALUE! |  |  | #VALUE! | #VALUE! | #VALUE! | #VALUE! | #VALUE! |  |  | #VALUE! | #VALUE! | #VALUE! | #VALUE! | #VALUE! | #VALUE! | #VALUE! | #VALUE! | 0 | #REF! | #VALUE! | #VALUE! | #VALUE! | #VALUE! | #VALUE! | #VALUE! | #VALUE! | 0
|  |  |  | 0 | 51 | 0 |  |  | 1 | 1.0842e-19 | 0 | 1.0669e-18 | 1.0669e-18 | 1.0669e-18 | 0 | 0 |  |  |  |  | #VALUE! | #VALUE! | #VALUE! |  |  | #VALUE! | #VALUE! | #VALUE! | #VALUE! | #VALUE! | #VALUE! | #VALUE! | #VALUE! |  |  |  |  | #VALUE! | #VALUE! | #VALUE! |  |  | #VALUE! | #VALUE! | #VALUE! | #VALUE! | #VALUE! | #VALUE! | #VALUE! | #VALUE! |  |  |  |  | #VALUE! | #VALUE! | #VALUE! |  |  | #VALUE! | #VALUE! | #VALUE! | #VALUE! | #VALUE! | #VALUE! | #VALUE! | #VALUE! |  |  |  |  | #VALUE! | #VALUE! | #VALUE! |  |  | #VALUE! | #VALUE! | #VALUE! | #VALUE! | #VALUE! | #VALUE! | #VALUE! | #VALUE! |  |  |  |  | #VALUE! | #VALUE! | #VALUE! |  |  | #VALUE! | #VALUE! | #VALUE! | #VALUE! | #VALUE! | #VALUE! | #VALUE! | #VALUE! |  |  | #VALUE! | #VALUE! | #VALUE! | #VALUE! | #VALUE! |  |  | #VALUE! | #VALUE! | #VALUE! | #VALUE! | #VALUE! | #VALUE! | #VALUE! | #VALUE! |  |  | #VALUE! | #VALUE! | #VALUE! | #VALUE! | #VALUE! |  |  | #VALUE! | #VALUE! | #VALUE! | #VALUE! | #VALUE! | #VALUE! | #VALUE! | #VALUE! | 0 | #REF! | #VALUE! | #VALUE! | #VALUE! | #VALUE! | #VALUE! | #VALUE! | #VALUE! | 0
|  |  |  | 0 | 51 | 0 |  |  | 1 | 1.0842e-19 | 0 | 1.0669e-18 | 1.0669e-18 | 1.0669e-18 | 0 | 0 |  |  |  |  | #VALUE! | #VALUE! | #VALUE! |  |  | #VALUE! | #VALUE! | #VALUE! | #VALUE! | #VALUE! | #VALUE! | #VALUE! | #VALUE! |  |  |  |  | #VALUE! | #VALUE! | #VALUE! |  |  | #VALUE! | #VALUE! | #VALUE! | #VALUE! | #VALUE! | #VALUE! | #VALUE! | #VALUE! |  |  |  |  | #VALUE! | #VALUE! | #VALUE! |  |  | #VALUE! | #VALUE! | #VALUE! | #VALUE! | #VALUE! | #VALUE! | #VALUE! | #VALUE! |  |  |  |  | #VALUE! | #VALUE! | #VALUE! |  |  | #VALUE! | #VALUE! | #VALUE! | #VALUE! | #VALUE! | #VALUE! | #VALUE! | #VALUE! |  |  |  |  | #VALUE! | #VALUE! | #VALUE! |  |  | #VALUE! | #VALUE! | #VALUE! | #VALUE! | #VALUE! | #VALUE! | #VALUE! | #VALUE! |  |  | #VALUE! | #VALUE! | #VALUE! | #VALUE! | #VALUE! |  |  | #VALUE! | #VALUE! | #VALUE! | #VALUE! | #VALUE! | #VALUE! | #VALUE! | #VALUE! |  |  | #VALUE! | #VALUE! | #VALUE! | #VALUE! | #VALUE! |  |  | #VALUE! | #VALUE! | #VALUE! | #VALUE! | #VALUE! | #VALUE! | #VALUE! | #VALUE! | 0 | #REF! | #VALUE! | #VALUE! | #VALUE! | #VALUE! | #VALUE! | #VALUE! | #VALUE! | 0
|  |  |  | 0 | 51 | 0 |  |  | 1 | 1.0842e-19 | 0 | 1.0669e-18 | 1.0669e-18 | 1.0669e-18 | 0 | 0 |  |  |  |  | #VALUE! | #VALUE! | #VALUE! |  |  | #VALUE! | #VALUE! | #VALUE! | #VALUE! | #VALUE! | #VALUE! | #VALUE! | #VALUE! |  |  |  |  | #VALUE! | #VALUE! | #VALUE! |  |  | #VALUE! | #VALUE! | #VALUE! | #VALUE! | #VALUE! | #VALUE! | #VALUE! | #VALUE! |  |  |  |  | #VALUE! | #VALUE! | #VALUE! |  |  | #VALUE! | #VALUE! | #VALUE! | #VALUE! | #VALUE! | #VALUE! | #VALUE! | #VALUE! |  |  |  |  | #VALUE! | #VALUE! | #VALUE! |  |  | #VALUE! | #VALUE! | #VALUE! | #VALUE! | #VALUE! | #VALUE! | #VALUE! | #VALUE! |  |  |  |  | #VALUE! | #VALUE! | #VALUE! |  |  | #VALUE! | #VALUE! | #VALUE! | #VALUE! | #VALUE! | #VALUE! | #VALUE! | #VALUE! |  |  | #VALUE! | #VALUE! | #VALUE! | #VALUE! | #VALUE! |  |  | #VALUE! | #VALUE! | #VALUE! | #VALUE! | #VALUE! | #VALUE! | #VALUE! | #VALUE! |  |  | #VALUE! | #VALUE! | #VALUE! | #VALUE! | #VALUE! |  |  | #VALUE! | #VALUE! | #VALUE! | #VALUE! | #VALUE! | #VALUE! | #VALUE! | #VALUE! | 0 | #REF! | #VALUE! | #VALUE! | #VALUE! | #VALUE! | #VALUE! | #VALUE! | #VALUE! | 0
|  |  |  | 0 | 51 | 0 |  |  | 1 | 1.0842e-19 | 0 | 1.0669e-18 | 1.0669e-18 | 1.0669e-18 | 0 | 0 |  |  |  |  | #VALUE! | #VALUE! | #VALUE! |  |  | #VALUE! | #VALUE! | #VALUE! | #VALUE! | #VALUE! | #VALUE! | #VALUE! | #VALUE! |  |  |  |  | #VALUE! | #VALUE! | #VALUE! |  |  | #VALUE! | #VALUE! | #VALUE! | #VALUE! | #VALUE! | #VALUE! | #VALUE! | #VALUE! |  |  |  |  | #VALUE! | #VALUE! | #VALUE! |  |  | #VALUE! | #VALUE! | #VALUE! | #VALUE! | #VALUE! | #VALUE! | #VALUE! | #VALUE! |  |  |  |  | #VALUE! | #VALUE! | #VALUE! |  |  | #VALUE! | #VALUE! | #VALUE! | #VALUE! | #VALUE! | #VALUE! | #VALUE! | #VALUE! |  |  |  |  | #VALUE! | #VALUE! | #VALUE! |  |  | #VALUE! | #VALUE! | #VALUE! | #VALUE! | #VALUE! | #VALUE! | #VALUE! | #VALUE! |  |  | #VALUE! | #VALUE! | #VALUE! | #VALUE! | #VALUE! |  |  | #VALUE! | #VALUE! | #VALUE! | #VALUE! | #VALUE! | #VALUE! | #VALUE! | #VALUE! |  |  | #VALUE! | #VALUE! | #VALUE! | #VALUE! | #VALUE! |  |  | #VALUE! | #VALUE! | #VALUE! | #VALUE! | #VALUE! | #VALUE! | #VALUE! | #VALUE! | 0 | #REF! | #VALUE! | #VALUE! | #VALUE! | #VALUE! | #VALUE! | #VALUE! | #VALUE! | 0
|  |  |  | 0 | 51 | 0 |  |  | 1 | 1.0842e-19 | 0 | 1.0669e-18 | 1.0669e-18 | 1.0669e-18 | 0 | 0 |  |  |  |  | #VALUE! | #VALUE! | #VALUE! |  |  | #VALUE! | #VALUE! | #VALUE! | #VALUE! | #VALUE! | #VALUE! | #VALUE! | #VALUE! |  |  |  |  | #VALUE! | #VALUE! | #VALUE! |  |  | #VALUE! | #VALUE! | #VALUE! | #VALUE! | #VALUE! | #VALUE! | #VALUE! | #VALUE! |  |  |  |  | #VALUE! | #VALUE! | #VALUE! |  |  | #VALUE! | #VALUE! | #VALUE! | #VALUE! | #VALUE! | #VALUE! | #VALUE! | #VALUE! |  |  |  |  | #VALUE! | #VALUE! | #VALUE! |  |  | #VALUE! | #VALUE! | #VALUE! | #VALUE! | #VALUE! | #VALUE! | #VALUE! | #VALUE! |  |  |  |  | #VALUE! | #VALUE! | #VALUE! |  |  | #VALUE! | #VALUE! | #VALUE! | #VALUE! | #VALUE! | #VALUE! | #VALUE! | #VALUE! |  |  | #VALUE! | #VALUE! | #VALUE! | #VALUE! | #VALUE! |  |  | #VALUE! | #VALUE! | #VALUE! | #VALUE! | #VALUE! | #VALUE! | #VALUE! | #VALUE! |  |  | #VALUE! | #VALUE! | #VALUE! | #VALUE! | #VALUE! |  |  | #VALUE! | #VALUE! | #VALUE! | #VALUE! | #VALUE! | #VALUE! | #VALUE! | #VALUE! | 0 | #REF! | #VALUE! | #VALUE! | #VALUE! | #VALUE! | #VALUE! | #VALUE! | #VALUE! | 0
|  |  |  | 0 | 51 | 0 |  |  | 1 | 1.0842e-19 | 0 | 1.0669e-18 | 1.0669e-18 | 1.0669e-18 | 0 | 0 |  |  |  |  | #VALUE! | #VALUE! | #VALUE! |  |  | #VALUE! | #VALUE! | #VALUE! | #VALUE! | #VALUE! | #VALUE! | #VALUE! | #VALUE! |  |  |  |  | #VALUE! | #VALUE! | #VALUE! |  |  | #VALUE! | #VALUE! | #VALUE! | #VALUE! | #VALUE! | #VALUE! | #VALUE! | #VALUE! |  |  |  |  | #VALUE! | #VALUE! | #VALUE! |  |  | #VALUE! | #VALUE! | #VALUE! | #VALUE! | #VALUE! | #VALUE! | #VALUE! | #VALUE! |  |  |  |  | #VALUE! | #VALUE! | #VALUE! |  |  | #VALUE! | #VALUE! | #VALUE! | #VALUE! | #VALUE! | #VALUE! | #VALUE! | #VALUE! |  |  |  |  | #VALUE! | #VALUE! | #VALUE! |  |  | #VALUE! | #VALUE! | #VALUE! | #VALUE! | #VALUE! | #VALUE! | #VALUE! | #VALUE! |  |  | #VALUE! | #VALUE! | #VALUE! | #VALUE! | #VALUE! |  |  | #VALUE! | #VALUE! | #VALUE! | #VALUE! | #VALUE! | #VALUE! | #VALUE! | #VALUE! |  |  | #VALUE! | #VALUE! | #VALUE! | #VALUE! | #VALUE! |  |  | #VALUE! | #VALUE! | #VALUE! | #VALUE! | #VALUE! | #VALUE! | #VALUE! | #VALUE! | 0 | #REF! | #VALUE! | #VALUE! | #VALUE! | #VALUE! | #VALUE! | #VALUE! | #VALUE! | 0
|  |  |  | 0 | 51 | 0 |  |  | 1 | 1.0842e-19 | 0 | 1.0669e-18 | 1.0669e-18 | 1.0669e-18 | 0 | 0 |  |  |  |  | #VALUE! | #VALUE! | #VALUE! |  |  | #VALUE! | #VALUE! | #VALUE! | #VALUE! | #VALUE! | #VALUE! | #VALUE! | #VALUE! |  |  |  |  | #VALUE! | #VALUE! | #VALUE! |  |  | #VALUE! | #VALUE! | #VALUE! | #VALUE! | #VALUE! | #VALUE! | #VALUE! | #VALUE! |  |  |  |  | #VALUE! | #VALUE! | #VALUE! |  |  | #VALUE! | #VALUE! | #VALUE! | #VALUE! | #VALUE! | #VALUE! | #VALUE! | #VALUE! |  |  |  |  | #VALUE! | #VALUE! | #VALUE! |  |  | #VALUE! | #VALUE! | #VALUE! | #VALUE! | #VALUE! | #VALUE! | #VALUE! | #VALUE! |  |  |  |  | #VALUE! | #VALUE! | #VALUE! |  |  | #VALUE! | #VALUE! | #VALUE! | #VALUE! | #VALUE! | #VALUE! | #VALUE! | #VALUE! |  |  | #VALUE! | #VALUE! | #VALUE! | #VALUE! | #VALUE! |  |  | #VALUE! | #VALUE! | #VALUE! | #VALUE! | #VALUE! | #VALUE! | #VALUE! | #VALUE! |  |  | #VALUE! | #VALUE! | #VALUE! | #VALUE! | #VALUE! |  |  | #VALUE! | #VALUE! | #VALUE! | #VALUE! | #VALUE! | #VALUE! | #VALUE! | #VALUE! | 0 | #REF! | #VALUE! | #VALUE! | #VALUE! | #VALUE! | #VALUE! | #VALUE! | #VALUE! | 0
|  |  |  | 0 | 51 | 0 |  |  | 1 | 1.0842e-19 | 0 | 1.0669e-18 | 1.0669e-18 | 1.0669e-18 | 0 | 0 |  |  |  |  | #VALUE! | #VALUE! | #VALUE! |  |  | #VALUE! | #VALUE! | #VALUE! | #VALUE! | #VALUE! | #VALUE! | #VALUE! | #VALUE! |  |  |  |  | #VALUE! | #VALUE! | #VALUE! |  |  | #VALUE! | #VALUE! | #VALUE! | #VALUE! | #VALUE! | #VALUE! | #VALUE! | #VALUE! |  |  |  |  | #VALUE! | #VALUE! | #VALUE! |  |  | #VALUE! | #VALUE! | #VALUE! | #VALUE! | #VALUE! | #VALUE! | #VALUE! | #VALUE! |  |  |  |  | #VALUE! | #VALUE! | #VALUE! |  |  | #VALUE! | #VALUE! | #VALUE! | #VALUE! | #VALUE! | #VALUE! | #VALUE! | #VALUE! |  |  |  |  | #VALUE! | #VALUE! | #VALUE! |  |  | #VALUE! | #VALUE! | #VALUE! | #VALUE! | #VALUE! | #VALUE! | #VALUE! | #VALUE! |  |  | #VALUE! | #VALUE! | #VALUE! | #VALUE! | #VALUE! |  |  | #VALUE! | #VALUE! | #VALUE! | #VALUE! | #VALUE! | #VALUE! | #VALUE! | #VALUE! |  |  | #VALUE! | #VALUE! | #VALUE! | #VALUE! | #VALUE! |  |  | #VALUE! | #VALUE! | #VALUE! | #VALUE! | #VALUE! | #VALUE! | #VALUE! | #VALUE! | 0 | #REF! | #VALUE! | #VALUE! | #VALUE! | #VALUE! | #VALUE! | #VALUE! | #VALUE! | 0
|  |  |  | 0 | 51 | 0 |  |  | 1 | 1.0842e-19 | 0 | 1.0669e-18 | 1.0669e-18 | 1.0669e-18 | 0 | 0 |  |  |  |  | #VALUE! | #VALUE! | #VALUE! |  |  | #VALUE! | #VALUE! | #VALUE! | #VALUE! | #VALUE! | #VALUE! | #VALUE! | #VALUE! |  |  |  |  | #VALUE! | #VALUE! | #VALUE! |  |  | #VALUE! | #VALUE! | #VALUE! | #VALUE! | #VALUE! | #VALUE! | #VALUE! | #VALUE! |  |  |  |  | #VALUE! | #VALUE! | #VALUE! |  |  | #VALUE! | #VALUE! | #VALUE! | #VALUE! | #VALUE! | #VALUE! | #VALUE! | #VALUE! |  |  |  |  | #VALUE! | #VALUE! | #VALUE! |  |  | #VALUE! | #VALUE! | #VALUE! | #VALUE! | #VALUE! | #VALUE! | #VALUE! | #VALUE! |  |  |  |  | #VALUE! | #VALUE! | #VALUE! |  |  | #VALUE! | #VALUE! | #VALUE! | #VALUE! | #VALUE! | #VALUE! | #VALUE! | #VALUE! |  |  | #VALUE! | #VALUE! | #VALUE! | #VALUE! | #VALUE! |  |  | #VALUE! | #VALUE! | #VALUE! | #VALUE! | #VALUE! | #VALUE! | #VALUE! | #VALUE! |  |  | #VALUE! | #VALUE! | #VALUE! | #VALUE! | #VALUE! |  |  | #VALUE! | #VALUE! | #VALUE! | #VALUE! | #VALUE! | #VALUE! | #VALUE! | #VALUE! | 0 | #REF! | #VALUE! | #VALUE! | #VALUE! | #VALUE! | #VALUE! | #VALUE! | #VALUE! | 0
|  |  |  | 0 | 51 | 0 |  |  | 1 | 1.0842e-19 | 0 | 1.0669e-18 | 1.0669e-18 | 1.0669e-18 | 0 | 0 |  |  |  |  | #VALUE! | #VALUE! | #VALUE! |  |  | #VALUE! | #VALUE! | #VALUE! | #VALUE! | #VALUE! | #VALUE! | #VALUE! | #VALUE! |  |  |  |  | #VALUE! | #VALUE! | #VALUE! |  |  | #VALUE! | #VALUE! | #VALUE! | #VALUE! | #VALUE! | #VALUE! | #VALUE! | #VALUE! |  |  |  |  | #VALUE! | #VALUE! | #VALUE! |  |  | #VALUE! | #VALUE! | #VALUE! | #VALUE! | #VALUE! | #VALUE! | #VALUE! | #VALUE! |  |  |  |  | #VALUE! | #VALUE! | #VALUE! |  |  | #VALUE! | #VALUE! | #VALUE! | #VALUE! | #VALUE! | #VALUE! | #VALUE! | #VALUE! |  |  |  |  | #VALUE! | #VALUE! | #VALUE! |  |  | #VALUE! | #VALUE! | #VALUE! | #VALUE! | #VALUE! | #VALUE! | #VALUE! | #VALUE! |  |  | #VALUE! | #VALUE! | #VALUE! | #VALUE! | #VALUE! |  |  | #VALUE! | #VALUE! | #VALUE! | #VALUE! | #VALUE! | #VALUE! | #VALUE! | #VALUE! |  |  | #VALUE! | #VALUE! | #VALUE! | #VALUE! | #VALUE! |  |  | #VALUE! | #VALUE! | #VALUE! | #VALUE! | #VALUE! | #VALUE! | #VALUE! | #VALUE! | 0 | #REF! | #VALUE! | #VALUE! | #VALUE! | #VALUE! | #VALUE! | #VALUE! | #VALUE! | 0
|  |  |  | 0 | 51 | 0 |  |  | 1 | 1.0842e-19 | 0 | 1.0669e-18 | 1.0669e-18 | 1.0669e-18 | 0 | 0 |  |  |  |  | #VALUE! | #VALUE! | #VALUE! |  |  | #VALUE! | #VALUE! | #VALUE! | #VALUE! | #VALUE! | #VALUE! | #VALUE! | #VALUE! |  |  |  |  | #VALUE! | #VALUE! | #VALUE! |  |  | #VALUE! | #VALUE! | #VALUE! | #VALUE! | #VALUE! | #VALUE! | #VALUE! | #VALUE! |  |  |  |  | #VALUE! | #VALUE! | #VALUE! |  |  | #VALUE! | #VALUE! | #VALUE! | #VALUE! | #VALUE! | #VALUE! | #VALUE! | #VALUE! |  |  |  |  | #VALUE! | #VALUE! | #VALUE! |  |  | #VALUE! | #VALUE! | #VALUE! | #VALUE! | #VALUE! | #VALUE! | #VALUE! | #VALUE! |  |  |  |  | #VALUE! | #VALUE! | #VALUE! |  |  | #VALUE! | #VALUE! | #VALUE! | #VALUE! | #VALUE! | #VALUE! | #VALUE! | #VALUE! |  |  | #VALUE! | #VALUE! | #VALUE! | #VALUE! | #VALUE! |  |  | #VALUE! | #VALUE! | #VALUE! | #VALUE! | #VALUE! | #VALUE! | #VALUE! | #VALUE! |  |  | #VALUE! | #VALUE! | #VALUE! | #VALUE! | #VALUE! |  |  | #VALUE! | #VALUE! | #VALUE! | #VALUE! | #VALUE! | #VALUE! | #VALUE! | #VALUE! | 0 | #REF! | #VALUE! | #VALUE! | #VALUE! | #VALUE! | #VALUE! | #VALUE! | #VALUE! | 0
|  |  |  | 0 | 51 | 0 |  |  | 1 | 1.0842e-19 | 0 | 1.0669e-18 | 1.0669e-18 | 1.0669e-18 | 0 | 0 |  |  |  |  | #VALUE! | #VALUE! | #VALUE! |  |  | #VALUE! | #VALUE! | #VALUE! | #VALUE! | #VALUE! | #VALUE! | #VALUE! | #VALUE! |  |  |  |  | #VALUE! | #VALUE! | #VALUE! |  |  | #VALUE! | #VALUE! | #VALUE! | #VALUE! | #VALUE! | #VALUE! | #VALUE! | #VALUE! |  |  |  |  | #VALUE! | #VALUE! | #VALUE! |  |  | #VALUE! | #VALUE! | #VALUE! | #VALUE! | #VALUE! | #VALUE! | #VALUE! | #VALUE! |  |  |  |  | #VALUE! | #VALUE! | #VALUE! |  |  | #VALUE! | #VALUE! | #VALUE! | #VALUE! | #VALUE! | #VALUE! | #VALUE! | #VALUE! |  |  |  |  | #VALUE! | #VALUE! | #VALUE! |  |  | #VALUE! | #VALUE! | #VALUE! | #VALUE! | #VALUE! | #VALUE! | #VALUE! | #VALUE! |  |  | #VALUE! | #VALUE! | #VALUE! | #VALUE! | #VALUE! |  |  | #VALUE! | #VALUE! | #VALUE! | #VALUE! | #VALUE! | #VALUE! | #VALUE! | #VALUE! |  |  | #VALUE! | #VALUE! | #VALUE! | #VALUE! | #VALUE! |  |  | #VALUE! | #VALUE! | #VALUE! | #VALUE! | #VALUE! | #VALUE! | #VALUE! | #VALUE! | 0 | #REF! | #VALUE! | #VALUE! | #VALUE! | #VALUE! | #VALUE! | #VALUE! | #VALUE! | 0
|  |  |  | 0 | 51 | 0 |  |  | 1 | 1.0842e-19 | 0 | 1.0669e-18 | 1.0669e-18 | 1.0669e-18 | 0 | 0 |  |  |  |  | #VALUE! | #VALUE! | #VALUE! |  |  | #VALUE! | #VALUE! | #VALUE! | #VALUE! | #VALUE! | #VALUE! | #VALUE! | #VALUE! |  |  |  |  | #VALUE! | #VALUE! | #VALUE! |  |  | #VALUE! | #VALUE! | #VALUE! | #VALUE! | #VALUE! | #VALUE! | #VALUE! | #VALUE! |  |  |  |  | #VALUE! | #VALUE! | #VALUE! |  |  | #VALUE! | #VALUE! | #VALUE! | #VALUE! | #VALUE! | #VALUE! | #VALUE! | #VALUE! |  |  |  |  | #VALUE! | #VALUE! | #VALUE! |  |  | #VALUE! | #VALUE! | #VALUE! | #VALUE! | #VALUE! | #VALUE! | #VALUE! | #VALUE! |  |  |  |  | #VALUE! | #VALUE! | #VALUE! |  |  | #VALUE! | #VALUE! | #VALUE! | #VALUE! | #VALUE! | #VALUE! | #VALUE! | #VALUE! |  |  | #VALUE! | #VALUE! | #VALUE! | #VALUE! | #VALUE! |  |  | #VALUE! | #VALUE! | #VALUE! | #VALUE! | #VALUE! | #VALUE! | #VALUE! | #VALUE! |  |  | #VALUE! | #VALUE! | #VALUE! | #VALUE! | #VALUE! |  |  | #VALUE! | #VALUE! | #VALUE! | #VALUE! | #VALUE! | #VALUE! | #VALUE! | #VALUE! | 0 | #REF! | #VALUE! | #VALUE! | #VALUE! | #VALUE! | #VALUE! | #VALUE! | #VALUE! | 0
|  |  |  | 0 | 51 | 0 |  |  | 1 | 1.0842e-19 | 0 | 1.0669e-18 | 1.0669e-18 | 1.0669e-18 | 0 | 0 |  |  |  |  | #VALUE! | #VALUE! | #VALUE! |  |  | #VALUE! | #VALUE! | #VALUE! | #VALUE! | #VALUE! | #VALUE! | #VALUE! | #VALUE! |  |  |  |  | #VALUE! | #VALUE! | #VALUE! |  |  | #VALUE! | #VALUE! | #VALUE! | #VALUE! | #VALUE! | #VALUE! | #VALUE! | #VALUE! |  |  |  |  | #VALUE! | #VALUE! | #VALUE! |  |  | #VALUE! | #VALUE! | #VALUE! | #VALUE! | #VALUE! | #VALUE! | #VALUE! | #VALUE! |  |  |  |  | #VALUE! | #VALUE! | #VALUE! |  |  | #VALUE! | #VALUE! | #VALUE! | #VALUE! | #VALUE! | #VALUE! | #VALUE! | #VALUE! |  |  |  |  | #VALUE! | #VALUE! | #VALUE! |  |  | #VALUE! | #VALUE! | #VALUE! | #VALUE! | #VALUE! | #VALUE! | #VALUE! | #VALUE! |  |  | #VALUE! | #VALUE! | #VALUE! | #VALUE! | #VALUE! |  |  | #VALUE! | #VALUE! | #VALUE! | #VALUE! | #VALUE! | #VALUE! | #VALUE! | #VALUE! |  |  | #VALUE! | #VALUE! | #VALUE! | #VALUE! | #VALUE! |  |  | #VALUE! | #VALUE! | #VALUE! | #VALUE! | #VALUE! | #VALUE! | #VALUE! | #VALUE! | 0 | #REF! | #VALUE! | #VALUE! | #VALUE! | #VALUE! | #VALUE! | #VALUE! | #VALUE! | 0
|  |  |  | 0 | 51 | 0 |  |  | 1 | 1.0842e-19 | 0 | 1.0669e-18 | 1.0669e-18 | 1.0669e-18 | 0 | 0 |  |  |  |  | #VALUE! | #VALUE! | #VALUE! |  |  | #VALUE! | #VALUE! | #VALUE! | #VALUE! | #VALUE! | #VALUE! | #VALUE! | #VALUE! |  |  |  |  | #VALUE! | #VALUE! | #VALUE! |  |  | #VALUE! | #VALUE! | #VALUE! | #VALUE! | #VALUE! | #VALUE! | #VALUE! | #VALUE! |  |  |  |  | #VALUE! | #VALUE! | #VALUE! |  |  | #VALUE! | #VALUE! | #VALUE! | #VALUE! | #VALUE! | #VALUE! | #VALUE! | #VALUE! |  |  |  |  | #VALUE! | #VALUE! | #VALUE! |  |  | #VALUE! | #VALUE! | #VALUE! | #VALUE! | #VALUE! | #VALUE! | #VALUE! | #VALUE! |  |  |  |  | #VALUE! | #VALUE! | #VALUE! |  |  | #VALUE! | #VALUE! | #VALUE! | #VALUE! | #VALUE! | #VALUE! | #VALUE! | #VALUE! |  |  | #VALUE! | #VALUE! | #VALUE! | #VALUE! | #VALUE! |  |  | #VALUE! | #VALUE! | #VALUE! | #VALUE! | #VALUE! | #VALUE! | #VALUE! | #VALUE! |  |  | #VALUE! | #VALUE! | #VALUE! | #VALUE! | #VALUE! |  |  | #VALUE! | #VALUE! | #VALUE! | #VALUE! | #VALUE! | #VALUE! | #VALUE! | #VALUE! | 0 | #REF! | #VALUE! | #VALUE! | #VALUE! | #VALUE! | #VALUE! | #VALUE! | #VALUE! | 0
|  |  |  | 0 | 51 | 0 |  |  | 1 | 1.0842e-19 | 0 | 1.0669e-18 | 1.0669e-18 | 1.0669e-18 | 0 | 0 |  |  |  |  | #VALUE! | #VALUE! | #VALUE! |  |  | #VALUE! | #VALUE! | #VALUE! | #VALUE! | #VALUE! | #VALUE! | #VALUE! | #VALUE! |  |  |  |  | #VALUE! | #VALUE! | #VALUE! |  |  | #VALUE! | #VALUE! | #VALUE! | #VALUE! | #VALUE! | #VALUE! | #VALUE! | #VALUE! |  |  |  |  | #VALUE! | #VALUE! | #VALUE! |  |  | #VALUE! | #VALUE! | #VALUE! | #VALUE! | #VALUE! | #VALUE! | #VALUE! | #VALUE! |  |  |  |  | #VALUE! | #VALUE! | #VALUE! |  |  | #VALUE! | #VALUE! | #VALUE! | #VALUE! | #VALUE! | #VALUE! | #VALUE! | #VALUE! |  |  |  |  | #VALUE! | #VALUE! | #VALUE! |  |  | #VALUE! | #VALUE! | #VALUE! | #VALUE! | #VALUE! | #VALUE! | #VALUE! | #VALUE! |  |  | #VALUE! | #VALUE! | #VALUE! | #VALUE! | #VALUE! |  |  | #VALUE! | #VALUE! | #VALUE! | #VALUE! | #VALUE! | #VALUE! | #VALUE! | #VALUE! |  |  | #VALUE! | #VALUE! | #VALUE! | #VALUE! | #VALUE! |  |  | #VALUE! | #VALUE! | #VALUE! | #VALUE! | #VALUE! | #VALUE! | #VALUE! | #VALUE! | 0 | #REF! | #VALUE! | #VALUE! | #VALUE! | #VALUE! | #VALUE! | #VALUE! | #VALUE! | 0
|  |  |  | 0 | 51 | 0 |  |  | 1 | 1.0842e-19 | 0 | 1.0669e-18 | 1.0669e-18 | 1.0669e-18 | 0 | 0 |  |  |  |  | #VALUE! | #VALUE! | #VALUE! |  |  | #VALUE! | #VALUE! | #VALUE! | #VALUE! | #VALUE! | #VALUE! | #VALUE! | #VALUE! |  |  |  |  | #VALUE! | #VALUE! | #VALUE! |  |  | #VALUE! | #VALUE! | #VALUE! | #VALUE! | #VALUE! | #VALUE! | #VALUE! | #VALUE! |  |  |  |  | #VALUE! | #VALUE! | #VALUE! |  |  | #VALUE! | #VALUE! | #VALUE! | #VALUE! | #VALUE! | #VALUE! | #VALUE! | #VALUE! |  |  |  |  | #VALUE! | #VALUE! | #VALUE! |  |  | #VALUE! | #VALUE! | #VALUE! | #VALUE! | #VALUE! | #VALUE! | #VALUE! | #VALUE! |  |  |  |  | #VALUE! | #VALUE! | #VALUE! |  |  | #VALUE! | #VALUE! | #VALUE! | #VALUE! | #VALUE! | #VALUE! | #VALUE! | #VALUE! |  |  | #VALUE! | #VALUE! | #VALUE! | #VALUE! | #VALUE! |  |  | #VALUE! | #VALUE! | #VALUE! | #VALUE! | #VALUE! | #VALUE! | #VALUE! | #VALUE! |  |  | #VALUE! | #VALUE! | #VALUE! | #VALUE! | #VALUE! |  |  | #VALUE! | #VALUE! | #VALUE! | #VALUE! | #VALUE! | #VALUE! | #VALUE! | #VALUE! | 0 | #REF! | #VALUE! | #VALUE! | #VALUE! | #VALUE! | #VALUE! | #VALUE! | #VALUE! | 0
|  |  |  | 0 | 51 | 0 |  |  | 1 | 1.0842e-19 | 0 | 1.0669e-18 | 1.0669e-18 | 1.0669e-18 | 0 | 0 |  |  |  |  | #VALUE! | #VALUE! | #VALUE! |  |  | #VALUE! | #VALUE! | #VALUE! | #VALUE! | #VALUE! | #VALUE! | #VALUE! | #VALUE! |  |  |  |  | #VALUE! | #VALUE! | #VALUE! |  |  | #VALUE! | #VALUE! | #VALUE! | #VALUE! | #VALUE! | #VALUE! | #VALUE! | #VALUE! |  |  |  |  | #VALUE! | #VALUE! | #VALUE! |  |  | #VALUE! | #VALUE! | #VALUE! | #VALUE! | #VALUE! | #VALUE! | #VALUE! | #VALUE! |  |  |  |  | #VALUE! | #VALUE! | #VALUE! |  |  | #VALUE! | #VALUE! | #VALUE! | #VALUE! | #VALUE! | #VALUE! | #VALUE! | #VALUE! |  |  |  |  | #VALUE! | #VALUE! | #VALUE! |  |  | #VALUE! | #VALUE! | #VALUE! | #VALUE! | #VALUE! | #VALUE! | #VALUE! | #VALUE! |  |  | #VALUE! | #VALUE! | #VALUE! | #VALUE! | #VALUE! |  |  | #VALUE! | #VALUE! | #VALUE! | #VALUE! | #VALUE! | #VALUE! | #VALUE! | #VALUE! |  |  | #VALUE! | #VALUE! | #VALUE! | #VALUE! | #VALUE! |  |  | #VALUE! | #VALUE! | #VALUE! | #VALUE! | #VALUE! | #VALUE! | #VALUE! | #VALUE! | 0 | #REF! | #VALUE! | #VALUE! | #VALUE! | #VALUE! | #VALUE! | #VALUE! | #VALUE! | 0
|  |  |  | 0 | 51 | 0 |  |  | 1 | 1.0842e-19 | 0 | 1.0669e-18 | 1.0669e-18 | 1.0669e-18 | 0 | 0 |  |  |  |  | #VALUE! | #VALUE! | #VALUE! |  |  | #VALUE! | #VALUE! | #VALUE! | #VALUE! | #VALUE! | #VALUE! | #VALUE! | #VALUE! |  |  |  |  | #VALUE! | #VALUE! | #VALUE! |  |  | #VALUE! | #VALUE! | #VALUE! | #VALUE! | #VALUE! | #VALUE! | #VALUE! | #VALUE! |  |  |  |  | #VALUE! | #VALUE! | #VALUE! |  |  | #VALUE! | #VALUE! | #VALUE! | #VALUE! | #VALUE! | #VALUE! | #VALUE! | #VALUE! |  |  |  |  | #VALUE! | #VALUE! | #VALUE! |  |  | #VALUE! | #VALUE! | #VALUE! | #VALUE! | #VALUE! | #VALUE! | #VALUE! | #VALUE! |  |  |  |  | #VALUE! | #VALUE! | #VALUE! |  |  | #VALUE! | #VALUE! | #VALUE! | #VALUE! | #VALUE! | #VALUE! | #VALUE! | #VALUE! |  |  | #VALUE! | #VALUE! | #VALUE! | #VALUE! | #VALUE! |  |  | #VALUE! | #VALUE! | #VALUE! | #VALUE! | #VALUE! | #VALUE! | #VALUE! | #VALUE! |  |  | #VALUE! | #VALUE! | #VALUE! | #VALUE! | #VALUE! |  |  | #VALUE! | #VALUE! | #VALUE! | #VALUE! | #VALUE! | #VALUE! | #VALUE! | #VALUE! | 0 | #REF! | #VALUE! | #VALUE! | #VALUE! | #VALUE! | #VALUE! | #VALUE! | #VALUE! | 0
|  |  |  | 0 | 51 | 0 |  |  | 1 | 1.0842e-19 | 0 | 1.0669e-18 | 1.0669e-18 | 1.0669e-18 | 0 | 0 |  |  |  |  | #VALUE! | #VALUE! | #VALUE! |  |  | #VALUE! | #VALUE! | #VALUE! | #VALUE! | #VALUE! | #VALUE! | #VALUE! | #VALUE! |  |  |  |  | #VALUE! | #VALUE! | #VALUE! |  |  | #VALUE! | #VALUE! | #VALUE! | #VALUE! | #VALUE! | #VALUE! | #VALUE! | #VALUE! |  |  |  |  | #VALUE! | #VALUE! | #VALUE! |  |  | #VALUE! | #VALUE! | #VALUE! | #VALUE! | #VALUE! | #VALUE! | #VALUE! | #VALUE! |  |  |  |  | #VALUE! | #VALUE! | #VALUE! |  |  | #VALUE! | #VALUE! | #VALUE! | #VALUE! | #VALUE! | #VALUE! | #VALUE! | #VALUE! |  |  |  |  | #VALUE! | #VALUE! | #VALUE! |  |  | #VALUE! | #VALUE! | #VALUE! | #VALUE! | #VALUE! | #VALUE! | #VALUE! | #VALUE! |  |  | #VALUE! | #VALUE! | #VALUE! | #VALUE! | #VALUE! |  |  | #VALUE! | #VALUE! | #VALUE! | #VALUE! | #VALUE! | #VALUE! | #VALUE! | #VALUE! |  |  | #VALUE! | #VALUE! | #VALUE! | #VALUE! | #VALUE! |  |  | #VALUE! | #VALUE! | #VALUE! | #VALUE! | #VALUE! | #VALUE! | #VALUE! | #VALUE! | 0 | #REF! | #VALUE! | #VALUE! | #VALUE! | #VALUE! | #VALUE! | #VALUE! | #VALUE! | 0
|  |  |  | 0 | 51 | 0 |  |  | 1 | 1.0842e-19 | 0 | 1.0669e-18 | 1.0669e-18 | 1.0669e-18 | 0 | 0 |  |  |  |  | #VALUE! | #VALUE! | #VALUE! |  |  | #VALUE! | #VALUE! | #VALUE! | #VALUE! | #VALUE! | #VALUE! | #VALUE! | #VALUE! |  |  |  |  | #VALUE! | #VALUE! | #VALUE! |  |  | #VALUE! | #VALUE! | #VALUE! | #VALUE! | #VALUE! | #VALUE! | #VALUE! | #VALUE! |  |  |  |  | #VALUE! | #VALUE! | #VALUE! |  |  | #VALUE! | #VALUE! | #VALUE! | #VALUE! | #VALUE! | #VALUE! | #VALUE! | #VALUE! |  |  |  |  | #VALUE! | #VALUE! | #VALUE! |  |  | #VALUE! | #VALUE! | #VALUE! | #VALUE! | #VALUE! | #VALUE! | #VALUE! | #VALUE! |  |  |  |  | #VALUE! | #VALUE! | #VALUE! |  |  | #VALUE! | #VALUE! | #VALUE! | #VALUE! | #VALUE! | #VALUE! | #VALUE! | #VALUE! |  |  | #VALUE! | #VALUE! | #VALUE! | #VALUE! | #VALUE! |  |  | #VALUE! | #VALUE! | #VALUE! | #VALUE! | #VALUE! | #VALUE! | #VALUE! | #VALUE! |  |  | #VALUE! | #VALUE! | #VALUE! | #VALUE! | #VALUE! |  |  | #VALUE! | #VALUE! | #VALUE! | #VALUE! | #VALUE! | #VALUE! | #VALUE! | #VALUE! | 0 | #REF! | #VALUE! | #VALUE! | #VALUE! | #VALUE! | #VALUE! | #VALUE! | #VALUE! | 0
|  |  |  | 0 | 51 | 0 |  |  | 1 | 1.0842e-19 | 0 | 1.0669e-18 | 1.0669e-18 | 1.0669e-18 | 0 | 0 |  |  |  |  | #VALUE! | #VALUE! | #VALUE! |  |  | #VALUE! | #VALUE! | #VALUE! | #VALUE! | #VALUE! | #VALUE! | #VALUE! | #VALUE! |  |  |  |  | #VALUE! | #VALUE! | #VALUE! |  |  | #VALUE! | #VALUE! | #VALUE! | #VALUE! | #VALUE! | #VALUE! | #VALUE! | #VALUE! |  |  |  |  | #VALUE! | #VALUE! | #VALUE! |  |  | #VALUE! | #VALUE! | #VALUE! | #VALUE! | #VALUE! | #VALUE! | #VALUE! | #VALUE! |  |  |  |  | #VALUE! | #VALUE! | #VALUE! |  |  | #VALUE! | #VALUE! | #VALUE! | #VALUE! | #VALUE! | #VALUE! | #VALUE! | #VALUE! |  |  |  |  | #VALUE! | #VALUE! | #VALUE! |  |  | #VALUE! | #VALUE! | #VALUE! | #VALUE! | #VALUE! | #VALUE! | #VALUE! | #VALUE! |  |  | #VALUE! | #VALUE! | #VALUE! | #VALUE! | #VALUE! |  |  | #VALUE! | #VALUE! | #VALUE! | #VALUE! | #VALUE! | #VALUE! | #VALUE! | #VALUE! |  |  | #VALUE! | #VALUE! | #VALUE! | #VALUE! | #VALUE! |  |  | #VALUE! | #VALUE! | #VALUE! | #VALUE! | #VALUE! | #VALUE! | #VALUE! | #VALUE! | 0 | #REF! | #VALUE! | #VALUE! | #VALUE! | #VALUE! | #VALUE! | #VALUE! | #VALUE! | 0
|  |  |  | 0 | 51 | 0 |  |  | 1 | 1.0842e-19 | 0 | 1.0669e-18 | 1.0669e-18 | 1.0669e-18 | 0 | 0 |  |  |  |  | #VALUE! | #VALUE! | #VALUE! |  |  | #VALUE! | #VALUE! | #VALUE! | #VALUE! | #VALUE! | #VALUE! | #VALUE! | #VALUE! |  |  |  |  | #VALUE! | #VALUE! | #VALUE! |  |  | #VALUE! | #VALUE! | #VALUE! | #VALUE! | #VALUE! | #VALUE! | #VALUE! | #VALUE! |  |  |  |  | #VALUE! | #VALUE! | #VALUE! |  |  | #VALUE! | #VALUE! | #VALUE! | #VALUE! | #VALUE! | #VALUE! | #VALUE! | #VALUE! |  |  |  |  | #VALUE! | #VALUE! | #VALUE! |  |  | #VALUE! | #VALUE! | #VALUE! | #VALUE! | #VALUE! | #VALUE! | #VALUE! | #VALUE! |  |  |  |  | #VALUE! | #VALUE! | #VALUE! |  |  | #VALUE! | #VALUE! | #VALUE! | #VALUE! | #VALUE! | #VALUE! | #VALUE! | #VALUE! |  |  | #VALUE! | #VALUE! | #VALUE! | #VALUE! | #VALUE! |  |  | #VALUE! | #VALUE! | #VALUE! | #VALUE! | #VALUE! | #VALUE! | #VALUE! | #VALUE! |  |  | #VALUE! | #VALUE! | #VALUE! | #VALUE! | #VALUE! |  |  | #VALUE! | #VALUE! | #VALUE! | #VALUE! | #VALUE! | #VALUE! | #VALUE! | #VALUE! | 0 | #REF! | #VALUE! | #VALUE! | #VALUE! | #VALUE! | #VALUE! | #VALUE! | #VALUE! | 0
|  |  |  | 0 | 51 | 0 |  |  | 1 | 1.0842e-19 | 0 | 1.0669e-18 | 1.0669e-18 | 1.0669e-18 | 0 | 0 |  |  |  |  | #VALUE! | #VALUE! | #VALUE! |  |  | #VALUE! | #VALUE! | #VALUE! | #VALUE! | #VALUE! | #VALUE! | #VALUE! | #VALUE! |  |  |  |  | #VALUE! | #VALUE! | #VALUE! |  |  | #VALUE! | #VALUE! | #VALUE! | #VALUE! | #VALUE! | #VALUE! | #VALUE! | #VALUE! |  |  |  |  | #VALUE! | #VALUE! | #VALUE! |  |  | #VALUE! | #VALUE! | #VALUE! | #VALUE! | #VALUE! | #VALUE! | #VALUE! | #VALUE! |  |  |  |  | #VALUE! | #VALUE! | #VALUE! |  |  | #VALUE! | #VALUE! | #VALUE! | #VALUE! | #VALUE! | #VALUE! | #VALUE! | #VALUE! |  |  |  |  | #VALUE! | #VALUE! | #VALUE! |  |  | #VALUE! | #VALUE! | #VALUE! | #VALUE! | #VALUE! | #VALUE! | #VALUE! | #VALUE! |  |  | #VALUE! | #VALUE! | #VALUE! | #VALUE! | #VALUE! |  |  | #VALUE! | #VALUE! | #VALUE! | #VALUE! | #VALUE! | #VALUE! | #VALUE! | #VALUE! |  |  | #VALUE! | #VALUE! | #VALUE! | #VALUE! | #VALUE! |  |  | #VALUE! | #VALUE! | #VALUE! | #VALUE! | #VALUE! | #VALUE! | #VALUE! | #VALUE! | 0 | #REF! | #VALUE! | #VALUE! | #VALUE! | #VALUE! | #VALUE! | #VALUE! | #VALUE! | 0
|  |  |  | 0 | 51 | 0 |  |  | 1 | 1.0842e-19 | 0 | 1.0669e-18 | 1.0669e-18 | 1.0669e-18 | 0 | 0 |  |  |  |  | #VALUE! | #VALUE! | #VALUE! |  |  | #VALUE! | #VALUE! | #VALUE! | #VALUE! | #VALUE! | #VALUE! | #VALUE! | #VALUE! |  |  |  |  | #VALUE! | #VALUE! | #VALUE! |  |  | #VALUE! | #VALUE! | #VALUE! | #VALUE! | #VALUE! | #VALUE! | #VALUE! | #VALUE! |  |  |  |  | #VALUE! | #VALUE! | #VALUE! |  |  | #VALUE! | #VALUE! | #VALUE! | #VALUE! | #VALUE! | #VALUE! | #VALUE! | #VALUE! |  |  |  |  | #VALUE! | #VALUE! | #VALUE! |  |  | #VALUE! | #VALUE! | #VALUE! | #VALUE! | #VALUE! | #VALUE! | #VALUE! | #VALUE! |  |  |  |  | #VALUE! | #VALUE! | #VALUE! |  |  | #VALUE! | #VALUE! | #VALUE! | #VALUE! | #VALUE! | #VALUE! | #VALUE! | #VALUE! |  |  | #VALUE! | #VALUE! | #VALUE! | #VALUE! | #VALUE! |  |  | #VALUE! | #VALUE! | #VALUE! | #VALUE! | #VALUE! | #VALUE! | #VALUE! | #VALUE! |  |  | #VALUE! | #VALUE! | #VALUE! | #VALUE! | #VALUE! |  |  | #VALUE! | #VALUE! | #VALUE! | #VALUE! | #VALUE! | #VALUE! | #VALUE! | #VALUE! | 0 | #REF! | #VALUE! | #VALUE! | #VALUE! | #VALUE! | #VALUE! | #VALUE! | #VALUE! | 0
|  |  |  | 0 | 51 | 0 |  |  | 1 | 1.0842e-19 | 0 | 1.0669e-18 | 1.0669e-18 | 1.0669e-18 | 0 | 0 |  |  |  |  | #VALUE! | #VALUE! | #VALUE! |  |  | #VALUE! | #VALUE! | #VALUE! | #VALUE! | #VALUE! | #VALUE! | #VALUE! | #VALUE! |  |  |  |  | #VALUE! | #VALUE! | #VALUE! |  |  | #VALUE! | #VALUE! | #VALUE! | #VALUE! | #VALUE! | #VALUE! | #VALUE! | #VALUE! |  |  |  |  | #VALUE! | #VALUE! | #VALUE! |  |  | #VALUE! | #VALUE! | #VALUE! | #VALUE! | #VALUE! | #VALUE! | #VALUE! | #VALUE! |  |  |  |  | #VALUE! | #VALUE! | #VALUE! |  |  | #VALUE! | #VALUE! | #VALUE! | #VALUE! | #VALUE! | #VALUE! | #VALUE! | #VALUE! |  |  |  |  | #VALUE! | #VALUE! | #VALUE! |  |  | #VALUE! | #VALUE! | #VALUE! | #VALUE! | #VALUE! | #VALUE! | #VALUE! | #VALUE! |  |  | #VALUE! | #VALUE! | #VALUE! | #VALUE! | #VALUE! |  |  | #VALUE! | #VALUE! | #VALUE! | #VALUE! | #VALUE! | #VALUE! | #VALUE! | #VALUE! |  |  | #VALUE! | #VALUE! | #VALUE! | #VALUE! | #VALUE! |  |  | #VALUE! | #VALUE! | #VALUE! | #VALUE! | #VALUE! | #VALUE! | #VALUE! | #VALUE! | 0 | #REF! | #VALUE! | #VALUE! | #VALUE! | #VALUE! | #VALUE! | #VALUE! | #VALUE! | 0
|  |  |  | 0 | 51 | 0 |  |  | 1 | 1.0842e-19 | 0 | 1.0669e-18 | 1.0669e-18 | 1.0669e-18 | 0 | 0 |  |  |  |  | #VALUE! | #VALUE! | #VALUE! |  |  | #VALUE! | #VALUE! | #VALUE! | #VALUE! | #VALUE! | #VALUE! | #VALUE! | #VALUE! |  |  |  |  | #VALUE! | #VALUE! | #VALUE! |  |  | #VALUE! | #VALUE! | #VALUE! | #VALUE! | #VALUE! | #VALUE! | #VALUE! | #VALUE! |  |  |  |  | #VALUE! | #VALUE! | #VALUE! |  |  | #VALUE! | #VALUE! | #VALUE! | #VALUE! | #VALUE! | #VALUE! | #VALUE! | #VALUE! |  |  |  |  | #VALUE! | #VALUE! | #VALUE! |  |  | #VALUE! | #VALUE! | #VALUE! | #VALUE! | #VALUE! | #VALUE! | #VALUE! | #VALUE! |  |  |  |  | #VALUE! | #VALUE! | #VALUE! |  |  | #VALUE! | #VALUE! | #VALUE! | #VALUE! | #VALUE! | #VALUE! | #VALUE! | #VALUE! |  |  | #VALUE! | #VALUE! | #VALUE! | #VALUE! | #VALUE! |  |  | #VALUE! | #VALUE! | #VALUE! | #VALUE! | #VALUE! | #VALUE! | #VALUE! | #VALUE! |  |  | #VALUE! | #VALUE! | #VALUE! | #VALUE! | #VALUE! |  |  | #VALUE! | #VALUE! | #VALUE! | #VALUE! | #VALUE! | #VALUE! | #VALUE! | #VALUE! | 0 | #REF! | #VALUE! | #VALUE! | #VALUE! | #VALUE! | #VALUE! | #VALUE! | #VALUE! | 0
|  |  |  | 0 | 51 | 0 |  |  | 1 | 1.0842e-19 | 0 | 1.0669e-18 | 1.0669e-18 | 1.0669e-18 | 0 | 0 |  |  |  |  | #VALUE! | #VALUE! | #VALUE! |  |  | #VALUE! | #VALUE! | #VALUE! | #VALUE! | #VALUE! | #VALUE! | #VALUE! | #VALUE! |  |  |  |  | #VALUE! | #VALUE! | #VALUE! |  |  | #VALUE! | #VALUE! | #VALUE! | #VALUE! | #VALUE! | #VALUE! | #VALUE! | #VALUE! |  |  |  |  | #VALUE! | #VALUE! | #VALUE! |  |  | #VALUE! | #VALUE! | #VALUE! | #VALUE! | #VALUE! | #VALUE! | #VALUE! | #VALUE! |  |  |  |  | #VALUE! | #VALUE! | #VALUE! |  |  | #VALUE! | #VALUE! | #VALUE! | #VALUE! | #VALUE! | #VALUE! | #VALUE! | #VALUE! |  |  |  |  | #VALUE! | #VALUE! | #VALUE! |  |  | #VALUE! | #VALUE! | #VALUE! | #VALUE! | #VALUE! | #VALUE! | #VALUE! | #VALUE! |  |  | #VALUE! | #VALUE! | #VALUE! | #VALUE! | #VALUE! |  |  | #VALUE! | #VALUE! | #VALUE! | #VALUE! | #VALUE! | #VALUE! | #VALUE! | #VALUE! |  |  | #VALUE! | #VALUE! | #VALUE! | #VALUE! | #VALUE! |  |  | #VALUE! | #VALUE! | #VALUE! | #VALUE! | #VALUE! | #VALUE! | #VALUE! | #VALUE! | 0 | #REF! | #VALUE! | #VALUE! | #VALUE! | #VALUE! | #VALUE! | #VALUE! | #VALUE! | 0
|  |  |  | 0 | 51 | 0 |  |  | 1 | 1.0842e-19 | 0 | 1.0669e-18 | 1.0669e-18 | 1.0669e-18 | 0 | 0 |  |  |  |  | #VALUE! | #VALUE! | #VALUE! |  |  | #VALUE! | #VALUE! | #VALUE! | #VALUE! | #VALUE! | #VALUE! | #VALUE! | #VALUE! |  |  |  |  | #VALUE! | #VALUE! | #VALUE! |  |  | #VALUE! | #VALUE! | #VALUE! | #VALUE! | #VALUE! | #VALUE! | #VALUE! | #VALUE! |  |  |  |  | #VALUE! | #VALUE! | #VALUE! |  |  | #VALUE! | #VALUE! | #VALUE! | #VALUE! | #VALUE! | #VALUE! | #VALUE! | #VALUE! |  |  |  |  | #VALUE! | #VALUE! | #VALUE! |  |  | #VALUE! | #VALUE! | #VALUE! | #VALUE! | #VALUE! | #VALUE! | #VALUE! | #VALUE! |  |  |  |  | #VALUE! | #VALUE! | #VALUE! |  |  | #VALUE! | #VALUE! | #VALUE! | #VALUE! | #VALUE! | #VALUE! | #VALUE! | #VALUE! |  |  | #VALUE! | #VALUE! | #VALUE! | #VALUE! | #VALUE! |  |  | #VALUE! | #VALUE! | #VALUE! | #VALUE! | #VALUE! | #VALUE! | #VALUE! | #VALUE! |  |  | #VALUE! | #VALUE! | #VALUE! | #VALUE! | #VALUE! |  |  | #VALUE! | #VALUE! | #VALUE! | #VALUE! | #VALUE! | #VALUE! | #VALUE! | #VALUE! | 0 | #REF! | #VALUE! | #VALUE! | #VALUE! | #VALUE! | #VALUE! | #VALUE! | #VALUE! | 0
|  |  |  | 0 | 51 | 0 |  |  | 1 | 1.0842e-19 | 0 | 1.0669e-18 | 1.0669e-18 | 1.0669e-18 | 0 | 0 |  |  |  |  | #VALUE! | #VALUE! | #VALUE! |  |  | #VALUE! | #VALUE! | #VALUE! | #VALUE! | #VALUE! | #VALUE! | #VALUE! | #VALUE! |  |  |  |  | #VALUE! | #VALUE! | #VALUE! |  |  | #VALUE! | #VALUE! | #VALUE! | #VALUE! | #VALUE! | #VALUE! | #VALUE! | #VALUE! |  |  |  |  | #VALUE! | #VALUE! | #VALUE! |  |  | #VALUE! | #VALUE! | #VALUE! | #VALUE! | #VALUE! | #VALUE! | #VALUE! | #VALUE! |  |  |  |  | #VALUE! | #VALUE! | #VALUE! |  |  | #VALUE! | #VALUE! | #VALUE! | #VALUE! | #VALUE! | #VALUE! | #VALUE! | #VALUE! |  |  |  |  | #VALUE! | #VALUE! | #VALUE! |  |  | #VALUE! | #VALUE! | #VALUE! | #VALUE! | #VALUE! | #VALUE! | #VALUE! | #VALUE! |  |  | #VALUE! | #VALUE! | #VALUE! | #VALUE! | #VALUE! |  |  | #VALUE! | #VALUE! | #VALUE! | #VALUE! | #VALUE! | #VALUE! | #VALUE! | #VALUE! |  |  | #VALUE! | #VALUE! | #VALUE! | #VALUE! | #VALUE! |  |  | #VALUE! | #VALUE! | #VALUE! | #VALUE! | #VALUE! | #VALUE! | #VALUE! | #VALUE! | 0 | #REF! | #VALUE! | #VALUE! | #VALUE! | #VALUE! | #VALUE! | #VALUE! | #VALUE! | 0
|  |  |  | 0 | 51 | 0 |  |  | 1 | 1.0842e-19 | 0 | 1.0669e-18 | 1.0669e-18 | 1.0669e-18 | 0 | 0 |  |  |  |  | #VALUE! | #VALUE! | #VALUE! |  |  | #VALUE! | #VALUE! | #VALUE! | #VALUE! | #VALUE! | #VALUE! | #VALUE! | #VALUE! |  |  |  |  | #VALUE! | #VALUE! | #VALUE! |  |  | #VALUE! | #VALUE! | #VALUE! | #VALUE! | #VALUE! | #VALUE! | #VALUE! | #VALUE! |  |  |  |  | #VALUE! | #VALUE! | #VALUE! |  |  | #VALUE! | #VALUE! | #VALUE! | #VALUE! | #VALUE! | #VALUE! | #VALUE! | #VALUE! |  |  |  |  | #VALUE! | #VALUE! | #VALUE! |  |  | #VALUE! | #VALUE! | #VALUE! | #VALUE! | #VALUE! | #VALUE! | #VALUE! | #VALUE! |  |  |  |  | #VALUE! | #VALUE! | #VALUE! |  |  | #VALUE! | #VALUE! | #VALUE! | #VALUE! | #VALUE! | #VALUE! | #VALUE! | #VALUE! |  |  | #VALUE! | #VALUE! | #VALUE! | #VALUE! | #VALUE! |  |  | #VALUE! | #VALUE! | #VALUE! | #VALUE! | #VALUE! | #VALUE! | #VALUE! | #VALUE! |  |  | #VALUE! | #VALUE! | #VALUE! | #VALUE! | #VALUE! |  |  | #VALUE! | #VALUE! | #VALUE! | #VALUE! | #VALUE! | #VALUE! | #VALUE! | #VALUE! | 0 | #REF! | #VALUE! | #VALUE! | #VALUE! | #VALUE! | #VALUE! | #VALUE! | #VALUE! | 0
|  |  |  | 0 | 51 | 0 |  |  | 1 | 1.0842e-19 | 0 | 1.0669e-18 | 1.0669e-18 | 1.0669e-18 | 0 | 0 |  |  |  |  | #VALUE! | #VALUE! | #VALUE! |  |  | #VALUE! | #VALUE! | #VALUE! | #VALUE! | #VALUE! | #VALUE! | #VALUE! | #VALUE! |  |  |  |  | #VALUE! | #VALUE! | #VALUE! |  |  | #VALUE! | #VALUE! | #VALUE! | #VALUE! | #VALUE! | #VALUE! | #VALUE! | #VALUE! |  |  |  |  | #VALUE! | #VALUE! | #VALUE! |  |  | #VALUE! | #VALUE! | #VALUE! | #VALUE! | #VALUE! | #VALUE! | #VALUE! | #VALUE! |  |  |  |  | #VALUE! | #VALUE! | #VALUE! |  |  | #VALUE! | #VALUE! | #VALUE! | #VALUE! | #VALUE! | #VALUE! | #VALUE! | #VALUE! |  |  |  |  | #VALUE! | #VALUE! | #VALUE! |  |  | #VALUE! | #VALUE! | #VALUE! | #VALUE! | #VALUE! | #VALUE! | #VALUE! | #VALUE! |  |  | #VALUE! | #VALUE! | #VALUE! | #VALUE! | #VALUE! |  |  | #VALUE! | #VALUE! | #VALUE! | #VALUE! | #VALUE! | #VALUE! | #VALUE! | #VALUE! |  |  | #VALUE! | #VALUE! | #VALUE! | #VALUE! | #VALUE! |  |  | #VALUE! | #VALUE! | #VALUE! | #VALUE! | #VALUE! | #VALUE! | #VALUE! | #VALUE! | 0 | #REF! | #VALUE! | #VALUE! | #VALUE! | #VALUE! | #VALUE! | #VALUE! | #VALUE! | 0
|  |  |  | 0 | 51 | 0 |  |  | 1 | 1.0842e-19 | 0 | 1.0669e-18 | 1.0669e-18 | 1.0669e-18 | 0 | 0 |  |  |  |  | #VALUE! | #VALUE! | #VALUE! |  |  | #VALUE! | #VALUE! | #VALUE! | #VALUE! | #VALUE! | #VALUE! | #VALUE! | #VALUE! |  |  |  |  | #VALUE! | #VALUE! | #VALUE! |  |  | #VALUE! | #VALUE! | #VALUE! | #VALUE! | #VALUE! | #VALUE! | #VALUE! | #VALUE! |  |  |  |  | #VALUE! | #VALUE! | #VALUE! |  |  | #VALUE! | #VALUE! | #VALUE! | #VALUE! | #VALUE! | #VALUE! | #VALUE! | #VALUE! |  |  |  |  | #VALUE! | #VALUE! | #VALUE! |  |  | #VALUE! | #VALUE! | #VALUE! | #VALUE! | #VALUE! | #VALUE! | #VALUE! | #VALUE! |  |  |  |  | #VALUE! | #VALUE! | #VALUE! |  |  | #VALUE! | #VALUE! | #VALUE! | #VALUE! | #VALUE! | #VALUE! | #VALUE! | #VALUE! |  |  | #VALUE! | #VALUE! | #VALUE! | #VALUE! | #VALUE! |  |  | #VALUE! | #VALUE! | #VALUE! | #VALUE! | #VALUE! | #VALUE! | #VALUE! | #VALUE! |  |  | #VALUE! | #VALUE! | #VALUE! | #VALUE! | #VALUE! |  |  | #VALUE! | #VALUE! | #VALUE! | #VALUE! | #VALUE! | #VALUE! | #VALUE! | #VALUE! | 0 | #REF! | #VALUE! | #VALUE! | #VALUE! | #VALUE! | #VALUE! | #VALUE! | #VALUE! | 0
|  |  |  | 0 | 51 | 0 |  |  | 1 | 1.0842e-19 | 0 | 1.0669e-18 | 1.0669e-18 | 1.0669e-18 | 0 | 0 |  |  |  |  | #VALUE! | #VALUE! | #VALUE! |  |  | #VALUE! | #VALUE! | #VALUE! | #VALUE! | #VALUE! | #VALUE! | #VALUE! | #VALUE! |  |  |  |  | #VALUE! | #VALUE! | #VALUE! |  |  | #VALUE! | #VALUE! | #VALUE! | #VALUE! | #VALUE! | #VALUE! | #VALUE! | #VALUE! |  |  |  |  | #VALUE! | #VALUE! | #VALUE! |  |  | #VALUE! | #VALUE! | #VALUE! | #VALUE! | #VALUE! | #VALUE! | #VALUE! | #VALUE! |  |  |  |  | #VALUE! | #VALUE! | #VALUE! |  |  | #VALUE! | #VALUE! | #VALUE! | #VALUE! | #VALUE! | #VALUE! | #VALUE! | #VALUE! |  |  |  |  | #VALUE! | #VALUE! | #VALUE! |  |  | #VALUE! | #VALUE! | #VALUE! | #VALUE! | #VALUE! | #VALUE! | #VALUE! | #VALUE! |  |  | #VALUE! | #VALUE! | #VALUE! | #VALUE! | #VALUE! |  |  | #VALUE! | #VALUE! | #VALUE! | #VALUE! | #VALUE! | #VALUE! | #VALUE! | #VALUE! |  |  | #VALUE! | #VALUE! | #VALUE! | #VALUE! | #VALUE! |  |  | #VALUE! | #VALUE! | #VALUE! | #VALUE! | #VALUE! | #VALUE! | #VALUE! | #VALUE! | 0 | #REF! | #VALUE! | #VALUE! | #VALUE! | #VALUE! | #VALUE! | #VALUE! | #VALUE! | 0
|  |  |  | 0 | 51 | 0 |  |  | 1 | 1.0842e-19 | 0 | 1.0669e-18 | 1.0669e-18 | 1.0669e-18 | 0 | 0 |  |  |  |  | #VALUE! | #VALUE! | #VALUE! |  |  | #VALUE! | #VALUE! | #VALUE! | #VALUE! | #VALUE! | #VALUE! | #VALUE! | #VALUE! |  |  |  |  | #VALUE! | #VALUE! | #VALUE! |  |  | #VALUE! | #VALUE! | #VALUE! | #VALUE! | #VALUE! | #VALUE! | #VALUE! | #VALUE! |  |  |  |  | #VALUE! | #VALUE! | #VALUE! |  |  | #VALUE! | #VALUE! | #VALUE! | #VALUE! | #VALUE! | #VALUE! | #VALUE! | #VALUE! |  |  |  |  | #VALUE! | #VALUE! | #VALUE! |  |  | #VALUE! | #VALUE! | #VALUE! | #VALUE! | #VALUE! | #VALUE! | #VALUE! | #VALUE! |  |  |  |  | #VALUE! | #VALUE! | #VALUE! |  |  | #VALUE! | #VALUE! | #VALUE! | #VALUE! | #VALUE! | #VALUE! | #VALUE! | #VALUE! |  |  | #VALUE! | #VALUE! | #VALUE! | #VALUE! | #VALUE! |  |  | #VALUE! | #VALUE! | #VALUE! | #VALUE! | #VALUE! | #VALUE! | #VALUE! | #VALUE! |  |  | #VALUE! | #VALUE! | #VALUE! | #VALUE! | #VALUE! |  |  | #VALUE! | #VALUE! | #VALUE! | #VALUE! | #VALUE! | #VALUE! | #VALUE! | #VALUE! | 0 | #REF! | #VALUE! | #VALUE! | #VALUE! | #VALUE! | #VALUE! | #VALUE! | #VALUE! | 0
|  |  |  | 0 | 51 | 0 |  |  | 1 | 1.0842e-19 | 0 | 1.0669e-18 | 1.0669e-18 | 1.0669e-18 | 0 | 0 |  |  |  |  | #VALUE! | #VALUE! | #VALUE! |  |  | #VALUE! | #VALUE! | #VALUE! | #VALUE! | #VALUE! | #VALUE! | #VALUE! | #VALUE! |  |  |  |  | #VALUE! | #VALUE! | #VALUE! |  |  | #VALUE! | #VALUE! | #VALUE! | #VALUE! | #VALUE! | #VALUE! | #VALUE! | #VALUE! |  |  |  |  | #VALUE! | #VALUE! | #VALUE! |  |  | #VALUE! | #VALUE! | #VALUE! | #VALUE! | #VALUE! | #VALUE! | #VALUE! | #VALUE! |  |  |  |  | #VALUE! | #VALUE! | #VALUE! |  |  | #VALUE! | #VALUE! | #VALUE! | #VALUE! | #VALUE! | #VALUE! | #VALUE! | #VALUE! |  |  |  |  | #VALUE! | #VALUE! | #VALUE! |  |  | #VALUE! | #VALUE! | #VALUE! | #VALUE! | #VALUE! | #VALUE! | #VALUE! | #VALUE! |  |  | #VALUE! | #VALUE! | #VALUE! | #VALUE! | #VALUE! |  |  | #VALUE! | #VALUE! | #VALUE! | #VALUE! | #VALUE! | #VALUE! | #VALUE! | #VALUE! |  |  | #VALUE! | #VALUE! | #VALUE! | #VALUE! | #VALUE! |  |  | #VALUE! | #VALUE! | #VALUE! | #VALUE! | #VALUE! | #VALUE! | #VALUE! | #VALUE! | 0 | #REF! | #VALUE! | #VALUE! | #VALUE! | #VALUE! | #VALUE! | #VALUE! | #VALUE! | 0
|  |  |  | 0 | 51 | 0 |  |  | 1 | 1.0842e-19 | 0 | 1.0669e-18 | 1.0669e-18 | 1.0669e-18 | 0 | 0 |  |  |  |  | #VALUE! | #VALUE! | #VALUE! |  |  | #VALUE! | #VALUE! | #VALUE! | #VALUE! | #VALUE! | #VALUE! | #VALUE! | #VALUE! |  |  |  |  | #VALUE! | #VALUE! | #VALUE! |  |  | #VALUE! | #VALUE! | #VALUE! | #VALUE! | #VALUE! | #VALUE! | #VALUE! | #VALUE! |  |  |  |  | #VALUE! | #VALUE! | #VALUE! |  |  | #VALUE! | #VALUE! | #VALUE! | #VALUE! | #VALUE! | #VALUE! | #VALUE! | #VALUE! |  |  |  |  | #VALUE! | #VALUE! | #VALUE! |  |  | #VALUE! | #VALUE! | #VALUE! | #VALUE! | #VALUE! | #VALUE! | #VALUE! | #VALUE! |  |  |  |  | #VALUE! | #VALUE! | #VALUE! |  |  | #VALUE! | #VALUE! | #VALUE! | #VALUE! | #VALUE! | #VALUE! | #VALUE! | #VALUE! |  |  | #VALUE! | #VALUE! | #VALUE! | #VALUE! | #VALUE! |  |  | #VALUE! | #VALUE! | #VALUE! | #VALUE! | #VALUE! | #VALUE! | #VALUE! | #VALUE! |  |  | #VALUE! | #VALUE! | #VALUE! | #VALUE! | #VALUE! |  |  | #VALUE! | #VALUE! | #VALUE! | #VALUE! | #VALUE! | #VALUE! | #VALUE! | #VALUE! | 0 | #REF! | #VALUE! | #VALUE! | #VALUE! | #VALUE! | #VALUE! | #VALUE! | #VALUE! | 0
|  |  |  | 0 | 51 | 0 |  |  | 1 | 1.0842e-19 | 0 | 1.0669e-18 | 1.0669e-18 | 1.0669e-18 | 0 | 0 |  |  |  |  | #VALUE! | #VALUE! | #VALUE! |  |  | #VALUE! | #VALUE! | #VALUE! | #VALUE! | #VALUE! | #VALUE! | #VALUE! | #VALUE! |  |  |  |  | #VALUE! | #VALUE! | #VALUE! |  |  | #VALUE! | #VALUE! | #VALUE! | #VALUE! | #VALUE! | #VALUE! | #VALUE! | #VALUE! |  |  |  |  | #VALUE! | #VALUE! | #VALUE! |  |  | #VALUE! | #VALUE! | #VALUE! | #VALUE! | #VALUE! | #VALUE! | #VALUE! | #VALUE! |  |  |  |  | #VALUE! | #VALUE! | #VALUE! |  |  | #VALUE! | #VALUE! | #VALUE! | #VALUE! | #VALUE! | #VALUE! | #VALUE! | #VALUE! |  |  |  |  | #VALUE! | #VALUE! | #VALUE! |  |  | #VALUE! | #VALUE! | #VALUE! | #VALUE! | #VALUE! | #VALUE! | #VALUE! | #VALUE! |  |  | #VALUE! | #VALUE! | #VALUE! | #VALUE! | #VALUE! |  |  | #VALUE! | #VALUE! | #VALUE! | #VALUE! | #VALUE! | #VALUE! | #VALUE! | #VALUE! |  |  | #VALUE! | #VALUE! | #VALUE! | #VALUE! | #VALUE! |  |  | #VALUE! | #VALUE! | #VALUE! | #VALUE! | #VALUE! | #VALUE! | #VALUE! | #VALUE! | 0 | #REF! | #VALUE! | #VALUE! | #VALUE! | #VALUE! | #VALUE! | #VALUE! | #VALUE! | 0
|  |  |  | 0 | 51 | 0 |  |  | 1 | 1.0842e-19 | 0 | 1.0669e-18 | 1.0669e-18 | 1.0669e-18 | 0 | 0 |  |  |  |  | #VALUE! | #VALUE! | #VALUE! |  |  | #VALUE! | #VALUE! | #VALUE! | #VALUE! | #VALUE! | #VALUE! | #VALUE! | #VALUE! |  |  |  |  | #VALUE! | #VALUE! | #VALUE! |  |  | #VALUE! | #VALUE! | #VALUE! | #VALUE! | #VALUE! | #VALUE! | #VALUE! | #VALUE! |  |  |  |  | #VALUE! | #VALUE! | #VALUE! |  |  | #VALUE! | #VALUE! | #VALUE! | #VALUE! | #VALUE! | #VALUE! | #VALUE! | #VALUE! |  |  |  |  | #VALUE! | #VALUE! | #VALUE! |  |  | #VALUE! | #VALUE! | #VALUE! | #VALUE! | #VALUE! | #VALUE! | #VALUE! | #VALUE! |  |  |  |  | #VALUE! | #VALUE! | #VALUE! |  |  | #VALUE! | #VALUE! | #VALUE! | #VALUE! | #VALUE! | #VALUE! | #VALUE! | #VALUE! |  |  | #VALUE! | #VALUE! | #VALUE! | #VALUE! | #VALUE! |  |  | #VALUE! | #VALUE! | #VALUE! | #VALUE! | #VALUE! | #VALUE! | #VALUE! | #VALUE! |  |  | #VALUE! | #VALUE! | #VALUE! | #VALUE! | #VALUE! |  |  | #VALUE! | #VALUE! | #VALUE! | #VALUE! | #VALUE! | #VALUE! | #VALUE! | #VALUE! | 0 | #REF! | #VALUE! | #VALUE! | #VALUE! | #VALUE! | #VALUE! | #VALUE! | #VALUE! | 0
|  |  |  | 0 | 51 | 0 |  |  | 1 | 1.0842e-19 | 0 | 1.0669e-18 | 1.0669e-18 | 1.0669e-18 | 0 | 0 |  |  |  |  | #VALUE! | #VALUE! | #VALUE! |  |  | #VALUE! | #VALUE! | #VALUE! | #VALUE! | #VALUE! | #VALUE! | #VALUE! | #VALUE! |  |  |  |  | #VALUE! | #VALUE! | #VALUE! |  |  | #VALUE! | #VALUE! | #VALUE! | #VALUE! | #VALUE! | #VALUE! | #VALUE! | #VALUE! |  |  |  |  | #VALUE! | #VALUE! | #VALUE! |  |  | #VALUE! | #VALUE! | #VALUE! | #VALUE! | #VALUE! | #VALUE! | #VALUE! | #VALUE! |  |  |  |  | #VALUE! | #VALUE! | #VALUE! |  |  | #VALUE! | #VALUE! | #VALUE! | #VALUE! | #VALUE! | #VALUE! | #VALUE! | #VALUE! |  |  |  |  | #VALUE! | #VALUE! | #VALUE! |  |  | #VALUE! | #VALUE! | #VALUE! | #VALUE! | #VALUE! | #VALUE! | #VALUE! | #VALUE! |  |  | #VALUE! | #VALUE! | #VALUE! | #VALUE! | #VALUE! |  |  | #VALUE! | #VALUE! | #VALUE! | #VALUE! | #VALUE! | #VALUE! | #VALUE! | #VALUE! |  |  | #VALUE! | #VALUE! | #VALUE! | #VALUE! | #VALUE! |  |  | #VALUE! | #VALUE! | #VALUE! | #VALUE! | #VALUE! | #VALUE! | #VALUE! | #VALUE! | 0 | #REF! | #VALUE! | #VALUE! | #VALUE! | #VALUE! | #VALUE! | #VALUE! | #VALUE! | 0
|  |  |  | 0 | 51 | 0 |  |  | 1 | 1.0842e-19 | 0 | 1.0669e-18 | 1.0669e-18 | 1.0669e-18 | 0 | 0 |  |  |  |  | #VALUE! | #VALUE! | #VALUE! |  |  | #VALUE! | #VALUE! | #VALUE! | #VALUE! | #VALUE! | #VALUE! | #VALUE! | #VALUE! |  |  |  |  | #VALUE! | #VALUE! | #VALUE! |  |  | #VALUE! | #VALUE! | #VALUE! | #VALUE! | #VALUE! | #VALUE! | #VALUE! | #VALUE! |  |  |  |  | #VALUE! | #VALUE! | #VALUE! |  |  | #VALUE! | #VALUE! | #VALUE! | #VALUE! | #VALUE! | #VALUE! | #VALUE! | #VALUE! |  |  |  |  | #VALUE! | #VALUE! | #VALUE! |  |  | #VALUE! | #VALUE! | #VALUE! | #VALUE! | #VALUE! | #VALUE! | #VALUE! | #VALUE! |  |  |  |  | #VALUE! | #VALUE! | #VALUE! |  |  | #VALUE! | #VALUE! | #VALUE! | #VALUE! | #VALUE! | #VALUE! | #VALUE! | #VALUE! |  |  | #VALUE! | #VALUE! | #VALUE! | #VALUE! | #VALUE! |  |  | #VALUE! | #VALUE! | #VALUE! | #VALUE! | #VALUE! | #VALUE! | #VALUE! | #VALUE! |  |  | #VALUE! | #VALUE! | #VALUE! | #VALUE! | #VALUE! |  |  | #VALUE! | #VALUE! | #VALUE! | #VALUE! | #VALUE! | #VALUE! | #VALUE! | #VALUE! | 0 | #REF! | #VALUE! | #VALUE! | #VALUE! | #VALUE! | #VALUE! | #VALUE! | #VALUE! | 0
|  |  |  | 0 | 51 | 0 |  |  | 1 | 1.0842e-19 | 0 | 1.0669e-18 | 1.0669e-18 | 1.0669e-18 | 0 | 0 |  |  |  |  | #VALUE! | #VALUE! | #VALUE! |  |  | #VALUE! | #VALUE! | #VALUE! | #VALUE! | #VALUE! | #VALUE! | #VALUE! | #VALUE! |  |  |  |  | #VALUE! | #VALUE! | #VALUE! |  |  | #VALUE! | #VALUE! | #VALUE! | #VALUE! | #VALUE! | #VALUE! | #VALUE! | #VALUE! |  |  |  |  | #VALUE! | #VALUE! | #VALUE! |  |  | #VALUE! | #VALUE! | #VALUE! | #VALUE! | #VALUE! | #VALUE! | #VALUE! | #VALUE! |  |  |  |  | #VALUE! | #VALUE! | #VALUE! |  |  | #VALUE! | #VALUE! | #VALUE! | #VALUE! | #VALUE! | #VALUE! | #VALUE! | #VALUE! |  |  |  |  | #VALUE! | #VALUE! | #VALUE! |  |  | #VALUE! | #VALUE! | #VALUE! | #VALUE! | #VALUE! | #VALUE! | #VALUE! | #VALUE! |  |  | #VALUE! | #VALUE! | #VALUE! | #VALUE! | #VALUE! |  |  | #VALUE! | #VALUE! | #VALUE! | #VALUE! | #VALUE! | #VALUE! | #VALUE! | #VALUE! |  |  | #VALUE! | #VALUE! | #VALUE! | #VALUE! | #VALUE! |  |  | #VALUE! | #VALUE! | #VALUE! | #VALUE! | #VALUE! | #VALUE! | #VALUE! | #VALUE! | 0 | #REF! | #VALUE! | #VALUE! | #VALUE! | #VALUE! | #VALUE! | #VALUE! | #VALUE! | 0
|  |  |  | 0 | 51 | 0 |  |  | 1 | 1.0842e-19 | 0 | 1.0669e-18 | 1.0669e-18 | 1.0669e-18 | 0 | 0 |  |  |  |  | #VALUE! | #VALUE! | #VALUE! |  |  | #VALUE! | #VALUE! | #VALUE! | #VALUE! | #VALUE! | #VALUE! | #VALUE! | #VALUE! |  |  |  |  | #VALUE! | #VALUE! | #VALUE! |  |  | #VALUE! | #VALUE! | #VALUE! | #VALUE! | #VALUE! | #VALUE! | #VALUE! | #VALUE! |  |  |  |  | #VALUE! | #VALUE! | #VALUE! |  |  | #VALUE! | #VALUE! | #VALUE! | #VALUE! | #VALUE! | #VALUE! | #VALUE! | #VALUE! |  |  |  |  | #VALUE! | #VALUE! | #VALUE! |  |  | #VALUE! | #VALUE! | #VALUE! | #VALUE! | #VALUE! | #VALUE! | #VALUE! | #VALUE! |  |  |  |  | #VALUE! | #VALUE! | #VALUE! |  |  | #VALUE! | #VALUE! | #VALUE! | #VALUE! | #VALUE! | #VALUE! | #VALUE! | #VALUE! |  |  | #VALUE! | #VALUE! | #VALUE! | #VALUE! | #VALUE! |  |  | #VALUE! | #VALUE! | #VALUE! | #VALUE! | #VALUE! | #VALUE! | #VALUE! | #VALUE! |  |  | #VALUE! | #VALUE! | #VALUE! | #VALUE! | #VALUE! |  |  | #VALUE! | #VALUE! | #VALUE! | #VALUE! | #VALUE! | #VALUE! | #VALUE! | #VALUE! | 0 | #REF! | #VALUE! | #VALUE! | #VALUE! | #VALUE! | #VALUE! | #VALUE! | #VALUE! | 0
|  |  |  | 0 | 51 | 0 |  |  | 1 | 1.0842e-19 | 0 | 1.0669e-18 | 1.0669e-18 | 1.0669e-18 | 0 | 0 |  |  |  |  | #VALUE! | #VALUE! | #VALUE! |  |  | #VALUE! | #VALUE! | #VALUE! | #VALUE! | #VALUE! | #VALUE! | #VALUE! | #VALUE! |  |  |  |  | #VALUE! | #VALUE! | #VALUE! |  |  | #VALUE! | #VALUE! | #VALUE! | #VALUE! | #VALUE! | #VALUE! | #VALUE! | #VALUE! |  |  |  |  | #VALUE! | #VALUE! | #VALUE! |  |  | #VALUE! | #VALUE! | #VALUE! | #VALUE! | #VALUE! | #VALUE! | #VALUE! | #VALUE! |  |  |  |  | #VALUE! | #VALUE! | #VALUE! |  |  | #VALUE! | #VALUE! | #VALUE! | #VALUE! | #VALUE! | #VALUE! | #VALUE! | #VALUE! |  |  |  |  | #VALUE! | #VALUE! | #VALUE! |  |  | #VALUE! | #VALUE! | #VALUE! | #VALUE! | #VALUE! | #VALUE! | #VALUE! | #VALUE! |  |  | #VALUE! | #VALUE! | #VALUE! | #VALUE! | #VALUE! |  |  | #VALUE! | #VALUE! | #VALUE! | #VALUE! | #VALUE! | #VALUE! | #VALUE! | #VALUE! |  |  | #VALUE! | #VALUE! | #VALUE! | #VALUE! | #VALUE! |  |  | #VALUE! | #VALUE! | #VALUE! | #VALUE! | #VALUE! | #VALUE! | #VALUE! | #VALUE! | 0 | #REF! | #VALUE! | #VALUE! | #VALUE! | #VALUE! | #VALUE! | #VALUE! | #VALUE! | 0
|  |  |  | 0 | 51 | 0 |  |  | 1 | 1.0842e-19 | 0 | 1.0669e-18 | 1.0669e-18 | 1.0669e-18 | 0 | 0 |  |  |  |  | #VALUE! | #VALUE! | #VALUE! |  |  | #VALUE! | #VALUE! | #VALUE! | #VALUE! | #VALUE! | #VALUE! | #VALUE! | #VALUE! |  |  |  |  | #VALUE! | #VALUE! | #VALUE! |  |  | #VALUE! | #VALUE! | #VALUE! | #VALUE! | #VALUE! | #VALUE! | #VALUE! | #VALUE! |  |  |  |  | #VALUE! | #VALUE! | #VALUE! |  |  | #VALUE! | #VALUE! | #VALUE! | #VALUE! | #VALUE! | #VALUE! | #VALUE! | #VALUE! |  |  |  |  | #VALUE! | #VALUE! | #VALUE! |  |  | #VALUE! | #VALUE! | #VALUE! | #VALUE! | #VALUE! | #VALUE! | #VALUE! | #VALUE! |  |  |  |  | #VALUE! | #VALUE! | #VALUE! |  |  | #VALUE! | #VALUE! | #VALUE! | #VALUE! | #VALUE! | #VALUE! | #VALUE! | #VALUE! |  |  | #VALUE! | #VALUE! | #VALUE! | #VALUE! | #VALUE! |  |  | #VALUE! | #VALUE! | #VALUE! | #VALUE! | #VALUE! | #VALUE! | #VALUE! | #VALUE! |  |  | #VALUE! | #VALUE! | #VALUE! | #VALUE! | #VALUE! |  |  | #VALUE! | #VALUE! | #VALUE! | #VALUE! | #VALUE! | #VALUE! | #VALUE! | #VALUE! | 0 | #REF! | #VALUE! | #VALUE! | #VALUE! | #VALUE! | #VALUE! | #VALUE! | #VALUE! | 0
|  |  |  | 0 | 51 | 0 |  |  | 1 | 1.0842e-19 | 0 | 1.0669e-18 | 1.0669e-18 | 1.0669e-18 | 0 | 0 |  |  |  |  | #VALUE! | #VALUE! | #VALUE! |  |  | #VALUE! | #VALUE! | #VALUE! | #VALUE! | #VALUE! | #VALUE! | #VALUE! | #VALUE! |  |  |  |  | #VALUE! | #VALUE! | #VALUE! |  |  | #VALUE! | #VALUE! | #VALUE! | #VALUE! | #VALUE! | #VALUE! | #VALUE! | #VALUE! |  |  |  |  | #VALUE! | #VALUE! | #VALUE! |  |  | #VALUE! | #VALUE! | #VALUE! | #VALUE! | #VALUE! | #VALUE! | #VALUE! | #VALUE! |  |  |  |  | #VALUE! | #VALUE! | #VALUE! |  |  | #VALUE! | #VALUE! | #VALUE! | #VALUE! | #VALUE! | #VALUE! | #VALUE! | #VALUE! |  |  |  |  | #VALUE! | #VALUE! | #VALUE! |  |  | #VALUE! | #VALUE! | #VALUE! | #VALUE! | #VALUE! | #VALUE! | #VALUE! | #VALUE! |  |  | #VALUE! | #VALUE! | #VALUE! | #VALUE! | #VALUE! |  |  | #VALUE! | #VALUE! | #VALUE! | #VALUE! | #VALUE! | #VALUE! | #VALUE! | #VALUE! |  |  | #VALUE! | #VALUE! | #VALUE! | #VALUE! | #VALUE! |  |  | #VALUE! | #VALUE! | #VALUE! | #VALUE! | #VALUE! | #VALUE! | #VALUE! | #VALUE! | 0 | #REF! | #VALUE! | #VALUE! | #VALUE! | #VALUE! | #VALUE! | #VALUE! | #VALUE! | 0
|  |  |  | 0 | 51 | 0 |  |  | 1 | 1.0842e-19 | 0 | 1.0669e-18 | 1.0669e-18 | 1.0669e-18 | 0 | 0 |  |  |  |  | #VALUE! | #VALUE! | #VALUE! |  |  | #VALUE! | #VALUE! | #VALUE! | #VALUE! | #VALUE! | #VALUE! | #VALUE! | #VALUE! |  |  |  |  | #VALUE! | #VALUE! | #VALUE! |  |  | #VALUE! | #VALUE! | #VALUE! | #VALUE! | #VALUE! | #VALUE! | #VALUE! | #VALUE! |  |  |  |  | #VALUE! | #VALUE! | #VALUE! |  |  | #VALUE! | #VALUE! | #VALUE! | #VALUE! | #VALUE! | #VALUE! | #VALUE! | #VALUE! |  |  |  |  | #VALUE! | #VALUE! | #VALUE! |  |  | #VALUE! | #VALUE! | #VALUE! | #VALUE! | #VALUE! | #VALUE! | #VALUE! | #VALUE! |  |  |  |  | #VALUE! | #VALUE! | #VALUE! |  |  | #VALUE! | #VALUE! | #VALUE! | #VALUE! | #VALUE! | #VALUE! | #VALUE! | #VALUE! |  |  | #VALUE! | #VALUE! | #VALUE! | #VALUE! | #VALUE! |  |  | #VALUE! | #VALUE! | #VALUE! | #VALUE! | #VALUE! | #VALUE! | #VALUE! | #VALUE! |  |  | #VALUE! | #VALUE! | #VALUE! | #VALUE! | #VALUE! |  |  | #VALUE! | #VALUE! | #VALUE! | #VALUE! | #VALUE! | #VALUE! | #VALUE! | #VALUE! | 0 | #REF! | #VALUE! | #VALUE! | #VALUE! | #VALUE! | #VALUE! | #VALUE! | #VALUE! | 0
|  |  |  | 0 | 51 | 0 |  |  | 1 | 1.0842e-19 | 0 | 1.0669e-18 | 1.0669e-18 | 1.0669e-18 | 0 | 0 |  |  |  |  | #VALUE! | #VALUE! | #VALUE! |  |  | #VALUE! | #VALUE! | #VALUE! | #VALUE! | #VALUE! | #VALUE! | #VALUE! | #VALUE! |  |  |  |  | #VALUE! | #VALUE! | #VALUE! |  |  | #VALUE! | #VALUE! | #VALUE! | #VALUE! | #VALUE! | #VALUE! | #VALUE! | #VALUE! |  |  |  |  | #VALUE! | #VALUE! | #VALUE! |  |  | #VALUE! | #VALUE! | #VALUE! | #VALUE! | #VALUE! | #VALUE! | #VALUE! | #VALUE! |  |  |  |  | #VALUE! | #VALUE! | #VALUE! |  |  | #VALUE! | #VALUE! | #VALUE! | #VALUE! | #VALUE! | #VALUE! | #VALUE! | #VALUE! |  |  |  |  | #VALUE! | #VALUE! | #VALUE! |  |  | #VALUE! | #VALUE! | #VALUE! | #VALUE! | #VALUE! | #VALUE! | #VALUE! | #VALUE! |  |  | #VALUE! | #VALUE! | #VALUE! | #VALUE! | #VALUE! |  |  | #VALUE! | #VALUE! | #VALUE! | #VALUE! | #VALUE! | #VALUE! | #VALUE! | #VALUE! |  |  | #VALUE! | #VALUE! | #VALUE! | #VALUE! | #VALUE! |  |  | #VALUE! | #VALUE! | #VALUE! | #VALUE! | #VALUE! | #VALUE! | #VALUE! | #VALUE! | 0 | #REF! | #VALUE! | #VALUE! | #VALUE! | #VALUE! | #VALUE! | #VALUE! | #VALUE! | 0
|  |  |  | 0 | 51 | 0 |  |  | 1 | 1.0842e-19 | 0 | 1.0669e-18 | 1.0669e-18 | 1.0669e-18 | 0 | 0 |  |  |  |  | #VALUE! | #VALUE! | #VALUE! |  |  | #VALUE! | #VALUE! | #VALUE! | #VALUE! | #VALUE! | #VALUE! | #VALUE! | #VALUE! |  |  |  |  | #VALUE! | #VALUE! | #VALUE! |  |  | #VALUE! | #VALUE! | #VALUE! | #VALUE! | #VALUE! | #VALUE! | #VALUE! | #VALUE! |  |  |  |  | #VALUE! | #VALUE! | #VALUE! |  |  | #VALUE! | #VALUE! | #VALUE! | #VALUE! | #VALUE! | #VALUE! | #VALUE! | #VALUE! |  |  |  |  | #VALUE! | #VALUE! | #VALUE! |  |  | #VALUE! | #VALUE! | #VALUE! | #VALUE! | #VALUE! | #VALUE! | #VALUE! | #VALUE! |  |  |  |  | #VALUE! | #VALUE! | #VALUE! |  |  | #VALUE! | #VALUE! | #VALUE! | #VALUE! | #VALUE! | #VALUE! | #VALUE! | #VALUE! |  |  | #VALUE! | #VALUE! | #VALUE! | #VALUE! | #VALUE! |  |  | #VALUE! | #VALUE! | #VALUE! | #VALUE! | #VALUE! | #VALUE! | #VALUE! | #VALUE! |  |  | #VALUE! | #VALUE! | #VALUE! | #VALUE! | #VALUE! |  |  | #VALUE! | #VALUE! | #VALUE! | #VALUE! | #VALUE! | #VALUE! | #VALUE! | #VALUE! | 0 | #REF! | #VALUE! | #VALUE! | #VALUE! | #VALUE! | #VALUE! | #VALUE! | #VALUE! | 0
|  |  |  | 0 | 51 | 0 |  |  | 1 | 1.0842e-19 | 0 | 1.0669e-18 | 1.0669e-18 | 1.0669e-18 | 0 | 0 |  |  |  |  | #VALUE! | #VALUE! | #VALUE! |  |  | #VALUE! | #VALUE! | #VALUE! | #VALUE! | #VALUE! | #VALUE! | #VALUE! | #VALUE! |  |  |  |  | #VALUE! | #VALUE! | #VALUE! |  |  | #VALUE! | #VALUE! | #VALUE! | #VALUE! | #VALUE! | #VALUE! | #VALUE! | #VALUE! |  |  |  |  | #VALUE! | #VALUE! | #VALUE! |  |  | #VALUE! | #VALUE! | #VALUE! | #VALUE! | #VALUE! | #VALUE! | #VALUE! | #VALUE! |  |  |  |  | #VALUE! | #VALUE! | #VALUE! |  |  | #VALUE! | #VALUE! | #VALUE! | #VALUE! | #VALUE! | #VALUE! | #VALUE! | #VALUE! |  |  |  |  | #VALUE! | #VALUE! | #VALUE! |  |  | #VALUE! | #VALUE! | #VALUE! | #VALUE! | #VALUE! | #VALUE! | #VALUE! | #VALUE! |  |  | #VALUE! | #VALUE! | #VALUE! | #VALUE! | #VALUE! |  |  | #VALUE! | #VALUE! | #VALUE! | #VALUE! | #VALUE! | #VALUE! | #VALUE! | #VALUE! |  |  | #VALUE! | #VALUE! | #VALUE! | #VALUE! | #VALUE! |  |  | #VALUE! | #VALUE! | #VALUE! | #VALUE! | #VALUE! | #VALUE! | #VALUE! | #VALUE! | 0 | #REF! | #VALUE! | #VALUE! | #VALUE! | #VALUE! | #VALUE! | #VALUE! | #VALUE! | 0
|  |  |  | 0 | 51 | 0 |  |  | 1 | 1.0842e-19 | 0 | 1.0669e-18 | 1.0669e-18 | 1.0669e-18 | 0 | 0 |  |  |  |  | #VALUE! | #VALUE! | #VALUE! |  |  | #VALUE! | #VALUE! | #VALUE! | #VALUE! | #VALUE! | #VALUE! | #VALUE! | #VALUE! |  |  |  |  | #VALUE! | #VALUE! | #VALUE! |  |  | #VALUE! | #VALUE! | #VALUE! | #VALUE! | #VALUE! | #VALUE! | #VALUE! | #VALUE! |  |  |  |  | #VALUE! | #VALUE! | #VALUE! |  |  | #VALUE! | #VALUE! | #VALUE! | #VALUE! | #VALUE! | #VALUE! | #VALUE! | #VALUE! |  |  |  |  | #VALUE! | #VALUE! | #VALUE! |  |  | #VALUE! | #VALUE! | #VALUE! | #VALUE! | #VALUE! | #VALUE! | #VALUE! | #VALUE! |  |  |  |  | #VALUE! | #VALUE! | #VALUE! |  |  | #VALUE! | #VALUE! | #VALUE! | #VALUE! | #VALUE! | #VALUE! | #VALUE! | #VALUE! |  |  | #VALUE! | #VALUE! | #VALUE! | #VALUE! | #VALUE! |  |  | #VALUE! | #VALUE! | #VALUE! | #VALUE! | #VALUE! | #VALUE! | #VALUE! | #VALUE! |  |  | #VALUE! | #VALUE! | #VALUE! | #VALUE! | #VALUE! |  |  | #VALUE! | #VALUE! | #VALUE! | #VALUE! | #VALUE! | #VALUE! | #VALUE! | #VALUE! | 0 | #REF! | #VALUE! | #VALUE! | #VALUE! | #VALUE! | #VALUE! | #VALUE! | #VALUE! | 0
|  |  |  | 0 | 51 | 0 |  |  | 1 | 1.0842e-19 | 0 | 1.0669e-18 | 1.0669e-18 | 1.0669e-18 | 0 | 0 |  |  |  |  | #VALUE! | #VALUE! | #VALUE! |  |  | #VALUE! | #VALUE! | #VALUE! | #VALUE! | #VALUE! | #VALUE! | #VALUE! | #VALUE! |  |  |  |  | #VALUE! | #VALUE! | #VALUE! |  |  | #VALUE! | #VALUE! | #VALUE! | #VALUE! | #VALUE! | #VALUE! | #VALUE! | #VALUE! |  |  |  |  | #VALUE! | #VALUE! | #VALUE! |  |  | #VALUE! | #VALUE! | #VALUE! | #VALUE! | #VALUE! | #VALUE! | #VALUE! | #VALUE! |  |  |  |  | #VALUE! | #VALUE! | #VALUE! |  |  | #VALUE! | #VALUE! | #VALUE! | #VALUE! | #VALUE! | #VALUE! | #VALUE! | #VALUE! |  |  |  |  | #VALUE! | #VALUE! | #VALUE! |  |  | #VALUE! | #VALUE! | #VALUE! | #VALUE! | #VALUE! | #VALUE! | #VALUE! | #VALUE! |  |  | #VALUE! | #VALUE! | #VALUE! | #VALUE! | #VALUE! |  |  | #VALUE! | #VALUE! | #VALUE! | #VALUE! | #VALUE! | #VALUE! | #VALUE! | #VALUE! |  |  | #VALUE! | #VALUE! | #VALUE! | #VALUE! | #VALUE! |  |  | #VALUE! | #VALUE! | #VALUE! | #VALUE! | #VALUE! | #VALUE! | #VALUE! | #VALUE! | 0 | #REF! | #VALUE! | #VALUE! | #VALUE! | #VALUE! | #VALUE! | #VALUE! | #VALUE! | 0
|  |  |  | 0 | 51 | 0 |  |  | 1 | 1.0842e-19 | 0 | 1.0669e-18 | 1.0669e-18 | 1.0669e-18 | 0 | 0 |  |  |  |  | #VALUE! | #VALUE! | #VALUE! |  |  | #VALUE! | #VALUE! | #VALUE! | #VALUE! | #VALUE! | #VALUE! | #VALUE! | #VALUE! |  |  |  |  | #VALUE! | #VALUE! | #VALUE! |  |  | #VALUE! | #VALUE! | #VALUE! | #VALUE! | #VALUE! | #VALUE! | #VALUE! | #VALUE! |  |  |  |  | #VALUE! | #VALUE! | #VALUE! |  |  | #VALUE! | #VALUE! | #VALUE! | #VALUE! | #VALUE! | #VALUE! | #VALUE! | #VALUE! |  |  |  |  | #VALUE! | #VALUE! | #VALUE! |  |  | #VALUE! | #VALUE! | #VALUE! | #VALUE! | #VALUE! | #VALUE! | #VALUE! | #VALUE! |  |  |  |  | #VALUE! | #VALUE! | #VALUE! |  |  | #VALUE! | #VALUE! | #VALUE! | #VALUE! | #VALUE! | #VALUE! | #VALUE! | #VALUE! |  |  | #VALUE! | #VALUE! | #VALUE! | #VALUE! | #VALUE! |  |  | #VALUE! | #VALUE! | #VALUE! | #VALUE! | #VALUE! | #VALUE! | #VALUE! | #VALUE! |  |  | #VALUE! | #VALUE! | #VALUE! | #VALUE! | #VALUE! |  |  | #VALUE! | #VALUE! | #VALUE! | #VALUE! | #VALUE! | #VALUE! | #VALUE! | #VALUE! | 0 | #REF! | #VALUE! | #VALUE! | #VALUE! | #VALUE! | #VALUE! | #VALUE! | #VALUE! | 0
|  |  |  | 0 | 51 | 0 |  |  | 1 | 1.0842e-19 | 0 | 1.0669e-18 | 1.0669e-18 | 1.0669e-18 | 0 | 0 |  |  |  |  | #VALUE! | #VALUE! | #VALUE! |  |  | #VALUE! | #VALUE! | #VALUE! | #VALUE! | #VALUE! | #VALUE! | #VALUE! | #VALUE! |  |  |  |  | #VALUE! | #VALUE! | #VALUE! |  |  | #VALUE! | #VALUE! | #VALUE! | #VALUE! | #VALUE! | #VALUE! | #VALUE! | #VALUE! |  |  |  |  | #VALUE! | #VALUE! | #VALUE! |  |  | #VALUE! | #VALUE! | #VALUE! | #VALUE! | #VALUE! | #VALUE! | #VALUE! | #VALUE! |  |  |  |  | #VALUE! | #VALUE! | #VALUE! |  |  | #VALUE! | #VALUE! | #VALUE! | #VALUE! | #VALUE! | #VALUE! | #VALUE! | #VALUE! |  |  |  |  | #VALUE! | #VALUE! | #VALUE! |  |  | #VALUE! | #VALUE! | #VALUE! | #VALUE! | #VALUE! | #VALUE! | #VALUE! | #VALUE! |  |  | #VALUE! | #VALUE! | #VALUE! | #VALUE! | #VALUE! |  |  | #VALUE! | #VALUE! | #VALUE! | #VALUE! | #VALUE! | #VALUE! | #VALUE! | #VALUE! |  |  | #VALUE! | #VALUE! | #VALUE! | #VALUE! | #VALUE! |  |  | #VALUE! | #VALUE! | #VALUE! | #VALUE! | #VALUE! | #VALUE! | #VALUE! | #VALUE! | 0 | #REF! | #VALUE! | #VALUE! | #VALUE! | #VALUE! | #VALUE! | #VALUE! | #VALUE! | 0
|  |  |  | 0 | 51 | 0 |  |  | 1 | 1.0842e-19 | 0 | 1.0669e-18 | 1.0669e-18 | 1.0669e-18 | 0 | 0 |  |  |  |  | #VALUE! | #VALUE! | #VALUE! |  |  | #VALUE! | #VALUE! | #VALUE! | #VALUE! | #VALUE! | #VALUE! | #VALUE! | #VALUE! |  |  |  |  | #VALUE! | #VALUE! | #VALUE! |  |  | #VALUE! | #VALUE! | #VALUE! | #VALUE! | #VALUE! | #VALUE! | #VALUE! | #VALUE! |  |  |  |  | #VALUE! | #VALUE! | #VALUE! |  |  | #VALUE! | #VALUE! | #VALUE! | #VALUE! | #VALUE! | #VALUE! | #VALUE! | #VALUE! |  |  |  |  | #VALUE! | #VALUE! | #VALUE! |  |  | #VALUE! | #VALUE! | #VALUE! | #VALUE! | #VALUE! | #VALUE! | #VALUE! | #VALUE! |  |  |  |  | #VALUE! | #VALUE! | #VALUE! |  |  | #VALUE! | #VALUE! | #VALUE! | #VALUE! | #VALUE! | #VALUE! | #VALUE! | #VALUE! |  |  | #VALUE! | #VALUE! | #VALUE! | #VALUE! | #VALUE! |  |  | #VALUE! | #VALUE! | #VALUE! | #VALUE! | #VALUE! | #VALUE! | #VALUE! | #VALUE! |  |  | #VALUE! | #VALUE! | #VALUE! | #VALUE! | #VALUE! |  |  | #VALUE! | #VALUE! | #VALUE! | #VALUE! | #VALUE! | #VALUE! | #VALUE! | #VALUE! | 0 | #REF! | #VALUE! | #VALUE! | #VALUE! | #VALUE! | #VALUE! | #VALUE! | #VALUE! | 0
|  |  |  | 0 | 51 | 0 |  |  | 1 | 1.0842e-19 | 0 | 1.0669e-18 | 1.0669e-18 | 1.0669e-18 | 0 | 0 |  |  |  |  | #VALUE! | #VALUE! | #VALUE! |  |  | #VALUE! | #VALUE! | #VALUE! | #VALUE! | #VALUE! | #VALUE! | #VALUE! | #VALUE! |  |  |  |  | #VALUE! | #VALUE! | #VALUE! |  |  | #VALUE! | #VALUE! | #VALUE! | #VALUE! | #VALUE! | #VALUE! | #VALUE! | #VALUE! |  |  |  |  | #VALUE! | #VALUE! | #VALUE! |  |  | #VALUE! | #VALUE! | #VALUE! | #VALUE! | #VALUE! | #VALUE! | #VALUE! | #VALUE! |  |  |  |  | #VALUE! | #VALUE! | #VALUE! |  |  | #VALUE! | #VALUE! | #VALUE! | #VALUE! | #VALUE! | #VALUE! | #VALUE! | #VALUE! |  |  |  |  | #VALUE! | #VALUE! | #VALUE! |  |  | #VALUE! | #VALUE! | #VALUE! | #VALUE! | #VALUE! | #VALUE! | #VALUE! | #VALUE! |  |  | #VALUE! | #VALUE! | #VALUE! | #VALUE! | #VALUE! |  |  | #VALUE! | #VALUE! | #VALUE! | #VALUE! | #VALUE! | #VALUE! | #VALUE! | #VALUE! |  |  | #VALUE! | #VALUE! | #VALUE! | #VALUE! | #VALUE! |  |  | #VALUE! | #VALUE! | #VALUE! | #VALUE! | #VALUE! | #VALUE! | #VALUE! | #VALUE! | 0 | #REF! | #VALUE! | #VALUE! | #VALUE! | #VALUE! | #VALUE! | #VALUE! | #VALUE! | 0
|  |  |  | 0 | 51 | 0 |  |  | 1 | 1.0842e-19 | 0 | 1.0669e-18 | 1.0669e-18 | 1.0669e-18 | 0 | 0 |  |  |  |  | #VALUE! | #VALUE! | #VALUE! |  |  | #VALUE! | #VALUE! | #VALUE! | #VALUE! | #VALUE! | #VALUE! | #VALUE! | #VALUE! |  |  |  |  | #VALUE! | #VALUE! | #VALUE! |  |  | #VALUE! | #VALUE! | #VALUE! | #VALUE! | #VALUE! | #VALUE! | #VALUE! | #VALUE! |  |  |  |  | #VALUE! | #VALUE! | #VALUE! |  |  | #VALUE! | #VALUE! | #VALUE! | #VALUE! | #VALUE! | #VALUE! | #VALUE! | #VALUE! |  |  |  |  | #VALUE! | #VALUE! | #VALUE! |  |  | #VALUE! | #VALUE! | #VALUE! | #VALUE! | #VALUE! | #VALUE! | #VALUE! | #VALUE! |  |  |  |  | #VALUE! | #VALUE! | #VALUE! |  |  | #VALUE! | #VALUE! | #VALUE! | #VALUE! | #VALUE! | #VALUE! | #VALUE! | #VALUE! |  |  | #VALUE! | #VALUE! | #VALUE! | #VALUE! | #VALUE! |  |  | #VALUE! | #VALUE! | #VALUE! | #VALUE! | #VALUE! | #VALUE! | #VALUE! | #VALUE! |  |  | #VALUE! | #VALUE! | #VALUE! | #VALUE! | #VALUE! |  |  | #VALUE! | #VALUE! | #VALUE! | #VALUE! | #VALUE! | #VALUE! | #VALUE! | #VALUE! | 0 | #REF! | #VALUE! | #VALUE! | #VALUE! | #VALUE! | #VALUE! | #VALUE! | #VALUE! | 0
|  |  |  | 0 | 51 | 0 |  |  | 1 | 1.0842e-19 | 0 | 1.0669e-18 | 1.0669e-18 | 1.0669e-18 | 0 | 0 |  |  |  |  | #VALUE! | #VALUE! | #VALUE! |  |  | #VALUE! | #VALUE! | #VALUE! | #VALUE! | #VALUE! | #VALUE! | #VALUE! | #VALUE! |  |  |  |  | #VALUE! | #VALUE! | #VALUE! |  |  | #VALUE! | #VALUE! | #VALUE! | #VALUE! | #VALUE! | #VALUE! | #VALUE! | #VALUE! |  |  |  |  | #VALUE! | #VALUE! | #VALUE! |  |  | #VALUE! | #VALUE! | #VALUE! | #VALUE! | #VALUE! | #VALUE! | #VALUE! | #VALUE! |  |  |  |  | #VALUE! | #VALUE! | #VALUE! |  |  | #VALUE! | #VALUE! | #VALUE! | #VALUE! | #VALUE! | #VALUE! | #VALUE! | #VALUE! |  |  |  |  | #VALUE! | #VALUE! | #VALUE! |  |  | #VALUE! | #VALUE! | #VALUE! | #VALUE! | #VALUE! | #VALUE! | #VALUE! | #VALUE! |  |  | #VALUE! | #VALUE! | #VALUE! | #VALUE! | #VALUE! |  |  | #VALUE! | #VALUE! | #VALUE! | #VALUE! | #VALUE! | #VALUE! | #VALUE! | #VALUE! |  |  | #VALUE! | #VALUE! | #VALUE! | #VALUE! | #VALUE! |  |  | #VALUE! | #VALUE! | #VALUE! | #VALUE! | #VALUE! | #VALUE! | #VALUE! | #VALUE! | 0 | #REF! | #VALUE! | #VALUE! | #VALUE! | #VALUE! | #VALUE! | #VALUE! | #VALUE! | 0
|  |  |  | 0 | 51 | 0 |  |  | 1 | 1.0842e-19 | 0 | 1.0669e-18 | 1.0669e-18 | 1.0669e-18 | 0 | 0 |  |  |  |  | #VALUE! | #VALUE! | #VALUE! |  |  | #VALUE! | #VALUE! | #VALUE! | #VALUE! | #VALUE! | #VALUE! | #VALUE! | #VALUE! |  |  |  |  | #VALUE! | #VALUE! | #VALUE! |  |  | #VALUE! | #VALUE! | #VALUE! | #VALUE! | #VALUE! | #VALUE! | #VALUE! | #VALUE! |  |  |  |  | #VALUE! | #VALUE! | #VALUE! |  |  | #VALUE! | #VALUE! | #VALUE! | #VALUE! | #VALUE! | #VALUE! | #VALUE! | #VALUE! |  |  |  |  | #VALUE! | #VALUE! | #VALUE! |  |  | #VALUE! | #VALUE! | #VALUE! | #VALUE! | #VALUE! | #VALUE! | #VALUE! | #VALUE! |  |  |  |  | #VALUE! | #VALUE! | #VALUE! |  |  | #VALUE! | #VALUE! | #VALUE! | #VALUE! | #VALUE! | #VALUE! | #VALUE! | #VALUE! |  |  | #VALUE! | #VALUE! | #VALUE! | #VALUE! | #VALUE! |  |  | #VALUE! | #VALUE! | #VALUE! | #VALUE! | #VALUE! | #VALUE! | #VALUE! | #VALUE! |  |  | #VALUE! | #VALUE! | #VALUE! | #VALUE! | #VALUE! |  |  | #VALUE! | #VALUE! | #VALUE! | #VALUE! | #VALUE! | #VALUE! | #VALUE! | #VALUE! | 0 | #REF! | #VALUE! | #VALUE! | #VALUE! | #VALUE! | #VALUE! | #VALUE! | #VALUE! | 0
|  |  |  | 0 | 51 | 0 |  |  | 1 | 1.0842e-19 | 0 | 1.0669e-18 | 1.0669e-18 | 1.0669e-18 | 0 | 0 |  |  |  |  | #VALUE! | #VALUE! | #VALUE! |  |  | #VALUE! | #VALUE! | #VALUE! | #VALUE! | #VALUE! | #VALUE! | #VALUE! | #VALUE! |  |  |  |  | #VALUE! | #VALUE! | #VALUE! |  |  | #VALUE! | #VALUE! | #VALUE! | #VALUE! | #VALUE! | #VALUE! | #VALUE! | #VALUE! |  |  |  |  | #VALUE! | #VALUE! | #VALUE! |  |  | #VALUE! | #VALUE! | #VALUE! | #VALUE! | #VALUE! | #VALUE! | #VALUE! | #VALUE! |  |  |  |  | #VALUE! | #VALUE! | #VALUE! |  |  | #VALUE! | #VALUE! | #VALUE! | #VALUE! | #VALUE! | #VALUE! | #VALUE! | #VALUE! |  |  |  |  | #VALUE! | #VALUE! | #VALUE! |  |  | #VALUE! | #VALUE! | #VALUE! | #VALUE! | #VALUE! | #VALUE! | #VALUE! | #VALUE! |  |  | #VALUE! | #VALUE! | #VALUE! | #VALUE! | #VALUE! |  |  | #VALUE! | #VALUE! | #VALUE! | #VALUE! | #VALUE! | #VALUE! | #VALUE! | #VALUE! |  |  | #VALUE! | #VALUE! | #VALUE! | #VALUE! | #VALUE! |  |  | #VALUE! | #VALUE! | #VALUE! | #VALUE! | #VALUE! | #VALUE! | #VALUE! | #VALUE! | 0 | #REF! | #VALUE! | #VALUE! | #VALUE! | #VALUE! | #VALUE! | #VALUE! | #VALUE! | 0
|  |  |  | 0 | 51 | 0 |  |  | 1 | 1.0842e-19 | 0 | 1.0669e-18 | 1.0669e-18 | 1.0669e-18 | 0 | 0 |  |  |  |  | #VALUE! | #VALUE! | #VALUE! |  |  | #VALUE! | #VALUE! | #VALUE! | #VALUE! | #VALUE! | #VALUE! | #VALUE! | #VALUE! |  |  |  |  | #VALUE! | #VALUE! | #VALUE! |  |  | #VALUE! | #VALUE! | #VALUE! | #VALUE! | #VALUE! | #VALUE! | #VALUE! | #VALUE! |  |  |  |  | #VALUE! | #VALUE! | #VALUE! |  |  | #VALUE! | #VALUE! | #VALUE! | #VALUE! | #VALUE! | #VALUE! | #VALUE! | #VALUE! |  |  |  |  | #VALUE! | #VALUE! | #VALUE! |  |  | #VALUE! | #VALUE! | #VALUE! | #VALUE! | #VALUE! | #VALUE! | #VALUE! | #VALUE! |  |  |  |  | #VALUE! | #VALUE! | #VALUE! |  |  | #VALUE! | #VALUE! | #VALUE! | #VALUE! | #VALUE! | #VALUE! | #VALUE! | #VALUE! |  |  | #VALUE! | #VALUE! | #VALUE! | #VALUE! | #VALUE! |  |  | #VALUE! | #VALUE! | #VALUE! | #VALUE! | #VALUE! | #VALUE! | #VALUE! | #VALUE! |  |  | #VALUE! | #VALUE! | #VALUE! | #VALUE! | #VALUE! |  |  | #VALUE! | #VALUE! | #VALUE! | #VALUE! | #VALUE! | #VALUE! | #VALUE! | #VALUE! | 0 | #REF! | #VALUE! | #VALUE! | #VALUE! | #VALUE! | #VALUE! | #VALUE! | #VALUE! | 0
|  |  |  | 0 | 51 | 0 |  |  | 1 | 1.0842e-19 | 0 | 1.0669e-18 | 1.0669e-18 | 1.0669e-18 | 0 | 0 |  |  |  |  | #VALUE! | #VALUE! | #VALUE! |  |  | #VALUE! | #VALUE! | #VALUE! | #VALUE! | #VALUE! | #VALUE! | #VALUE! | #VALUE! |  |  |  |  | #VALUE! | #VALUE! | #VALUE! |  |  | #VALUE! | #VALUE! | #VALUE! | #VALUE! | #VALUE! | #VALUE! | #VALUE! | #VALUE! |  |  |  |  | #VALUE! | #VALUE! | #VALUE! |  |  | #VALUE! | #VALUE! | #VALUE! | #VALUE! | #VALUE! | #VALUE! | #VALUE! | #VALUE! |  |  |  |  | #VALUE! | #VALUE! | #VALUE! |  |  | #VALUE! | #VALUE! | #VALUE! | #VALUE! | #VALUE! | #VALUE! | #VALUE! | #VALUE! |  |  |  |  | #VALUE! | #VALUE! | #VALUE! |  |  | #VALUE! | #VALUE! | #VALUE! | #VALUE! | #VALUE! | #VALUE! | #VALUE! | #VALUE! |  |  | #VALUE! | #VALUE! | #VALUE! | #VALUE! | #VALUE! |  |  | #VALUE! | #VALUE! | #VALUE! | #VALUE! | #VALUE! | #VALUE! | #VALUE! | #VALUE! |  |  | #VALUE! | #VALUE! | #VALUE! | #VALUE! | #VALUE! |  |  | #VALUE! | #VALUE! | #VALUE! | #VALUE! | #VALUE! | #VALUE! | #VALUE! | #VALUE! | 0 | #REF! | #VALUE! | #VALUE! | #VALUE! | #VALUE! | #VALUE! | #VALUE! | #VALUE! | 0
|  |  |  | 0 | 51 | 0 |  |  | 1 | 1.0842e-19 | 0 | 1.0669e-18 | 1.0669e-18 | 1.0669e-18 | 0 | 0 |  |  |  |  | #VALUE! | #VALUE! | #VALUE! |  |  | #VALUE! | #VALUE! | #VALUE! | #VALUE! | #VALUE! | #VALUE! | #VALUE! | #VALUE! |  |  |  |  | #VALUE! | #VALUE! | #VALUE! |  |  | #VALUE! | #VALUE! | #VALUE! | #VALUE! | #VALUE! | #VALUE! | #VALUE! | #VALUE! |  |  |  |  | #VALUE! | #VALUE! | #VALUE! |  |  | #VALUE! | #VALUE! | #VALUE! | #VALUE! | #VALUE! | #VALUE! | #VALUE! | #VALUE! |  |  |  |  | #VALUE! | #VALUE! | #VALUE! |  |  | #VALUE! | #VALUE! | #VALUE! | #VALUE! | #VALUE! | #VALUE! | #VALUE! | #VALUE! |  |  |  |  | #VALUE! | #VALUE! | #VALUE! |  |  | #VALUE! | #VALUE! | #VALUE! | #VALUE! | #VALUE! | #VALUE! | #VALUE! | #VALUE! |  |  | #VALUE! | #VALUE! | #VALUE! | #VALUE! | #VALUE! |  |  | #VALUE! | #VALUE! | #VALUE! | #VALUE! | #VALUE! | #VALUE! | #VALUE! | #VALUE! |  |  | #VALUE! | #VALUE! | #VALUE! | #VALUE! | #VALUE! |  |  | #VALUE! | #VALUE! | #VALUE! | #VALUE! | #VALUE! | #VALUE! | #VALUE! | #VALUE! | 0 | #REF! | #VALUE! | #VALUE! | #VALUE! | #VALUE! | #VALUE! | #VALUE! | #VALUE! | 0
|  |  |  | 0 | 51 | 0 |  |  | 1 | 1.0842e-19 | 0 | 1.0669e-18 | 1.0669e-18 | 1.0669e-18 | 0 | 0 |  |  |  |  | #VALUE! | #VALUE! | #VALUE! |  |  | #VALUE! | #VALUE! | #VALUE! | #VALUE! | #VALUE! | #VALUE! | #VALUE! | #VALUE! |  |  |  |  | #VALUE! | #VALUE! | #VALUE! |  |  | #VALUE! | #VALUE! | #VALUE! | #VALUE! | #VALUE! | #VALUE! | #VALUE! | #VALUE! |  |  |  |  | #VALUE! | #VALUE! | #VALUE! |  |  | #VALUE! | #VALUE! | #VALUE! | #VALUE! | #VALUE! | #VALUE! | #VALUE! | #VALUE! |  |  |  |  | #VALUE! | #VALUE! | #VALUE! |  |  | #VALUE! | #VALUE! | #VALUE! | #VALUE! | #VALUE! | #VALUE! | #VALUE! | #VALUE! |  |  |  |  | #VALUE! | #VALUE! | #VALUE! |  |  | #VALUE! | #VALUE! | #VALUE! | #VALUE! | #VALUE! | #VALUE! | #VALUE! | #VALUE! |  |  | #VALUE! | #VALUE! | #VALUE! | #VALUE! | #VALUE! |  |  | #VALUE! | #VALUE! | #VALUE! | #VALUE! | #VALUE! | #VALUE! | #VALUE! | #VALUE! |  |  | #VALUE! | #VALUE! | #VALUE! | #VALUE! | #VALUE! |  |  | #VALUE! | #VALUE! | #VALUE! | #VALUE! | #VALUE! | #VALUE! | #VALUE! | #VALUE! | 0 | #REF! | #VALUE! | #VALUE! | #VALUE! | #VALUE! | #VALUE! | #VALUE! | #VALUE! | 0
|  |  |  | 0 | 51 | 0 |  |  | 1 | 1.0842e-19 | 0 | 1.0669e-18 | 1.0669e-18 | 1.0669e-18 | 0 | 0 |  |  |  |  | #VALUE! | #VALUE! | #VALUE! |  |  | #VALUE! | #VALUE! | #VALUE! | #VALUE! | #VALUE! | #VALUE! | #VALUE! | #VALUE! |  |  |  |  | #VALUE! | #VALUE! | #VALUE! |  |  | #VALUE! | #VALUE! | #VALUE! | #VALUE! | #VALUE! | #VALUE! | #VALUE! | #VALUE! |  |  |  |  | #VALUE! | #VALUE! | #VALUE! |  |  | #VALUE! | #VALUE! | #VALUE! | #VALUE! | #VALUE! | #VALUE! | #VALUE! | #VALUE! |  |  |  |  | #VALUE! | #VALUE! | #VALUE! |  |  | #VALUE! | #VALUE! | #VALUE! | #VALUE! | #VALUE! | #VALUE! | #VALUE! | #VALUE! |  |  |  |  | #VALUE! | #VALUE! | #VALUE! |  |  | #VALUE! | #VALUE! | #VALUE! | #VALUE! | #VALUE! | #VALUE! | #VALUE! | #VALUE! |  |  | #VALUE! | #VALUE! | #VALUE! | #VALUE! | #VALUE! |  |  | #VALUE! | #VALUE! | #VALUE! | #VALUE! | #VALUE! | #VALUE! | #VALUE! | #VALUE! |  |  | #VALUE! | #VALUE! | #VALUE! | #VALUE! | #VALUE! |  |  | #VALUE! | #VALUE! | #VALUE! | #VALUE! | #VALUE! | #VALUE! | #VALUE! | #VALUE! | 0 | #REF! | #VALUE! | #VALUE! | #VALUE! | #VALUE! | #VALUE! | #VALUE! | #VALUE! | 0
|  |  |  | 0 | 51 | 0 |  |  | 1 | 1.0842e-19 | 0 | 1.0669e-18 | 1.0669e-18 | 1.0669e-18 | 0 | 0 |  |  |  |  | #VALUE! | #VALUE! | #VALUE! |  |  | #VALUE! | #VALUE! | #VALUE! | #VALUE! | #VALUE! | #VALUE! | #VALUE! | #VALUE! |  |  |  |  | #VALUE! | #VALUE! | #VALUE! |  |  | #VALUE! | #VALUE! | #VALUE! | #VALUE! | #VALUE! | #VALUE! | #VALUE! | #VALUE! |  |  |  |  | #VALUE! | #VALUE! | #VALUE! |  |  | #VALUE! | #VALUE! | #VALUE! | #VALUE! | #VALUE! | #VALUE! | #VALUE! | #VALUE! |  |  |  |  | #VALUE! | #VALUE! | #VALUE! |  |  | #VALUE! | #VALUE! | #VALUE! | #VALUE! | #VALUE! | #VALUE! | #VALUE! | #VALUE! |  |  |  |  | #VALUE! | #VALUE! | #VALUE! |  |  | #VALUE! | #VALUE! | #VALUE! | #VALUE! | #VALUE! | #VALUE! | #VALUE! | #VALUE! |  |  | #VALUE! | #VALUE! | #VALUE! | #VALUE! | #VALUE! |  |  | #VALUE! | #VALUE! | #VALUE! | #VALUE! | #VALUE! | #VALUE! | #VALUE! | #VALUE! |  |  | #VALUE! | #VALUE! | #VALUE! | #VALUE! | #VALUE! |  |  | #VALUE! | #VALUE! | #VALUE! | #VALUE! | #VALUE! | #VALUE! | #VALUE! | #VALUE! | 0 | #REF! | #VALUE! | #VALUE! | #VALUE! | #VALUE! | #VALUE! | #VALUE! | #VALUE! | 0
|  |  |  | 0 | 51 | 0 |  |  | 1 | 1.0842e-19 | 0 | 1.0669e-18 | 1.0669e-18 | 1.0669e-18 | 0 | 0 |  |  |  |  | #VALUE! | #VALUE! | #VALUE! |  |  | #VALUE! | #VALUE! | #VALUE! | #VALUE! | #VALUE! | #VALUE! | #VALUE! | #VALUE! |  |  |  |  | #VALUE! | #VALUE! | #VALUE! |  |  | #VALUE! | #VALUE! | #VALUE! | #VALUE! | #VALUE! | #VALUE! | #VALUE! | #VALUE! |  |  |  |  | #VALUE! | #VALUE! | #VALUE! |  |  | #VALUE! | #VALUE! | #VALUE! | #VALUE! | #VALUE! | #VALUE! | #VALUE! | #VALUE! |  |  |  |  | #VALUE! | #VALUE! | #VALUE! |  |  | #VALUE! | #VALUE! | #VALUE! | #VALUE! | #VALUE! | #VALUE! | #VALUE! | #VALUE! |  |  |  |  | #VALUE! | #VALUE! | #VALUE! |  |  | #VALUE! | #VALUE! | #VALUE! | #VALUE! | #VALUE! | #VALUE! | #VALUE! | #VALUE! |  |  | #VALUE! | #VALUE! | #VALUE! | #VALUE! | #VALUE! |  |  | #VALUE! | #VALUE! | #VALUE! | #VALUE! | #VALUE! | #VALUE! | #VALUE! | #VALUE! |  |  | #VALUE! | #VALUE! | #VALUE! | #VALUE! | #VALUE! |  |  | #VALUE! | #VALUE! | #VALUE! | #VALUE! | #VALUE! | #VALUE! | #VALUE! | #VALUE! | 0 | #REF! | #VALUE! | #VALUE! | #VALUE! | #VALUE! | #VALUE! | #VALUE! | #VALUE! | 0
|  |  |  | 0 | 51 | 0 |  |  | 1 | 1.0842e-19 | 0 | 1.0669e-18 | 1.0669e-18 | 1.0669e-18 | 0 | 0 |  |  |  |  | #VALUE! | #VALUE! | #VALUE! |  |  | #VALUE! | #VALUE! | #VALUE! | #VALUE! | #VALUE! | #VALUE! | #VALUE! | #VALUE! |  |  |  |  | #VALUE! | #VALUE! | #VALUE! |  |  | #VALUE! | #VALUE! | #VALUE! | #VALUE! | #VALUE! | #VALUE! | #VALUE! | #VALUE! |  |  |  |  | #VALUE! | #VALUE! | #VALUE! |  |  | #VALUE! | #VALUE! | #VALUE! | #VALUE! | #VALUE! | #VALUE! | #VALUE! | #VALUE! |  |  |  |  | #VALUE! | #VALUE! | #VALUE! |  |  | #VALUE! | #VALUE! | #VALUE! | #VALUE! | #VALUE! | #VALUE! | #VALUE! | #VALUE! |  |  |  |  | #VALUE! | #VALUE! | #VALUE! |  |  | #VALUE! | #VALUE! | #VALUE! | #VALUE! | #VALUE! | #VALUE! | #VALUE! | #VALUE! |  |  | #VALUE! | #VALUE! | #VALUE! | #VALUE! | #VALUE! |  |  | #VALUE! | #VALUE! | #VALUE! | #VALUE! | #VALUE! | #VALUE! | #VALUE! | #VALUE! |  |  | #VALUE! | #VALUE! | #VALUE! | #VALUE! | #VALUE! |  |  | #VALUE! | #VALUE! | #VALUE! | #VALUE! | #VALUE! | #VALUE! | #VALUE! | #VALUE! | 0 | #REF! | #VALUE! | #VALUE! | #VALUE! | #VALUE! | #VALUE! | #VALUE! | #VALUE! | 0
|  |  |  | 0 | 51 | 0 |  |  | 1 | 1.0842e-19 | 0 | 1.0669e-18 | 1.0669e-18 | 1.0669e-18 | 0 | 0 |  |  |  |  | #VALUE! | #VALUE! | #VALUE! |  |  | #VALUE! | #VALUE! | #VALUE! | #VALUE! | #VALUE! | #VALUE! | #VALUE! | #VALUE! |  |  |  |  | #VALUE! | #VALUE! | #VALUE! |  |  | #VALUE! | #VALUE! | #VALUE! | #VALUE! | #VALUE! | #VALUE! | #VALUE! | #VALUE! |  |  |  |  | #VALUE! | #VALUE! | #VALUE! |  |  | #VALUE! | #VALUE! | #VALUE! | #VALUE! | #VALUE! | #VALUE! | #VALUE! | #VALUE! |  |  |  |  | #VALUE! | #VALUE! | #VALUE! |  |  | #VALUE! | #VALUE! | #VALUE! | #VALUE! | #VALUE! | #VALUE! | #VALUE! | #VALUE! |  |  |  |  | #VALUE! | #VALUE! | #VALUE! |  |  | #VALUE! | #VALUE! | #VALUE! | #VALUE! | #VALUE! | #VALUE! | #VALUE! | #VALUE! |  |  | #VALUE! | #VALUE! | #VALUE! | #VALUE! | #VALUE! |  |  | #VALUE! | #VALUE! | #VALUE! | #VALUE! | #VALUE! | #VALUE! | #VALUE! | #VALUE! |  |  | #VALUE! | #VALUE! | #VALUE! | #VALUE! | #VALUE! |  |  | #VALUE! | #VALUE! | #VALUE! | #VALUE! | #VALUE! | #VALUE! | #VALUE! | #VALUE! | 0 | #REF! | #VALUE! | #VALUE! | #VALUE! | #VALUE! | #VALUE! | #VALUE! | #VALUE! | 0
|  |  |  | 0 | 51 | 0 |  |  | 1 | 1.0842e-19 | 0 | 1.0669e-18 | 1.0669e-18 | 1.0669e-18 | 0 | 0 |  |  |  |  | #VALUE! | #VALUE! | #VALUE! |  |  | #VALUE! | #VALUE! | #VALUE! | #VALUE! | #VALUE! | #VALUE! | #VALUE! | #VALUE! |  |  |  |  | #VALUE! | #VALUE! | #VALUE! |  |  | #VALUE! | #VALUE! | #VALUE! | #VALUE! | #VALUE! | #VALUE! | #VALUE! | #VALUE! |  |  |  |  | #VALUE! | #VALUE! | #VALUE! |  |  | #VALUE! | #VALUE! | #VALUE! | #VALUE! | #VALUE! | #VALUE! | #VALUE! | #VALUE! |  |  |  |  | #VALUE! | #VALUE! | #VALUE! |  |  | #VALUE! | #VALUE! | #VALUE! | #VALUE! | #VALUE! | #VALUE! | #VALUE! | #VALUE! |  |  |  |  | #VALUE! | #VALUE! | #VALUE! |  |  | #VALUE! | #VALUE! | #VALUE! | #VALUE! | #VALUE! | #VALUE! | #VALUE! | #VALUE! |  |  | #VALUE! | #VALUE! | #VALUE! | #VALUE! | #VALUE! |  |  | #VALUE! | #VALUE! | #VALUE! | #VALUE! | #VALUE! | #VALUE! | #VALUE! | #VALUE! |  |  | #VALUE! | #VALUE! | #VALUE! | #VALUE! | #VALUE! |  |  | #VALUE! | #VALUE! | #VALUE! | #VALUE! | #VALUE! | #VALUE! | #VALUE! | #VALUE! | 0 | #REF! | #VALUE! | #VALUE! | #VALUE! | #VALUE! | #VALUE! | #VALUE! | #VALUE! | 0
|  |  |  | 0 | 51 | 0 |  |  | 1 | 1.0842e-19 | 0 | 1.0669e-18 | 1.0669e-18 | 1.0669e-18 | 0 | 0 |  |  |  |  | #VALUE! | #VALUE! | #VALUE! |  |  | #VALUE! | #VALUE! | #VALUE! | #VALUE! | #VALUE! | #VALUE! | #VALUE! | #VALUE! |  |  |  |  | #VALUE! | #VALUE! | #VALUE! |  |  | #VALUE! | #VALUE! | #VALUE! | #VALUE! | #VALUE! | #VALUE! | #VALUE! | #VALUE! |  |  |  |  | #VALUE! | #VALUE! | #VALUE! |  |  | #VALUE! | #VALUE! | #VALUE! | #VALUE! | #VALUE! | #VALUE! | #VALUE! | #VALUE! |  |  |  |  | #VALUE! | #VALUE! | #VALUE! |  |  | #VALUE! | #VALUE! | #VALUE! | #VALUE! | #VALUE! | #VALUE! | #VALUE! | #VALUE! |  |  |  |  | #VALUE! | #VALUE! | #VALUE! |  |  | #VALUE! | #VALUE! | #VALUE! | #VALUE! | #VALUE! | #VALUE! | #VALUE! | #VALUE! |  |  | #VALUE! | #VALUE! | #VALUE! | #VALUE! | #VALUE! |  |  | #VALUE! | #VALUE! | #VALUE! | #VALUE! | #VALUE! | #VALUE! | #VALUE! | #VALUE! |  |  | #VALUE! | #VALUE! | #VALUE! | #VALUE! | #VALUE! |  |  | #VALUE! | #VALUE! | #VALUE! | #VALUE! | #VALUE! | #VALUE! | #VALUE! | #VALUE! | 0 | #REF! | #VALUE! | #VALUE! | #VALUE! | #VALUE! | #VALUE! | #VALUE! | #VALUE! | 0
|  |  |  | 0 | 51 | 0 |  |  | 1 | 1.0842e-19 | 0 | 1.0669e-18 | 1.0669e-18 | 1.0669e-18 | 0 | 0 |  |  |  |  | #VALUE! | #VALUE! | #VALUE! |  |  | #VALUE! | #VALUE! | #VALUE! | #VALUE! | #VALUE! | #VALUE! | #VALUE! | #VALUE! |  |  |  |  | #VALUE! | #VALUE! | #VALUE! |  |  | #VALUE! | #VALUE! | #VALUE! | #VALUE! | #VALUE! | #VALUE! | #VALUE! | #VALUE! |  |  |  |  | #VALUE! | #VALUE! | #VALUE! |  |  | #VALUE! | #VALUE! | #VALUE! | #VALUE! | #VALUE! | #VALUE! | #VALUE! | #VALUE! |  |  |  |  | #VALUE! | #VALUE! | #VALUE! |  |  | #VALUE! | #VALUE! | #VALUE! | #VALUE! | #VALUE! | #VALUE! | #VALUE! | #VALUE! |  |  |  |  | #VALUE! | #VALUE! | #VALUE! |  |  | #VALUE! | #VALUE! | #VALUE! | #VALUE! | #VALUE! | #VALUE! | #VALUE! | #VALUE! |  |  | #VALUE! | #VALUE! | #VALUE! | #VALUE! | #VALUE! |  |  | #VALUE! | #VALUE! | #VALUE! | #VALUE! | #VALUE! | #VALUE! | #VALUE! | #VALUE! |  |  | #VALUE! | #VALUE! | #VALUE! | #VALUE! | #VALUE! |  |  | #VALUE! | #VALUE! | #VALUE! | #VALUE! | #VALUE! | #VALUE! | #VALUE! | #VALUE! | 0 | #REF! | #VALUE! | #VALUE! | #VALUE! | #VALUE! | #VALUE! | #VALUE! | #VALUE! | 0
|  |  |  | 0 | 51 | 0 |  |  | 1 | 1.0842e-19 | 0 | 1.0669e-18 | 1.0669e-18 | 1.0669e-18 | 0 | 0 |  |  |  |  | #VALUE! | #VALUE! | #VALUE! |  |  | #VALUE! | #VALUE! | #VALUE! | #VALUE! | #VALUE! | #VALUE! | #VALUE! | #VALUE! |  |  |  |  | #VALUE! | #VALUE! | #VALUE! |  |  | #VALUE! | #VALUE! | #VALUE! | #VALUE! | #VALUE! | #VALUE! | #VALUE! | #VALUE! |  |  |  |  | #VALUE! | #VALUE! | #VALUE! |  |  | #VALUE! | #VALUE! | #VALUE! | #VALUE! | #VALUE! | #VALUE! | #VALUE! | #VALUE! |  |  |  |  | #VALUE! | #VALUE! | #VALUE! |  |  | #VALUE! | #VALUE! | #VALUE! | #VALUE! | #VALUE! | #VALUE! | #VALUE! | #VALUE! |  |  |  |  | #VALUE! | #VALUE! | #VALUE! |  |  | #VALUE! | #VALUE! | #VALUE! | #VALUE! | #VALUE! | #VALUE! | #VALUE! | #VALUE! |  |  | #VALUE! | #VALUE! | #VALUE! | #VALUE! | #VALUE! |  |  | #VALUE! | #VALUE! | #VALUE! | #VALUE! | #VALUE! | #VALUE! | #VALUE! | #VALUE! |  |  | #VALUE! | #VALUE! | #VALUE! | #VALUE! | #VALUE! |  |  | #VALUE! | #VALUE! | #VALUE! | #VALUE! | #VALUE! | #VALUE! | #VALUE! | #VALUE! | 0 | #REF! | #VALUE! | #VALUE! | #VALUE! | #VALUE! | #VALUE! | #VALUE! | #VALUE! | 0
|  |  |  | 0 | 51 | 0 |  |  | 1 | 1.0842e-19 | 0 | 1.0669e-18 | 1.0669e-18 | 1.0669e-18 | 0 | 0 |  |  |  |  | #VALUE! | #VALUE! | #VALUE! |  |  | #VALUE! | #VALUE! | #VALUE! | #VALUE! | #VALUE! | #VALUE! | #VALUE! | #VALUE! |  |  |  |  | #VALUE! | #VALUE! | #VALUE! |  |  | #VALUE! | #VALUE! | #VALUE! | #VALUE! | #VALUE! | #VALUE! | #VALUE! | #VALUE! |  |  |  |  | #VALUE! | #VALUE! | #VALUE! |  |  | #VALUE! | #VALUE! | #VALUE! | #VALUE! | #VALUE! | #VALUE! | #VALUE! | #VALUE! |  |  |  |  | #VALUE! | #VALUE! | #VALUE! |  |  | #VALUE! | #VALUE! | #VALUE! | #VALUE! | #VALUE! | #VALUE! | #VALUE! | #VALUE! |  |  |  |  | #VALUE! | #VALUE! | #VALUE! |  |  | #VALUE! | #VALUE! | #VALUE! | #VALUE! | #VALUE! | #VALUE! | #VALUE! | #VALUE! |  |  | #VALUE! | #VALUE! | #VALUE! | #VALUE! | #VALUE! |  |  | #VALUE! | #VALUE! | #VALUE! | #VALUE! | #VALUE! | #VALUE! | #VALUE! | #VALUE! |  |  | #VALUE! | #VALUE! | #VALUE! | #VALUE! | #VALUE! |  |  | #VALUE! | #VALUE! | #VALUE! | #VALUE! | #VALUE! | #VALUE! | #VALUE! | #VALUE! | 0 | #REF! | #VALUE! | #VALUE! | #VALUE! | #VALUE! | #VALUE! | #VALUE! | #VALUE! | 0
|  |  |  | 0 | 51 | 0 |  |  | 1 | 1.0842e-19 | 0 | 1.0669e-18 | 1.0669e-18 | 1.0669e-18 | 0 | 0 |  |  |  |  | #VALUE! | #VALUE! | #VALUE! |  |  | #VALUE! | #VALUE! | #VALUE! | #VALUE! | #VALUE! | #VALUE! | #VALUE! | #VALUE! |  |  |  |  | #VALUE! | #VALUE! | #VALUE! |  |  | #VALUE! | #VALUE! | #VALUE! | #VALUE! | #VALUE! | #VALUE! | #VALUE! | #VALUE! |  |  |  |  | #VALUE! | #VALUE! | #VALUE! |  |  | #VALUE! | #VALUE! | #VALUE! | #VALUE! | #VALUE! | #VALUE! | #VALUE! | #VALUE! |  |  |  |  | #VALUE! | #VALUE! | #VALUE! |  |  | #VALUE! | #VALUE! | #VALUE! | #VALUE! | #VALUE! | #VALUE! | #VALUE! | #VALUE! |  |  |  |  | #VALUE! | #VALUE! | #VALUE! |  |  | #VALUE! | #VALUE! | #VALUE! | #VALUE! | #VALUE! | #VALUE! | #VALUE! | #VALUE! |  |  | #VALUE! | #VALUE! | #VALUE! | #VALUE! | #VALUE! |  |  | #VALUE! | #VALUE! | #VALUE! | #VALUE! | #VALUE! | #VALUE! | #VALUE! | #VALUE! |  |  | #VALUE! | #VALUE! | #VALUE! | #VALUE! | #VALUE! |  |  | #VALUE! | #VALUE! | #VALUE! | #VALUE! | #VALUE! | #VALUE! | #VALUE! | #VALUE! | 0 | #REF! | #VALUE! | #VALUE! | #VALUE! | #VALUE! | #VALUE! | #VALUE! | #VALUE! | 0
|  |  |  | 0 | 51 | 0 |  |  | 1 | 1.0842e-19 | 0 | 1.0669e-18 | 1.0669e-18 | 1.0669e-18 | 0 | 0 |  |  |  |  | #VALUE! | #VALUE! | #VALUE! |  |  | #VALUE! | #VALUE! | #VALUE! | #VALUE! | #VALUE! | #VALUE! | #VALUE! | #VALUE! |  |  |  |  | #VALUE! | #VALUE! | #VALUE! |  |  | #VALUE! | #VALUE! | #VALUE! | #VALUE! | #VALUE! | #VALUE! | #VALUE! | #VALUE! |  |  |  |  | #VALUE! | #VALUE! | #VALUE! |  |  | #VALUE! | #VALUE! | #VALUE! | #VALUE! | #VALUE! | #VALUE! | #VALUE! | #VALUE! |  |  |  |  | #VALUE! | #VALUE! | #VALUE! |  |  | #VALUE! | #VALUE! | #VALUE! | #VALUE! | #VALUE! | #VALUE! | #VALUE! | #VALUE! |  |  |  |  | #VALUE! | #VALUE! | #VALUE! |  |  | #VALUE! | #VALUE! | #VALUE! | #VALUE! | #VALUE! | #VALUE! | #VALUE! | #VALUE! |  |  | #VALUE! | #VALUE! | #VALUE! | #VALUE! | #VALUE! |  |  | #VALUE! | #VALUE! | #VALUE! | #VALUE! | #VALUE! | #VALUE! | #VALUE! | #VALUE! |  |  | #VALUE! | #VALUE! | #VALUE! | #VALUE! | #VALUE! |  |  | #VALUE! | #VALUE! | #VALUE! | #VALUE! | #VALUE! | #VALUE! | #VALUE! | #VALUE! | 0 | #REF! | #VALUE! | #VALUE! | #VALUE! | #VALUE! | #VALUE! | #VALUE! | #VALUE! | 0
|  |  |  | 0 | 51 | 0 |  |  | 1 | 1.0842e-19 | 0 | 1.0669e-18 | 1.0669e-18 | 1.0669e-18 | 0 | 0 |  |  |  |  | #VALUE! | #VALUE! | #VALUE! |  |  | #VALUE! | #VALUE! | #VALUE! | #VALUE! | #VALUE! | #VALUE! | #VALUE! | #VALUE! |  |  |  |  | #VALUE! | #VALUE! | #VALUE! |  |  | #VALUE! | #VALUE! | #VALUE! | #VALUE! | #VALUE! | #VALUE! | #VALUE! | #VALUE! |  |  |  |  | #VALUE! | #VALUE! | #VALUE! |  |  | #VALUE! | #VALUE! | #VALUE! | #VALUE! | #VALUE! | #VALUE! | #VALUE! | #VALUE! |  |  |  |  | #VALUE! | #VALUE! | #VALUE! |  |  | #VALUE! | #VALUE! | #VALUE! | #VALUE! | #VALUE! | #VALUE! | #VALUE! | #VALUE! |  |  |  |  | #VALUE! | #VALUE! | #VALUE! |  |  | #VALUE! | #VALUE! | #VALUE! | #VALUE! | #VALUE! | #VALUE! | #VALUE! | #VALUE! |  |  | #VALUE! | #VALUE! | #VALUE! | #VALUE! | #VALUE! |  |  | #VALUE! | #VALUE! | #VALUE! | #VALUE! | #VALUE! | #VALUE! | #VALUE! | #VALUE! |  |  | #VALUE! | #VALUE! | #VALUE! | #VALUE! | #VALUE! |  |  | #VALUE! | #VALUE! | #VALUE! | #VALUE! | #VALUE! | #VALUE! | #VALUE! | #VALUE! | 0 | #REF! | #VALUE! | #VALUE! | #VALUE! | #VALUE! | #VALUE! | #VALUE! | #VALUE! | 0
|  |  |  | 0 | 51 | 0 |  |  | 1 | 1.0842e-19 | 0 | 1.0669e-18 | 1.0669e-18 | 1.0669e-18 | 0 | 0 |  |  |  |  | #VALUE! | #VALUE! | #VALUE! |  |  | #VALUE! | #VALUE! | #VALUE! | #VALUE! | #VALUE! | #VALUE! | #VALUE! | #VALUE! |  |  |  |  | #VALUE! | #VALUE! | #VALUE! |  |  | #VALUE! | #VALUE! | #VALUE! | #VALUE! | #VALUE! | #VALUE! | #VALUE! | #VALUE! |  |  |  |  | #VALUE! | #VALUE! | #VALUE! |  |  | #VALUE! | #VALUE! | #VALUE! | #VALUE! | #VALUE! | #VALUE! | #VALUE! | #VALUE! |  |  |  |  | #VALUE! | #VALUE! | #VALUE! |  |  | #VALUE! | #VALUE! | #VALUE! | #VALUE! | #VALUE! | #VALUE! | #VALUE! | #VALUE! |  |  |  |  | #VALUE! | #VALUE! | #VALUE! |  |  | #VALUE! | #VALUE! | #VALUE! | #VALUE! | #VALUE! | #VALUE! | #VALUE! | #VALUE! |  |  | #VALUE! | #VALUE! | #VALUE! | #VALUE! | #VALUE! |  |  | #VALUE! | #VALUE! | #VALUE! | #VALUE! | #VALUE! | #VALUE! | #VALUE! | #VALUE! |  |  | #VALUE! | #VALUE! | #VALUE! | #VALUE! | #VALUE! |  |  | #VALUE! | #VALUE! | #VALUE! | #VALUE! | #VALUE! | #VALUE! | #VALUE! | #VALUE! | 0 | #REF! | #VALUE! | #VALUE! | #VALUE! | #VALUE! | #VALUE! | #VALUE! | #VALUE! | 0
|  |  |  | 0 | 51 | 0 |  |  | 1 | 1.0842e-19 | 0 | 1.0669e-18 | 1.0669e-18 | 1.0669e-18 | 0 | 0 |  |  |  |  | #VALUE! | #VALUE! | #VALUE! |  |  | #VALUE! | #VALUE! | #VALUE! | #VALUE! | #VALUE! | #VALUE! | #VALUE! | #VALUE! |  |  |  |  | #VALUE! | #VALUE! | #VALUE! |  |  | #VALUE! | #VALUE! | #VALUE! | #VALUE! | #VALUE! | #VALUE! | #VALUE! | #VALUE! |  |  |  |  | #VALUE! | #VALUE! | #VALUE! |  |  | #VALUE! | #VALUE! | #VALUE! | #VALUE! | #VALUE! | #VALUE! | #VALUE! | #VALUE! |  |  |  |  | #VALUE! | #VALUE! | #VALUE! |  |  | #VALUE! | #VALUE! | #VALUE! | #VALUE! | #VALUE! | #VALUE! | #VALUE! | #VALUE! |  |  |  |  | #VALUE! | #VALUE! | #VALUE! |  |  | #VALUE! | #VALUE! | #VALUE! | #VALUE! | #VALUE! | #VALUE! | #VALUE! | #VALUE! |  |  | #VALUE! | #VALUE! | #VALUE! | #VALUE! | #VALUE! |  |  | #VALUE! | #VALUE! | #VALUE! | #VALUE! | #VALUE! | #VALUE! | #VALUE! | #VALUE! |  |  | #VALUE! | #VALUE! | #VALUE! | #VALUE! | #VALUE! |  |  | #VALUE! | #VALUE! | #VALUE! | #VALUE! | #VALUE! | #VALUE! | #VALUE! | #VALUE! | 0 | #REF! | #VALUE! | #VALUE! | #VALUE! | #VALUE! | #VALUE! | #VALUE! | #VALUE! | 0
|  |  |  | 0 | 51 | 0 |  |  | 1 | 1.0842e-19 | 0 | 1.0669e-18 | 1.0669e-18 | 1.0669e-18 | 0 | 0 |  |  |  |  | #VALUE! | #VALUE! | #VALUE! |  |  | #VALUE! | #VALUE! | #VALUE! | #VALUE! | #VALUE! | #VALUE! | #VALUE! | #VALUE! |  |  |  |  | #VALUE! | #VALUE! | #VALUE! |  |  | #VALUE! | #VALUE! | #VALUE! | #VALUE! | #VALUE! | #VALUE! | #VALUE! | #VALUE! |  |  |  |  | #VALUE! | #VALUE! | #VALUE! |  |  | #VALUE! | #VALUE! | #VALUE! | #VALUE! | #VALUE! | #VALUE! | #VALUE! | #VALUE! |  |  |  |  | #VALUE! | #VALUE! | #VALUE! |  |  | #VALUE! | #VALUE! | #VALUE! | #VALUE! | #VALUE! | #VALUE! | #VALUE! | #VALUE! |  |  |  |  | #VALUE! | #VALUE! | #VALUE! |  |  | #VALUE! | #VALUE! | #VALUE! | #VALUE! | #VALUE! | #VALUE! | #VALUE! | #VALUE! |  |  | #VALUE! | #VALUE! | #VALUE! | #VALUE! | #VALUE! |  |  | #VALUE! | #VALUE! | #VALUE! | #VALUE! | #VALUE! | #VALUE! | #VALUE! | #VALUE! |  |  | #VALUE! | #VALUE! | #VALUE! | #VALUE! | #VALUE! |  |  | #VALUE! | #VALUE! | #VALUE! | #VALUE! | #VALUE! | #VALUE! | #VALUE! | #VALUE! | 0 | #REF! | #VALUE! | #VALUE! | #VALUE! | #VALUE! | #VALUE! | #VALUE! | #VALUE! | 0
|  |  |  | 0 | 51 | 0 |  |  | 1 | 1.0842e-19 | 0 | 1.0669e-18 | 1.0669e-18 | 1.0669e-18 | 0 | 0 |  |  |  |  | #VALUE! | #VALUE! | #VALUE! |  |  | #VALUE! | #VALUE! | #VALUE! | #VALUE! | #VALUE! | #VALUE! | #VALUE! | #VALUE! |  |  |  |  | #VALUE! | #VALUE! | #VALUE! |  |  | #VALUE! | #VALUE! | #VALUE! | #VALUE! | #VALUE! | #VALUE! | #VALUE! | #VALUE! |  |  |  |  | #VALUE! | #VALUE! | #VALUE! |  |  | #VALUE! | #VALUE! | #VALUE! | #VALUE! | #VALUE! | #VALUE! | #VALUE! | #VALUE! |  |  |  |  | #VALUE! | #VALUE! | #VALUE! |  |  | #VALUE! | #VALUE! | #VALUE! | #VALUE! | #VALUE! | #VALUE! | #VALUE! | #VALUE! |  |  |  |  | #VALUE! | #VALUE! | #VALUE! |  |  | #VALUE! | #VALUE! | #VALUE! | #VALUE! | #VALUE! | #VALUE! | #VALUE! | #VALUE! |  |  | #VALUE! | #VALUE! | #VALUE! | #VALUE! | #VALUE! |  |  | #VALUE! | #VALUE! | #VALUE! | #VALUE! | #VALUE! | #VALUE! | #VALUE! | #VALUE! |  |  | #VALUE! | #VALUE! | #VALUE! | #VALUE! | #VALUE! |  |  | #VALUE! | #VALUE! | #VALUE! | #VALUE! | #VALUE! | #VALUE! | #VALUE! | #VALUE! | 0 | #REF! | #VALUE! | #VALUE! | #VALUE! | #VALUE! | #VALUE! | #VALUE! | #VALUE! | 0
|  |  |  | 0 | 51 | 0 |  |  | 1 | 1.0842e-19 | 0 | 1.0669e-18 | 1.0669e-18 | 1.0669e-18 | 0 | 0 |  |  |  |  | #VALUE! | #VALUE! | #VALUE! |  |  | #VALUE! | #VALUE! | #VALUE! | #VALUE! | #VALUE! | #VALUE! | #VALUE! | #VALUE! |  |  |  |  | #VALUE! | #VALUE! | #VALUE! |  |  | #VALUE! | #VALUE! | #VALUE! | #VALUE! | #VALUE! | #VALUE! | #VALUE! | #VALUE! |  |  |  |  | #VALUE! | #VALUE! | #VALUE! |  |  | #VALUE! | #VALUE! | #VALUE! | #VALUE! | #VALUE! | #VALUE! | #VALUE! | #VALUE! |  |  |  |  | #VALUE! | #VALUE! | #VALUE! |  |  | #VALUE! | #VALUE! | #VALUE! | #VALUE! | #VALUE! | #VALUE! | #VALUE! | #VALUE! |  |  |  |  | #VALUE! | #VALUE! | #VALUE! |  |  | #VALUE! | #VALUE! | #VALUE! | #VALUE! | #VALUE! | #VALUE! | #VALUE! | #VALUE! |  |  | #VALUE! | #VALUE! | #VALUE! | #VALUE! | #VALUE! |  |  | #VALUE! | #VALUE! | #VALUE! | #VALUE! | #VALUE! | #VALUE! | #VALUE! | #VALUE! |  |  | #VALUE! | #VALUE! | #VALUE! | #VALUE! | #VALUE! |  |  | #VALUE! | #VALUE! | #VALUE! | #VALUE! | #VALUE! | #VALUE! | #VALUE! | #VALUE! | 0 | #REF! | #VALUE! | #VALUE! | #VALUE! | #VALUE! | #VALUE! | #VALUE! | #VALUE! | 0
|  |  |  | 0 | 51 | 0 |  |  | 1 | 1.0842e-19 | 0 | 1.0669e-18 | 1.0669e-18 | 1.0669e-18 | 0 | 0 |  |  |  |  | #VALUE! | #VALUE! | #VALUE! |  |  | #VALUE! | #VALUE! | #VALUE! | #VALUE! | #VALUE! | #VALUE! | #VALUE! | #VALUE! |  |  |  |  | #VALUE! | #VALUE! | #VALUE! |  |  | #VALUE! | #VALUE! | #VALUE! | #VALUE! | #VALUE! | #VALUE! | #VALUE! | #VALUE! |  |  |  |  | #VALUE! | #VALUE! | #VALUE! |  |  | #VALUE! | #VALUE! | #VALUE! | #VALUE! | #VALUE! | #VALUE! | #VALUE! | #VALUE! |  |  |  |  | #VALUE! | #VALUE! | #VALUE! |  |  | #VALUE! | #VALUE! | #VALUE! | #VALUE! | #VALUE! | #VALUE! | #VALUE! | #VALUE! |  |  |  |  | #VALUE! | #VALUE! | #VALUE! |  |  | #VALUE! | #VALUE! | #VALUE! | #VALUE! | #VALUE! | #VALUE! | #VALUE! | #VALUE! |  |  | #VALUE! | #VALUE! | #VALUE! | #VALUE! | #VALUE! |  |  | #VALUE! | #VALUE! | #VALUE! | #VALUE! | #VALUE! | #VALUE! | #VALUE! | #VALUE! |  |  | #VALUE! | #VALUE! | #VALUE! | #VALUE! | #VALUE! |  |  | #VALUE! | #VALUE! | #VALUE! | #VALUE! | #VALUE! | #VALUE! | #VALUE! | #VALUE! | 0 | #REF! | #VALUE! | #VALUE! | #VALUE! | #VALUE! | #VALUE! | #VALUE! | #VALUE! | 0
|  |  |  | 0 | 51 | 0 |  |  | 1 | 1.0842e-19 | 0 | 1.0669e-18 | 1.0669e-18 | 1.0669e-18 | 0 | 0 |  |  |  |  | #VALUE! | #VALUE! | #VALUE! |  |  | #VALUE! | #VALUE! | #VALUE! | #VALUE! | #VALUE! | #VALUE! | #VALUE! | #VALUE! |  |  |  |  | #VALUE! | #VALUE! | #VALUE! |  |  | #VALUE! | #VALUE! | #VALUE! | #VALUE! | #VALUE! | #VALUE! | #VALUE! | #VALUE! |  |  |  |  | #VALUE! | #VALUE! | #VALUE! |  |  | #VALUE! | #VALUE! | #VALUE! | #VALUE! | #VALUE! | #VALUE! | #VALUE! | #VALUE! |  |  |  |  | #VALUE! | #VALUE! | #VALUE! |  |  | #VALUE! | #VALUE! | #VALUE! | #VALUE! | #VALUE! | #VALUE! | #VALUE! | #VALUE! |  |  |  |  | #VALUE! | #VALUE! | #VALUE! |  |  | #VALUE! | #VALUE! | #VALUE! | #VALUE! | #VALUE! | #VALUE! | #VALUE! | #VALUE! |  |  | #VALUE! | #VALUE! | #VALUE! | #VALUE! | #VALUE! |  |  | #VALUE! | #VALUE! | #VALUE! | #VALUE! | #VALUE! | #VALUE! | #VALUE! | #VALUE! |  |  | #VALUE! | #VALUE! | #VALUE! | #VALUE! | #VALUE! |  |  | #VALUE! | #VALUE! | #VALUE! | #VALUE! | #VALUE! | #VALUE! | #VALUE! | #VALUE! | 0 | #REF! | #VALUE! | #VALUE! | #VALUE! | #VALUE! | #VALUE! | #VALUE! | #VALUE! | 0
|  |  |  | 0 | 51 | 0 |  |  | 1 | 1.0842e-19 | 0 | 1.0669e-18 | 1.0669e-18 | 1.0669e-18 | 0 | 0 |  |  |  |  | #VALUE! | #VALUE! | #VALUE! |  |  | #VALUE! | #VALUE! | #VALUE! | #VALUE! | #VALUE! | #VALUE! | #VALUE! | #VALUE! |  |  |  |  | #VALUE! | #VALUE! | #VALUE! |  |  | #VALUE! | #VALUE! | #VALUE! | #VALUE! | #VALUE! | #VALUE! | #VALUE! | #VALUE! |  |  |  |  | #VALUE! | #VALUE! | #VALUE! |  |  | #VALUE! | #VALUE! | #VALUE! | #VALUE! | #VALUE! | #VALUE! | #VALUE! | #VALUE! |  |  |  |  | #VALUE! | #VALUE! | #VALUE! |  |  | #VALUE! | #VALUE! | #VALUE! | #VALUE! | #VALUE! | #VALUE! | #VALUE! | #VALUE! |  |  |  |  | #VALUE! | #VALUE! | #VALUE! |  |  | #VALUE! | #VALUE! | #VALUE! | #VALUE! | #VALUE! | #VALUE! | #VALUE! | #VALUE! |  |  | #VALUE! | #VALUE! | #VALUE! | #VALUE! | #VALUE! |  |  | #VALUE! | #VALUE! | #VALUE! | #VALUE! | #VALUE! | #VALUE! | #VALUE! | #VALUE! |  |  | #VALUE! | #VALUE! | #VALUE! | #VALUE! | #VALUE! |  |  | #VALUE! | #VALUE! | #VALUE! | #VALUE! | #VALUE! | #VALUE! | #VALUE! | #VALUE! | 0 | #REF! | #VALUE! | #VALUE! | #VALUE! | #VALUE! | #VALUE! | #VALUE! | #VALUE! | 0
|  |  |  | 0 | 51 | 0 |  |  | 1 | 1.0842e-19 | 0 | 1.0669e-18 | 1.0669e-18 | 1.0669e-18 | 0 | 0 |  |  |  |  | #VALUE! | #VALUE! | #VALUE! |  |  | #VALUE! | #VALUE! | #VALUE! | #VALUE! | #VALUE! | #VALUE! | #VALUE! | #VALUE! |  |  |  |  | #VALUE! | #VALUE! | #VALUE! |  |  | #VALUE! | #VALUE! | #VALUE! | #VALUE! | #VALUE! | #VALUE! | #VALUE! | #VALUE! |  |  |  |  | #VALUE! | #VALUE! | #VALUE! |  |  | #VALUE! | #VALUE! | #VALUE! | #VALUE! | #VALUE! | #VALUE! | #VALUE! | #VALUE! |  |  |  |  | #VALUE! | #VALUE! | #VALUE! |  |  | #VALUE! | #VALUE! | #VALUE! | #VALUE! | #VALUE! | #VALUE! | #VALUE! | #VALUE! |  |  |  |  | #VALUE! | #VALUE! | #VALUE! |  |  | #VALUE! | #VALUE! | #VALUE! | #VALUE! | #VALUE! | #VALUE! | #VALUE! | #VALUE! |  |  | #VALUE! | #VALUE! | #VALUE! | #VALUE! | #VALUE! |  |  | #VALUE! | #VALUE! | #VALUE! | #VALUE! | #VALUE! | #VALUE! | #VALUE! | #VALUE! |  |  | #VALUE! | #VALUE! | #VALUE! | #VALUE! | #VALUE! |  |  | #VALUE! | #VALUE! | #VALUE! | #VALUE! | #VALUE! | #VALUE! | #VALUE! | #VALUE! | 0 | #REF! | #VALUE! | #VALUE! | #VALUE! | #VALUE! | #VALUE! | #VALUE! | #VALUE! | 0
|  |  |  | 0 | 51 | 0 |  |  | 1 | 1.0842e-19 | 0 | 1.0669e-18 | 1.0669e-18 | 1.0669e-18 | 0 | 0 |  |  |  |  | #VALUE! | #VALUE! | #VALUE! |  |  | #VALUE! | #VALUE! | #VALUE! | #VALUE! | #VALUE! | #VALUE! | #VALUE! | #VALUE! |  |  |  |  | #VALUE! | #VALUE! | #VALUE! |  |  | #VALUE! | #VALUE! | #VALUE! | #VALUE! | #VALUE! | #VALUE! | #VALUE! | #VALUE! |  |  |  |  | #VALUE! | #VALUE! | #VALUE! |  |  | #VALUE! | #VALUE! | #VALUE! | #VALUE! | #VALUE! | #VALUE! | #VALUE! | #VALUE! |  |  |  |  | #VALUE! | #VALUE! | #VALUE! |  |  | #VALUE! | #VALUE! | #VALUE! | #VALUE! | #VALUE! | #VALUE! | #VALUE! | #VALUE! |  |  |  |  | #VALUE! | #VALUE! | #VALUE! |  |  | #VALUE! | #VALUE! | #VALUE! | #VALUE! | #VALUE! | #VALUE! | #VALUE! | #VALUE! |  |  | #VALUE! | #VALUE! | #VALUE! | #VALUE! | #VALUE! |  |  | #VALUE! | #VALUE! | #VALUE! | #VALUE! | #VALUE! | #VALUE! | #VALUE! | #VALUE! |  |  | #VALUE! | #VALUE! | #VALUE! | #VALUE! | #VALUE! |  |  | #VALUE! | #VALUE! | #VALUE! | #VALUE! | #VALUE! | #VALUE! | #VALUE! | #VALUE! | 0 | #REF! | #VALUE! | #VALUE! | #VALUE! | #VALUE! | #VALUE! | #VALUE! | #VALUE! | 0
|  |  |  | 0 | 51 | 0 |  |  | 1 | 1.0842e-19 | 0 | 1.0669e-18 | 1.0669e-18 | 1.0669e-18 | 0 | 0 |  |  |  |  | #VALUE! | #VALUE! | #VALUE! |  |  | #VALUE! | #VALUE! | #VALUE! | #VALUE! | #VALUE! | #VALUE! | #VALUE! | #VALUE! |  |  |  |  | #VALUE! | #VALUE! | #VALUE! |  |  | #VALUE! | #VALUE! | #VALUE! | #VALUE! | #VALUE! | #VALUE! | #VALUE! | #VALUE! |  |  |  |  | #VALUE! | #VALUE! | #VALUE! |  |  | #VALUE! | #VALUE! | #VALUE! | #VALUE! | #VALUE! | #VALUE! | #VALUE! | #VALUE! |  |  |  |  | #VALUE! | #VALUE! | #VALUE! |  |  | #VALUE! | #VALUE! | #VALUE! | #VALUE! | #VALUE! | #VALUE! | #VALUE! | #VALUE! |  |  |  |  | #VALUE! | #VALUE! | #VALUE! |  |  | #VALUE! | #VALUE! | #VALUE! | #VALUE! | #VALUE! | #VALUE! | #VALUE! | #VALUE! |  |  | #VALUE! | #VALUE! | #VALUE! | #VALUE! | #VALUE! |  |  | #VALUE! | #VALUE! | #VALUE! | #VALUE! | #VALUE! | #VALUE! | #VALUE! | #VALUE! |  |  | #VALUE! | #VALUE! | #VALUE! | #VALUE! | #VALUE! |  |  | #VALUE! | #VALUE! | #VALUE! | #VALUE! | #VALUE! | #VALUE! | #VALUE! | #VALUE! | 0 | #REF! | #VALUE! | #VALUE! | #VALUE! | #VALUE! | #VALUE! | #VALUE! | #VALUE! | 0
|  |  |  | 0 | 51 | 0 |  |  | 1 | 1.0842e-19 | 0 | 1.0669e-18 | 1.0669e-18 | 1.0669e-18 | 0 | 0 |  |  |  |  | #VALUE! | #VALUE! | #VALUE! |  |  | #VALUE! | #VALUE! | #VALUE! | #VALUE! | #VALUE! | #VALUE! | #VALUE! | #VALUE! |  |  |  |  | #VALUE! | #VALUE! | #VALUE! |  |  | #VALUE! | #VALUE! | #VALUE! | #VALUE! | #VALUE! | #VALUE! | #VALUE! | #VALUE! |  |  |  |  | #VALUE! | #VALUE! | #VALUE! |  |  | #VALUE! | #VALUE! | #VALUE! | #VALUE! | #VALUE! | #VALUE! | #VALUE! | #VALUE! |  |  |  |  | #VALUE! | #VALUE! | #VALUE! |  |  | #VALUE! | #VALUE! | #VALUE! | #VALUE! | #VALUE! | #VALUE! | #VALUE! | #VALUE! |  |  |  |  | #VALUE! | #VALUE! | #VALUE! |  |  | #VALUE! | #VALUE! | #VALUE! | #VALUE! | #VALUE! | #VALUE! | #VALUE! | #VALUE! |  |  | #VALUE! | #VALUE! | #VALUE! | #VALUE! | #VALUE! |  |  | #VALUE! | #VALUE! | #VALUE! | #VALUE! | #VALUE! | #VALUE! | #VALUE! | #VALUE! |  |  | #VALUE! | #VALUE! | #VALUE! | #VALUE! | #VALUE! |  |  | #VALUE! | #VALUE! | #VALUE! | #VALUE! | #VALUE! | #VALUE! | #VALUE! | #VALUE! | 0 | #REF! | #VALUE! | #VALUE! | #VALUE! | #VALUE! | #VALUE! | #VALUE! | #VALUE! | 0
|  |  |  | 0 | 51 | 0 |  |  | 1 | 1.0842e-19 | 0 | 1.0669e-18 | 1.0669e-18 | 1.0669e-18 | 0 | 0 |  |  |  |  | #VALUE! | #VALUE! | #VALUE! |  |  | #VALUE! | #VALUE! | #VALUE! | #VALUE! | #VALUE! | #VALUE! | #VALUE! | #VALUE! |  |  |  |  | #VALUE! | #VALUE! | #VALUE! |  |  | #VALUE! | #VALUE! | #VALUE! | #VALUE! | #VALUE! | #VALUE! | #VALUE! | #VALUE! |  |  |  |  | #VALUE! | #VALUE! | #VALUE! |  |  | #VALUE! | #VALUE! | #VALUE! | #VALUE! | #VALUE! | #VALUE! | #VALUE! | #VALUE! |  |  |  |  | #VALUE! | #VALUE! | #VALUE! |  |  | #VALUE! | #VALUE! | #VALUE! | #VALUE! | #VALUE! | #VALUE! | #VALUE! | #VALUE! |  |  |  |  | #VALUE! | #VALUE! | #VALUE! |  |  | #VALUE! | #VALUE! | #VALUE! | #VALUE! | #VALUE! | #VALUE! | #VALUE! | #VALUE! |  |  | #VALUE! | #VALUE! | #VALUE! | #VALUE! | #VALUE! |  |  | #VALUE! | #VALUE! | #VALUE! | #VALUE! | #VALUE! | #VALUE! | #VALUE! | #VALUE! |  |  | #VALUE! | #VALUE! | #VALUE! | #VALUE! | #VALUE! |  |  | #VALUE! | #VALUE! | #VALUE! | #VALUE! | #VALUE! | #VALUE! | #VALUE! | #VALUE! | 0 | #REF! | #VALUE! | #VALUE! | #VALUE! | #VALUE! | #VALUE! | #VALUE! | #VALUE! | 0
|  |  |  | 0 | 51 | 0 |  |  | 1 | 1.0842e-19 | 0 | 1.0669e-18 | 1.0669e-18 | 1.0669e-18 | 0 | 0 |  |  |  |  | #VALUE! | #VALUE! | #VALUE! |  |  | #VALUE! | #VALUE! | #VALUE! | #VALUE! | #VALUE! | #VALUE! | #VALUE! | #VALUE! |  |  |  |  | #VALUE! | #VALUE! | #VALUE! |  |  | #VALUE! | #VALUE! | #VALUE! | #VALUE! | #VALUE! | #VALUE! | #VALUE! | #VALUE! |  |  |  |  | #VALUE! | #VALUE! | #VALUE! |  |  | #VALUE! | #VALUE! | #VALUE! | #VALUE! | #VALUE! | #VALUE! | #VALUE! | #VALUE! |  |  |  |  | #VALUE! | #VALUE! | #VALUE! |  |  | #VALUE! | #VALUE! | #VALUE! | #VALUE! | #VALUE! | #VALUE! | #VALUE! | #VALUE! |  |  |  |  | #VALUE! | #VALUE! | #VALUE! |  |  | #VALUE! | #VALUE! | #VALUE! | #VALUE! | #VALUE! | #VALUE! | #VALUE! | #VALUE! |  |  | #VALUE! | #VALUE! | #VALUE! | #VALUE! | #VALUE! |  |  | #VALUE! | #VALUE! | #VALUE! | #VALUE! | #VALUE! | #VALUE! | #VALUE! | #VALUE! |  |  | #VALUE! | #VALUE! | #VALUE! | #VALUE! | #VALUE! |  |  | #VALUE! | #VALUE! | #VALUE! | #VALUE! | #VALUE! | #VALUE! | #VALUE! | #VALUE! | 0 | #REF! | #VALUE! | #VALUE! | #VALUE! | #VALUE! | #VALUE! | #VALUE! | #VALUE! | 0
|  |  |  | 0 | 51 | 0 |  |  | 1 | 1.0842e-19 | 0 | 1.0669e-18 | 1.0669e-18 | 1.0669e-18 | 0 | 0 |  |  |  |  | #VALUE! | #VALUE! | #VALUE! |  |  | #VALUE! | #VALUE! | #VALUE! | #VALUE! | #VALUE! | #VALUE! | #VALUE! | #VALUE! |  |  |  |  | #VALUE! | #VALUE! | #VALUE! |  |  | #VALUE! | #VALUE! | #VALUE! | #VALUE! | #VALUE! | #VALUE! | #VALUE! | #VALUE! |  |  |  |  | #VALUE! | #VALUE! | #VALUE! |  |  | #VALUE! | #VALUE! | #VALUE! | #VALUE! | #VALUE! | #VALUE! | #VALUE! | #VALUE! |  |  |  |  | #VALUE! | #VALUE! | #VALUE! |  |  | #VALUE! | #VALUE! | #VALUE! | #VALUE! | #VALUE! | #VALUE! | #VALUE! | #VALUE! |  |  |  |  | #VALUE! | #VALUE! | #VALUE! |  |  | #VALUE! | #VALUE! | #VALUE! | #VALUE! | #VALUE! | #VALUE! | #VALUE! | #VALUE! |  |  | #VALUE! | #VALUE! | #VALUE! | #VALUE! | #VALUE! |  |  | #VALUE! | #VALUE! | #VALUE! | #VALUE! | #VALUE! | #VALUE! | #VALUE! | #VALUE! |  |  | #VALUE! | #VALUE! | #VALUE! | #VALUE! | #VALUE! |  |  | #VALUE! | #VALUE! | #VALUE! | #VALUE! | #VALUE! | #VALUE! | #VALUE! | #VALUE! | 0 | #REF! | #VALUE! | #VALUE! | #VALUE! | #VALUE! | #VALUE! | #VALUE! | #VALUE! | 0
|  |  |  | 0 | 51 | 0 |  |  | 1 | 1.0842e-19 | 0 | 1.0669e-18 | 1.0669e-18 | 1.0669e-18 | 0 | 0 |  |  |  |  | #VALUE! | #VALUE! | #VALUE! |  |  | #VALUE! | #VALUE! | #VALUE! | #VALUE! | #VALUE! | #VALUE! | #VALUE! | #VALUE! |  |  |  |  | #VALUE! | #VALUE! | #VALUE! |  |  | #VALUE! | #VALUE! | #VALUE! | #VALUE! | #VALUE! | #VALUE! | #VALUE! | #VALUE! |  |  |  |  | #VALUE! | #VALUE! | #VALUE! |  |  | #VALUE! | #VALUE! | #VALUE! | #VALUE! | #VALUE! | #VALUE! | #VALUE! | #VALUE! |  |  |  |  | #VALUE! | #VALUE! | #VALUE! |  |  | #VALUE! | #VALUE! | #VALUE! | #VALUE! | #VALUE! | #VALUE! | #VALUE! | #VALUE! |  |  |  |  | #VALUE! | #VALUE! | #VALUE! |  |  | #VALUE! | #VALUE! | #VALUE! | #VALUE! | #VALUE! | #VALUE! | #VALUE! | #VALUE! |  |  | #VALUE! | #VALUE! | #VALUE! | #VALUE! | #VALUE! |  |  | #VALUE! | #VALUE! | #VALUE! | #VALUE! | #VALUE! | #VALUE! | #VALUE! | #VALUE! |  |  | #VALUE! | #VALUE! | #VALUE! | #VALUE! | #VALUE! |  |  | #VALUE! | #VALUE! | #VALUE! | #VALUE! | #VALUE! | #VALUE! | #VALUE! | #VALUE! | 0 | #REF! | #VALUE! | #VALUE! | #VALUE! | #VALUE! | #VALUE! | #VALUE! | #VALUE! | 0
|  |  |  | 0 | 51 | 0 |  |  | 1 | 1.0842e-19 | 0 | 1.0669e-18 | 1.0669e-18 | 1.0669e-18 | 0 | 0 |  |  |  |  | #VALUE! | #VALUE! | #VALUE! |  |  | #VALUE! | #VALUE! | #VALUE! | #VALUE! | #VALUE! | #VALUE! | #VALUE! | #VALUE! |  |  |  |  | #VALUE! | #VALUE! | #VALUE! |  |  | #VALUE! | #VALUE! | #VALUE! | #VALUE! | #VALUE! | #VALUE! | #VALUE! | #VALUE! |  |  |  |  | #VALUE! | #VALUE! | #VALUE! |  |  | #VALUE! | #VALUE! | #VALUE! | #VALUE! | #VALUE! | #VALUE! | #VALUE! | #VALUE! |  |  |  |  | #VALUE! | #VALUE! | #VALUE! |  |  | #VALUE! | #VALUE! | #VALUE! | #VALUE! | #VALUE! | #VALUE! | #VALUE! | #VALUE! |  |  |  |  | #VALUE! | #VALUE! | #VALUE! |  |  | #VALUE! | #VALUE! | #VALUE! | #VALUE! | #VALUE! | #VALUE! | #VALUE! | #VALUE! |  |  | #VALUE! | #VALUE! | #VALUE! | #VALUE! | #VALUE! |  |  | #VALUE! | #VALUE! | #VALUE! | #VALUE! | #VALUE! | #VALUE! | #VALUE! | #VALUE! |  |  | #VALUE! | #VALUE! | #VALUE! | #VALUE! | #VALUE! |  |  | #VALUE! | #VALUE! | #VALUE! | #VALUE! | #VALUE! | #VALUE! | #VALUE! | #VALUE! | 0 | #REF! | #VALUE! | #VALUE! | #VALUE! | #VALUE! | #VALUE! | #VALUE! | #VALUE! | 0
|  |  |  | 0 | 51 | 0 |  |  | 1 | 1.0842e-19 | 0 | 1.0669e-18 | 1.0669e-18 | 1.0669e-18 | 0 | 0 |  |  |  |  | #VALUE! | #VALUE! | #VALUE! |  |  | #VALUE! | #VALUE! | #VALUE! | #VALUE! | #VALUE! | #VALUE! | #VALUE! | #VALUE! |  |  |  |  | #VALUE! | #VALUE! | #VALUE! |  |  | #VALUE! | #VALUE! | #VALUE! | #VALUE! | #VALUE! | #VALUE! | #VALUE! | #VALUE! |  |  |  |  | #VALUE! | #VALUE! | #VALUE! |  |  | #VALUE! | #VALUE! | #VALUE! | #VALUE! | #VALUE! | #VALUE! | #VALUE! | #VALUE! |  |  |  |  | #VALUE! | #VALUE! | #VALUE! |  |  | #VALUE! | #VALUE! | #VALUE! | #VALUE! | #VALUE! | #VALUE! | #VALUE! | #VALUE! |  |  |  |  | #VALUE! | #VALUE! | #VALUE! |  |  | #VALUE! | #VALUE! | #VALUE! | #VALUE! | #VALUE! | #VALUE! | #VALUE! | #VALUE! |  |  | #VALUE! | #VALUE! | #VALUE! | #VALUE! | #VALUE! |  |  | #VALUE! | #VALUE! | #VALUE! | #VALUE! | #VALUE! | #VALUE! | #VALUE! | #VALUE! |  |  | #VALUE! | #VALUE! | #VALUE! | #VALUE! | #VALUE! |  |  | #VALUE! | #VALUE! | #VALUE! | #VALUE! | #VALUE! | #VALUE! | #VALUE! | #VALUE! | 0 | #REF! | #VALUE! | #VALUE! | #VALUE! | #VALUE! | #VALUE! | #VALUE! | #VALUE! | 0
|  |  |  | 0 | 51 | 0 |  |  | 1 | 1.0842e-19 | 0 | 1.0669e-18 | 1.0669e-18 | 1.0669e-18 | 0 | 0 |  |  |  |  | #VALUE! | #VALUE! | #VALUE! |  |  | #VALUE! | #VALUE! | #VALUE! | #VALUE! | #VALUE! | #VALUE! | #VALUE! | #VALUE! |  |  |  |  | #VALUE! | #VALUE! | #VALUE! |  |  | #VALUE! | #VALUE! | #VALUE! | #VALUE! | #VALUE! | #VALUE! | #VALUE! | #VALUE! |  |  |  |  | #VALUE! | #VALUE! | #VALUE! |  |  | #VALUE! | #VALUE! | #VALUE! | #VALUE! | #VALUE! | #VALUE! | #VALUE! | #VALUE! |  |  |  |  | #VALUE! | #VALUE! | #VALUE! |  |  | #VALUE! | #VALUE! | #VALUE! | #VALUE! | #VALUE! | #VALUE! | #VALUE! | #VALUE! |  |  |  |  | #VALUE! | #VALUE! | #VALUE! |  |  | #VALUE! | #VALUE! | #VALUE! | #VALUE! | #VALUE! | #VALUE! | #VALUE! | #VALUE! |  |  | #VALUE! | #VALUE! | #VALUE! | #VALUE! | #VALUE! |  |  | #VALUE! | #VALUE! | #VALUE! | #VALUE! | #VALUE! | #VALUE! | #VALUE! | #VALUE! |  |  | #VALUE! | #VALUE! | #VALUE! | #VALUE! | #VALUE! |  |  | #VALUE! | #VALUE! | #VALUE! | #VALUE! | #VALUE! | #VALUE! | #VALUE! | #VALUE! | 0 | #REF! | #VALUE! | #VALUE! | #VALUE! | #VALUE! | #VALUE! | #VALUE! | #VALUE! | 0
|  |  |  | 0 | 51 | 0 |  |  | 1 | 1.0842e-19 | 0 | 1.0669e-18 | 1.0669e-18 | 1.0669e-18 | 0 | 0 |  |  |  |  | #VALUE! | #VALUE! | #VALUE! |  |  | #VALUE! | #VALUE! | #VALUE! | #VALUE! | #VALUE! | #VALUE! | #VALUE! | #VALUE! |  |  |  |  | #VALUE! | #VALUE! | #VALUE! |  |  | #VALUE! | #VALUE! | #VALUE! | #VALUE! | #VALUE! | #VALUE! | #VALUE! | #VALUE! |  |  |  |  | #VALUE! | #VALUE! | #VALUE! |  |  | #VALUE! | #VALUE! | #VALUE! | #VALUE! | #VALUE! | #VALUE! | #VALUE! | #VALUE! |  |  |  |  | #VALUE! | #VALUE! | #VALUE! |  |  | #VALUE! | #VALUE! | #VALUE! | #VALUE! | #VALUE! | #VALUE! | #VALUE! | #VALUE! |  |  |  |  | #VALUE! | #VALUE! | #VALUE! |  |  | #VALUE! | #VALUE! | #VALUE! | #VALUE! | #VALUE! | #VALUE! | #VALUE! | #VALUE! |  |  | #VALUE! | #VALUE! | #VALUE! | #VALUE! | #VALUE! |  |  | #VALUE! | #VALUE! | #VALUE! | #VALUE! | #VALUE! | #VALUE! | #VALUE! | #VALUE! |  |  | #VALUE! | #VALUE! | #VALUE! | #VALUE! | #VALUE! |  |  | #VALUE! | #VALUE! | #VALUE! | #VALUE! | #VALUE! | #VALUE! | #VALUE! | #VALUE! | 0 | #REF! | #VALUE! | #VALUE! | #VALUE! | #VALUE! | #VALUE! | #VALUE! | #VALUE! | 0
|  |  |  | 0 | 51 | 0 |  |  | 1 | 1.0842e-19 | 0 | 1.0669e-18 | 1.0669e-18 | 1.0669e-18 | 0 | 0 |  |  |  |  | #VALUE! | #VALUE! | #VALUE! |  |  | #VALUE! | #VALUE! | #VALUE! | #VALUE! | #VALUE! | #VALUE! | #VALUE! | #VALUE! |  |  |  |  | #VALUE! | #VALUE! | #VALUE! |  |  | #VALUE! | #VALUE! | #VALUE! | #VALUE! | #VALUE! | #VALUE! | #VALUE! | #VALUE! |  |  |  |  | #VALUE! | #VALUE! | #VALUE! |  |  | #VALUE! | #VALUE! | #VALUE! | #VALUE! | #VALUE! | #VALUE! | #VALUE! | #VALUE! |  |  |  |  | #VALUE! | #VALUE! | #VALUE! |  |  | #VALUE! | #VALUE! | #VALUE! | #VALUE! | #VALUE! | #VALUE! | #VALUE! | #VALUE! |  |  |  |  | #VALUE! | #VALUE! | #VALUE! |  |  | #VALUE! | #VALUE! | #VALUE! | #VALUE! | #VALUE! | #VALUE! | #VALUE! | #VALUE! |  |  | #VALUE! | #VALUE! | #VALUE! | #VALUE! | #VALUE! |  |  | #VALUE! | #VALUE! | #VALUE! | #VALUE! | #VALUE! | #VALUE! | #VALUE! | #VALUE! |  |  | #VALUE! | #VALUE! | #VALUE! | #VALUE! | #VALUE! |  |  | #VALUE! | #VALUE! | #VALUE! | #VALUE! | #VALUE! | #VALUE! | #VALUE! | #VALUE! | 0 | #REF! | #VALUE! | #VALUE! | #VALUE! | #VALUE! | #VALUE! | #VALUE! | #VALUE! | 0
|  |  |  | 0 | 51 | 0 |  |  | 1 | 1.0842e-19 | 0 | 1.0669e-18 | 1.0669e-18 | 1.0669e-18 | 0 | 0 |  |  |  |  | #VALUE! | #VALUE! | #VALUE! |  |  | #VALUE! | #VALUE! | #VALUE! | #VALUE! | #VALUE! | #VALUE! | #VALUE! | #VALUE! |  |  |  |  | #VALUE! | #VALUE! | #VALUE! |  |  | #VALUE! | #VALUE! | #VALUE! | #VALUE! | #VALUE! | #VALUE! | #VALUE! | #VALUE! |  |  |  |  | #VALUE! | #VALUE! | #VALUE! |  |  | #VALUE! | #VALUE! | #VALUE! | #VALUE! | #VALUE! | #VALUE! | #VALUE! | #VALUE! |  |  |  |  | #VALUE! | #VALUE! | #VALUE! |  |  | #VALUE! | #VALUE! | #VALUE! | #VALUE! | #VALUE! | #VALUE! | #VALUE! | #VALUE! |  |  |  |  | #VALUE! | #VALUE! | #VALUE! |  |  | #VALUE! | #VALUE! | #VALUE! | #VALUE! | #VALUE! | #VALUE! | #VALUE! | #VALUE! |  |  | #VALUE! | #VALUE! | #VALUE! | #VALUE! | #VALUE! |  |  | #VALUE! | #VALUE! | #VALUE! | #VALUE! | #VALUE! | #VALUE! | #VALUE! | #VALUE! |  |  | #VALUE! | #VALUE! | #VALUE! | #VALUE! | #VALUE! |  |  | #VALUE! | #VALUE! | #VALUE! | #VALUE! | #VALUE! | #VALUE! | #VALUE! | #VALUE! | 0 | #REF! | #VALUE! | #VALUE! | #VALUE! | #VALUE! | #VALUE! | #VALUE! | #VALUE! | 0
|  |  |  | 0 | 51 | 0 |  |  | 1 | 1.0842e-19 | 0 | 1.0669e-18 | 1.0669e-18 | 1.0669e-18 | 0 | 0 |  |  |  |  | #VALUE! | #VALUE! | #VALUE! |  |  | #VALUE! | #VALUE! | #VALUE! | #VALUE! | #VALUE! | #VALUE! | #VALUE! | #VALUE! |  |  |  |  | #VALUE! | #VALUE! | #VALUE! |  |  | #VALUE! | #VALUE! | #VALUE! | #VALUE! | #VALUE! | #VALUE! | #VALUE! | #VALUE! |  |  |  |  | #VALUE! | #VALUE! | #VALUE! |  |  | #VALUE! | #VALUE! | #VALUE! | #VALUE! | #VALUE! | #VALUE! | #VALUE! | #VALUE! |  |  |  |  | #VALUE! | #VALUE! | #VALUE! |  |  | #VALUE! | #VALUE! | #VALUE! | #VALUE! | #VALUE! | #VALUE! | #VALUE! | #VALUE! |  |  |  |  | #VALUE! | #VALUE! | #VALUE! |  |  | #VALUE! | #VALUE! | #VALUE! | #VALUE! | #VALUE! | #VALUE! | #VALUE! | #VALUE! |  |  | #VALUE! | #VALUE! | #VALUE! | #VALUE! | #VALUE! |  |  | #VALUE! | #VALUE! | #VALUE! | #VALUE! | #VALUE! | #VALUE! | #VALUE! | #VALUE! |  |  | #VALUE! | #VALUE! | #VALUE! | #VALUE! | #VALUE! |  |  | #VALUE! | #VALUE! | #VALUE! | #VALUE! | #VALUE! | #VALUE! | #VALUE! | #VALUE! | 0 | #REF! | #VALUE! | #VALUE! | #VALUE! | #VALUE! | #VALUE! | #VALUE! | #VALUE! | 0
|  |  |  | 0 | 51 | 0 |  |  | 1 | 1.0842e-19 | 0 | 1.0669e-18 | 1.0669e-18 | 1.0669e-18 | 0 | 0 |  |  |  |  | #VALUE! | #VALUE! | #VALUE! |  |  | #VALUE! | #VALUE! | #VALUE! | #VALUE! | #VALUE! | #VALUE! | #VALUE! | #VALUE! |  |  |  |  | #VALUE! | #VALUE! | #VALUE! |  |  | #VALUE! | #VALUE! | #VALUE! | #VALUE! | #VALUE! | #VALUE! | #VALUE! | #VALUE! |  |  |  |  | #VALUE! | #VALUE! | #VALUE! |  |  | #VALUE! | #VALUE! | #VALUE! | #VALUE! | #VALUE! | #VALUE! | #VALUE! | #VALUE! |  |  |  |  | #VALUE! | #VALUE! | #VALUE! |  |  | #VALUE! | #VALUE! | #VALUE! | #VALUE! | #VALUE! | #VALUE! | #VALUE! | #VALUE! |  |  |  |  | #VALUE! | #VALUE! | #VALUE! |  |  | #VALUE! | #VALUE! | #VALUE! | #VALUE! | #VALUE! | #VALUE! | #VALUE! | #VALUE! |  |  | #VALUE! | #VALUE! | #VALUE! | #VALUE! | #VALUE! |  |  | #VALUE! | #VALUE! | #VALUE! | #VALUE! | #VALUE! | #VALUE! | #VALUE! | #VALUE! |  |  | #VALUE! | #VALUE! | #VALUE! | #VALUE! | #VALUE! |  |  | #VALUE! | #VALUE! | #VALUE! | #VALUE! | #VALUE! | #VALUE! | #VALUE! | #VALUE! | 0 | #REF! | #VALUE! | #VALUE! | #VALUE! | #VALUE! | #VALUE! | #VALUE! | #VALUE! | 0
|  |  |  | 0 | 51 | 0 |  |  | 1 | 1.0842e-19 | 0 | 1.0669e-18 | 1.0669e-18 | 1.0669e-18 | 0 | 0 |  |  |  |  | #VALUE! | #VALUE! | #VALUE! |  |  | #VALUE! | #VALUE! | #VALUE! | #VALUE! | #VALUE! | #VALUE! | #VALUE! | #VALUE! |  |  |  |  | #VALUE! | #VALUE! | #VALUE! |  |  | #VALUE! | #VALUE! | #VALUE! | #VALUE! | #VALUE! | #VALUE! | #VALUE! | #VALUE! |  |  |  |  | #VALUE! | #VALUE! | #VALUE! |  |  | #VALUE! | #VALUE! | #VALUE! | #VALUE! | #VALUE! | #VALUE! | #VALUE! | #VALUE! |  |  |  |  | #VALUE! | #VALUE! | #VALUE! |  |  | #VALUE! | #VALUE! | #VALUE! | #VALUE! | #VALUE! | #VALUE! | #VALUE! | #VALUE! |  |  |  |  | #VALUE! | #VALUE! | #VALUE! |  |  | #VALUE! | #VALUE! | #VALUE! | #VALUE! | #VALUE! | #VALUE! | #VALUE! | #VALUE! |  |  | #VALUE! | #VALUE! | #VALUE! | #VALUE! | #VALUE! |  |  | #VALUE! | #VALUE! | #VALUE! | #VALUE! | #VALUE! | #VALUE! | #VALUE! | #VALUE! |  |  | #VALUE! | #VALUE! | #VALUE! | #VALUE! | #VALUE! |  |  | #VALUE! | #VALUE! | #VALUE! | #VALUE! | #VALUE! | #VALUE! | #VALUE! | #VALUE! | 0 | #REF! | #VALUE! | #VALUE! | #VALUE! | #VALUE! | #VALUE! | #VALUE! | #VALUE! | 0
|  |  |  | 0 | 51 | 0 |  |  | 1 | 1.0842e-19 | 0 | 1.0669e-18 | 1.0669e-18 | 1.0669e-18 | 0 | 0 |  |  |  |  | #VALUE! | #VALUE! | #VALUE! |  |  | #VALUE! | #VALUE! | #VALUE! | #VALUE! | #VALUE! | #VALUE! | #VALUE! | #VALUE! |  |  |  |  | #VALUE! | #VALUE! | #VALUE! |  |  | #VALUE! | #VALUE! | #VALUE! | #VALUE! | #VALUE! | #VALUE! | #VALUE! | #VALUE! |  |  |  |  | #VALUE! | #VALUE! | #VALUE! |  |  | #VALUE! | #VALUE! | #VALUE! | #VALUE! | #VALUE! | #VALUE! | #VALUE! | #VALUE! |  |  |  |  | #VALUE! | #VALUE! | #VALUE! |  |  | #VALUE! | #VALUE! | #VALUE! | #VALUE! | #VALUE! | #VALUE! | #VALUE! | #VALUE! |  |  |  |  | #VALUE! | #VALUE! | #VALUE! |  |  | #VALUE! | #VALUE! | #VALUE! | #VALUE! | #VALUE! | #VALUE! | #VALUE! | #VALUE! |  |  | #VALUE! | #VALUE! | #VALUE! | #VALUE! | #VALUE! |  |  | #VALUE! | #VALUE! | #VALUE! | #VALUE! | #VALUE! | #VALUE! | #VALUE! | #VALUE! |  |  | #VALUE! | #VALUE! | #VALUE! | #VALUE! | #VALUE! |  |  | #VALUE! | #VALUE! | #VALUE! | #VALUE! | #VALUE! | #VALUE! | #VALUE! | #VALUE! | 0 | #REF! | #VALUE! | #VALUE! | #VALUE! | #VALUE! | #VALUE! | #VALUE! | #VALUE! | 0
|  |  |  | 0 | 51 | 0 |  |  | 1 | 1.0842e-19 | 0 | 1.0669e-18 | 1.0669e-18 | 1.0669e-18 | 0 | 0 |  |  |  |  | #VALUE! | #VALUE! | #VALUE! |  |  | #VALUE! | #VALUE! | #VALUE! | #VALUE! | #VALUE! | #VALUE! | #VALUE! | #VALUE! |  |  |  |  | #VALUE! | #VALUE! | #VALUE! |  |  | #VALUE! | #VALUE! | #VALUE! | #VALUE! | #VALUE! | #VALUE! | #VALUE! | #VALUE! |  |  |  |  | #VALUE! | #VALUE! | #VALUE! |  |  | #VALUE! | #VALUE! | #VALUE! | #VALUE! | #VALUE! | #VALUE! | #VALUE! | #VALUE! |  |  |  |  | #VALUE! | #VALUE! | #VALUE! |  |  | #VALUE! | #VALUE! | #VALUE! | #VALUE! | #VALUE! | #VALUE! | #VALUE! | #VALUE! |  |  |  |  | #VALUE! | #VALUE! | #VALUE! |  |  | #VALUE! | #VALUE! | #VALUE! | #VALUE! | #VALUE! | #VALUE! | #VALUE! | #VALUE! |  |  | #VALUE! | #VALUE! | #VALUE! | #VALUE! | #VALUE! |  |  | #VALUE! | #VALUE! | #VALUE! | #VALUE! | #VALUE! | #VALUE! | #VALUE! | #VALUE! |  |  | #VALUE! | #VALUE! | #VALUE! | #VALUE! | #VALUE! |  |  | #VALUE! | #VALUE! | #VALUE! | #VALUE! | #VALUE! | #VALUE! | #VALUE! | #VALUE! | 0 | #REF! | #VALUE! | #VALUE! | #VALUE! | #VALUE! | #VALUE! | #VALUE! | #VALUE! | 0
|  |  |  | 0 | 51 | 0 |  |  | 1 | 1.0842e-19 | 0 | 1.0669e-18 | 1.0669e-18 | 1.0669e-18 | 0 | 0 |  |  |  |  | #VALUE! | #VALUE! | #VALUE! |  |  | #VALUE! | #VALUE! | #VALUE! | #VALUE! | #VALUE! | #VALUE! | #VALUE! | #VALUE! |  |  |  |  | #VALUE! | #VALUE! | #VALUE! |  |  | #VALUE! | #VALUE! | #VALUE! | #VALUE! | #VALUE! | #VALUE! | #VALUE! | #VALUE! |  |  |  |  | #VALUE! | #VALUE! | #VALUE! |  |  | #VALUE! | #VALUE! | #VALUE! | #VALUE! | #VALUE! | #VALUE! | #VALUE! | #VALUE! |  |  |  |  | #VALUE! | #VALUE! | #VALUE! |  |  | #VALUE! | #VALUE! | #VALUE! | #VALUE! | #VALUE! | #VALUE! | #VALUE! | #VALUE! |  |  |  |  | #VALUE! | #VALUE! | #VALUE! |  |  | #VALUE! | #VALUE! | #VALUE! | #VALUE! | #VALUE! | #VALUE! | #VALUE! | #VALUE! |  |  | #VALUE! | #VALUE! | #VALUE! | #VALUE! | #VALUE! |  |  | #VALUE! | #VALUE! | #VALUE! | #VALUE! | #VALUE! | #VALUE! | #VALUE! | #VALUE! |  |  | #VALUE! | #VALUE! | #VALUE! | #VALUE! | #VALUE! |  |  | #VALUE! | #VALUE! | #VALUE! | #VALUE! | #VALUE! | #VALUE! | #VALUE! | #VALUE! | 0 | #REF! | #VALUE! | #VALUE! | #VALUE! | #VALUE! | #VALUE! | #VALUE! | #VALUE! | 0
|  |  |  | 0 | 51 | 0 |  |  | 1 | 1.0842e-19 | 0 | 1.0669e-18 | 1.0669e-18 | 1.0669e-18 | 0 | 0 |  |  |  |  | #VALUE! | #VALUE! | #VALUE! |  |  | #VALUE! | #VALUE! | #VALUE! | #VALUE! | #VALUE! | #VALUE! | #VALUE! | #VALUE! |  |  |  |  | #VALUE! | #VALUE! | #VALUE! |  |  | #VALUE! | #VALUE! | #VALUE! | #VALUE! | #VALUE! | #VALUE! | #VALUE! | #VALUE! |  |  |  |  | #VALUE! | #VALUE! | #VALUE! |  |  | #VALUE! | #VALUE! | #VALUE! | #VALUE! | #VALUE! | #VALUE! | #VALUE! | #VALUE! |  |  |  |  | #VALUE! | #VALUE! | #VALUE! |  |  | #VALUE! | #VALUE! | #VALUE! | #VALUE! | #VALUE! | #VALUE! | #VALUE! | #VALUE! |  |  |  |  | #VALUE! | #VALUE! | #VALUE! |  |  | #VALUE! | #VALUE! | #VALUE! | #VALUE! | #VALUE! | #VALUE! | #VALUE! | #VALUE! |  |  | #VALUE! | #VALUE! | #VALUE! | #VALUE! | #VALUE! |  |  | #VALUE! | #VALUE! | #VALUE! | #VALUE! | #VALUE! | #VALUE! | #VALUE! | #VALUE! |  |  | #VALUE! | #VALUE! | #VALUE! | #VALUE! | #VALUE! |  |  | #VALUE! | #VALUE! | #VALUE! | #VALUE! | #VALUE! | #VALUE! | #VALUE! | #VALUE! | 0 | #REF! | #VALUE! | #VALUE! | #VALUE! | #VALUE! | #VALUE! | #VALUE! | #VALUE! | 0
|  |  |  | 0 | 51 | 0 |  |  | 1 | 1.0842e-19 | 0 | 1.0669e-18 | 1.0669e-18 | 1.0669e-18 | 0 | 0 |  |  |  |  | #VALUE! | #VALUE! | #VALUE! |  |  | #VALUE! | #VALUE! | #VALUE! | #VALUE! | #VALUE! | #VALUE! | #VALUE! | #VALUE! |  |  |  |  | #VALUE! | #VALUE! | #VALUE! |  |  | #VALUE! | #VALUE! | #VALUE! | #VALUE! | #VALUE! | #VALUE! | #VALUE! | #VALUE! |  |  |  |  | #VALUE! | #VALUE! | #VALUE! |  |  | #VALUE! | #VALUE! | #VALUE! | #VALUE! | #VALUE! | #VALUE! | #VALUE! | #VALUE! |  |  |  |  | #VALUE! | #VALUE! | #VALUE! |  |  | #VALUE! | #VALUE! | #VALUE! | #VALUE! | #VALUE! | #VALUE! | #VALUE! | #VALUE! |  |  |  |  | #VALUE! | #VALUE! | #VALUE! |  |  | #VALUE! | #VALUE! | #VALUE! | #VALUE! | #VALUE! | #VALUE! | #VALUE! | #VALUE! |  |  | #VALUE! | #VALUE! | #VALUE! | #VALUE! | #VALUE! |  |  | #VALUE! | #VALUE! | #VALUE! | #VALUE! | #VALUE! | #VALUE! | #VALUE! | #VALUE! |  |  | #VALUE! | #VALUE! | #VALUE! | #VALUE! | #VALUE! |  |  | #VALUE! | #VALUE! | #VALUE! | #VALUE! | #VALUE! | #VALUE! | #VALUE! | #VALUE! | 0 | #REF! | #VALUE! | #VALUE! | #VALUE! | #VALUE! | #VALUE! | #VALUE! | #VALUE! | 0
|  |  |  | 0 | 51 | 0 |  |  | 1 | 1.0842e-19 | 0 | 1.0669e-18 | 1.0669e-18 | 1.0669e-18 | 0 | 0 |  |  |  |  | #VALUE! | #VALUE! | #VALUE! |  |  | #VALUE! | #VALUE! | #VALUE! | #VALUE! | #VALUE! | #VALUE! | #VALUE! | #VALUE! |  |  |  |  | #VALUE! | #VALUE! | #VALUE! |  |  | #VALUE! | #VALUE! | #VALUE! | #VALUE! | #VALUE! | #VALUE! | #VALUE! | #VALUE! |  |  |  |  | #VALUE! | #VALUE! | #VALUE! |  |  | #VALUE! | #VALUE! | #VALUE! | #VALUE! | #VALUE! | #VALUE! | #VALUE! | #VALUE! |  |  |  |  | #VALUE! | #VALUE! | #VALUE! |  |  | #VALUE! | #VALUE! | #VALUE! | #VALUE! | #VALUE! | #VALUE! | #VALUE! | #VALUE! |  |  |  |  | #VALUE! | #VALUE! | #VALUE! |  |  | #VALUE! | #VALUE! | #VALUE! | #VALUE! | #VALUE! | #VALUE! | #VALUE! | #VALUE! |  |  | #VALUE! | #VALUE! | #VALUE! | #VALUE! | #VALUE! |  |  | #VALUE! | #VALUE! | #VALUE! | #VALUE! | #VALUE! | #VALUE! | #VALUE! | #VALUE! |  |  | #VALUE! | #VALUE! | #VALUE! | #VALUE! | #VALUE! |  |  | #VALUE! | #VALUE! | #VALUE! | #VALUE! | #VALUE! | #VALUE! | #VALUE! | #VALUE! | 0 | #REF! | #VALUE! | #VALUE! | #VALUE! | #VALUE! | #VALUE! | #VALUE! | #VALUE! | 0
|  |  |  | 0 | 51 | 0 |  |  | 1 | 1.0842e-19 | 0 | 1.0669e-18 | 1.0669e-18 | 1.0669e-18 | 0 | 0 |  |  |  |  | #VALUE! | #VALUE! | #VALUE! |  |  | #VALUE! | #VALUE! | #VALUE! | #VALUE! | #VALUE! | #VALUE! | #VALUE! | #VALUE! |  |  |  |  | #VALUE! | #VALUE! | #VALUE! |  |  | #VALUE! | #VALUE! | #VALUE! | #VALUE! | #VALUE! | #VALUE! | #VALUE! | #VALUE! |  |  |  |  | #VALUE! | #VALUE! | #VALUE! |  |  | #VALUE! | #VALUE! | #VALUE! | #VALUE! | #VALUE! | #VALUE! | #VALUE! | #VALUE! |  |  |  |  | #VALUE! | #VALUE! | #VALUE! |  |  | #VALUE! | #VALUE! | #VALUE! | #VALUE! | #VALUE! | #VALUE! | #VALUE! | #VALUE! |  |  |  |  | #VALUE! | #VALUE! | #VALUE! |  |  | #VALUE! | #VALUE! | #VALUE! | #VALUE! | #VALUE! | #VALUE! | #VALUE! | #VALUE! |  |  | #VALUE! | #VALUE! | #VALUE! | #VALUE! | #VALUE! |  |  | #VALUE! | #VALUE! | #VALUE! | #VALUE! | #VALUE! | #VALUE! | #VALUE! | #VALUE! |  |  | #VALUE! | #VALUE! | #VALUE! | #VALUE! | #VALUE! |  |  | #VALUE! | #VALUE! | #VALUE! | #VALUE! | #VALUE! | #VALUE! | #VALUE! | #VALUE! | 0 | #REF! | #VALUE! | #VALUE! | #VALUE! | #VALUE! | #VALUE! | #VALUE! | #VALUE! | 0
|  |  |  | 0 | 51 | 0 |  |  | 1 | 1.0842e-19 | 0 | 1.0669e-18 | 1.0669e-18 | 1.0669e-18 | 0 | 0 |  |  |  |  | #VALUE! | #VALUE! | #VALUE! |  |  | #VALUE! | #VALUE! | #VALUE! | #VALUE! | #VALUE! | #VALUE! | #VALUE! | #VALUE! |  |  |  |  | #VALUE! | #VALUE! | #VALUE! |  |  | #VALUE! | #VALUE! | #VALUE! | #VALUE! | #VALUE! | #VALUE! | #VALUE! | #VALUE! |  |  |  |  | #VALUE! | #VALUE! | #VALUE! |  |  | #VALUE! | #VALUE! | #VALUE! | #VALUE! | #VALUE! | #VALUE! | #VALUE! | #VALUE! |  |  |  |  | #VALUE! | #VALUE! | #VALUE! |  |  | #VALUE! | #VALUE! | #VALUE! | #VALUE! | #VALUE! | #VALUE! | #VALUE! | #VALUE! |  |  |  |  | #VALUE! | #VALUE! | #VALUE! |  |  | #VALUE! | #VALUE! | #VALUE! | #VALUE! | #VALUE! | #VALUE! | #VALUE! | #VALUE! |  |  | #VALUE! | #VALUE! | #VALUE! | #VALUE! | #VALUE! |  |  | #VALUE! | #VALUE! | #VALUE! | #VALUE! | #VALUE! | #VALUE! | #VALUE! | #VALUE! |  |  | #VALUE! | #VALUE! | #VALUE! | #VALUE! | #VALUE! |  |  | #VALUE! | #VALUE! | #VALUE! | #VALUE! | #VALUE! | #VALUE! | #VALUE! | #VALUE! | 0 | #REF! | #VALUE! | #VALUE! | #VALUE! | #VALUE! | #VALUE! | #VALUE! | #VALUE! | 0
|  |  |  | 0 | 51 | 0 |  |  | 1 | 1.0842e-19 | 0 | 1.0669e-18 | 1.0669e-18 | 1.0669e-18 | 0 | 0 |  |  |  |  | #VALUE! | #VALUE! | #VALUE! |  |  | #VALUE! | #VALUE! | #VALUE! | #VALUE! | #VALUE! | #VALUE! | #VALUE! | #VALUE! |  |  |  |  | #VALUE! | #VALUE! | #VALUE! |  |  | #VALUE! | #VALUE! | #VALUE! | #VALUE! | #VALUE! | #VALUE! | #VALUE! | #VALUE! |  |  |  |  | #VALUE! | #VALUE! | #VALUE! |  |  | #VALUE! | #VALUE! | #VALUE! | #VALUE! | #VALUE! | #VALUE! | #VALUE! | #VALUE! |  |  |  |  | #VALUE! | #VALUE! | #VALUE! |  |  | #VALUE! | #VALUE! | #VALUE! | #VALUE! | #VALUE! | #VALUE! | #VALUE! | #VALUE! |  |  |  |  | #VALUE! | #VALUE! | #VALUE! |  |  | #VALUE! | #VALUE! | #VALUE! | #VALUE! | #VALUE! | #VALUE! | #VALUE! | #VALUE! |  |  | #VALUE! | #VALUE! | #VALUE! | #VALUE! | #VALUE! |  |  | #VALUE! | #VALUE! | #VALUE! | #VALUE! | #VALUE! | #VALUE! | #VALUE! | #VALUE! |  |  | #VALUE! | #VALUE! | #VALUE! | #VALUE! | #VALUE! |  |  | #VALUE! | #VALUE! | #VALUE! | #VALUE! | #VALUE! | #VALUE! | #VALUE! | #VALUE! | 0 | #REF! | #VALUE! | #VALUE! | #VALUE! | #VALUE! | #VALUE! | #VALUE! | #VALUE! | 0
|  |  |  | 0 | 51 | 0 |  |  | 1 | 1.0842e-19 | 0 | 1.0669e-18 | 1.0669e-18 | 1.0669e-18 | 0 | 0 |  |  |  |  | #VALUE! | #VALUE! | #VALUE! |  |  | #VALUE! | #VALUE! | #VALUE! | #VALUE! | #VALUE! | #VALUE! | #VALUE! | #VALUE! |  |  |  |  | #VALUE! | #VALUE! | #VALUE! |  |  | #VALUE! | #VALUE! | #VALUE! | #VALUE! | #VALUE! | #VALUE! | #VALUE! | #VALUE! |  |  |  |  | #VALUE! | #VALUE! | #VALUE! |  |  | #VALUE! | #VALUE! | #VALUE! | #VALUE! | #VALUE! | #VALUE! | #VALUE! | #VALUE! |  |  |  |  | #VALUE! | #VALUE! | #VALUE! |  |  | #VALUE! | #VALUE! | #VALUE! | #VALUE! | #VALUE! | #VALUE! | #VALUE! | #VALUE! |  |  |  |  | #VALUE! | #VALUE! | #VALUE! |  |  | #VALUE! | #VALUE! | #VALUE! | #VALUE! | #VALUE! | #VALUE! | #VALUE! | #VALUE! |  |  | #VALUE! | #VALUE! | #VALUE! | #VALUE! | #VALUE! |  |  | #VALUE! | #VALUE! | #VALUE! | #VALUE! | #VALUE! | #VALUE! | #VALUE! | #VALUE! |  |  | #VALUE! | #VALUE! | #VALUE! | #VALUE! | #VALUE! |  |  | #VALUE! | #VALUE! | #VALUE! | #VALUE! | #VALUE! | #VALUE! | #VALUE! | #VALUE! | 0 | #REF! | #VALUE! | #VALUE! | #VALUE! | #VALUE! | #VALUE! | #VALUE! | #VALUE! | 0
|  |  |  | 0 | 51 | 0 |  |  | 1 | 1.0842e-19 | 0 | 1.0669e-18 | 1.0669e-18 | 1.0669e-18 | 0 | 0 |  |  |  |  | #VALUE! | #VALUE! | #VALUE! |  |  | #VALUE! | #VALUE! | #VALUE! | #VALUE! | #VALUE! | #VALUE! | #VALUE! | #VALUE! |  |  |  |  | #VALUE! | #VALUE! | #VALUE! |  |  | #VALUE! | #VALUE! | #VALUE! | #VALUE! | #VALUE! | #VALUE! | #VALUE! | #VALUE! |  |  |  |  | #VALUE! | #VALUE! | #VALUE! |  |  | #VALUE! | #VALUE! | #VALUE! | #VALUE! | #VALUE! | #VALUE! | #VALUE! | #VALUE! |  |  |  |  | #VALUE! | #VALUE! | #VALUE! |  |  | #VALUE! | #VALUE! | #VALUE! | #VALUE! | #VALUE! | #VALUE! | #VALUE! | #VALUE! |  |  |  |  | #VALUE! | #VALUE! | #VALUE! |  |  | #VALUE! | #VALUE! | #VALUE! | #VALUE! | #VALUE! | #VALUE! | #VALUE! | #VALUE! |  |  | #VALUE! | #VALUE! | #VALUE! | #VALUE! | #VALUE! |  |  | #VALUE! | #VALUE! | #VALUE! | #VALUE! | #VALUE! | #VALUE! | #VALUE! | #VALUE! |  |  | #VALUE! | #VALUE! | #VALUE! | #VALUE! | #VALUE! |  |  | #VALUE! | #VALUE! | #VALUE! | #VALUE! | #VALUE! | #VALUE! | #VALUE! | #VALUE! | 0 | #REF! | #VALUE! | #VALUE! | #VALUE! | #VALUE! | #VALUE! | #VALUE! | #VALUE! | 0
|  |  |  | 0 | 51 | 0 |  |  | 1 | 1.0842e-19 | 0 | 1.0669e-18 | 1.0669e-18 | 1.0669e-18 | 0 | 0 |  |  |  |  | #VALUE! | #VALUE! | #VALUE! |  |  | #VALUE! | #VALUE! | #VALUE! | #VALUE! | #VALUE! | #VALUE! | #VALUE! | #VALUE! |  |  |  |  | #VALUE! | #VALUE! | #VALUE! |  |  | #VALUE! | #VALUE! | #VALUE! | #VALUE! | #VALUE! | #VALUE! | #VALUE! | #VALUE! |  |  |  |  | #VALUE! | #VALUE! | #VALUE! |  |  | #VALUE! | #VALUE! | #VALUE! | #VALUE! | #VALUE! | #VALUE! | #VALUE! | #VALUE! |  |  |  |  | #VALUE! | #VALUE! | #VALUE! |  |  | #VALUE! | #VALUE! | #VALUE! | #VALUE! | #VALUE! | #VALUE! | #VALUE! | #VALUE! |  |  |  |  | #VALUE! | #VALUE! | #VALUE! |  |  | #VALUE! | #VALUE! | #VALUE! | #VALUE! | #VALUE! | #VALUE! | #VALUE! | #VALUE! |  |  | #VALUE! | #VALUE! | #VALUE! | #VALUE! | #VALUE! |  |  | #VALUE! | #VALUE! | #VALUE! | #VALUE! | #VALUE! | #VALUE! | #VALUE! | #VALUE! |  |  | #VALUE! | #VALUE! | #VALUE! | #VALUE! | #VALUE! |  |  | #VALUE! | #VALUE! | #VALUE! | #VALUE! | #VALUE! | #VALUE! | #VALUE! | #VALUE! | 0 | #REF! | #VALUE! | #VALUE! | #VALUE! | #VALUE! | #VALUE! | #VALUE! | #VALUE! | 0
|  |  |  | 0 | 51 | 0 |  |  | 1 | 1.0842e-19 | 0 | 1.0669e-18 | 1.0669e-18 | 1.0669e-18 | 0 | 0 |  |  |  |  | #VALUE! | #VALUE! | #VALUE! |  |  | #VALUE! | #VALUE! | #VALUE! | #VALUE! | #VALUE! | #VALUE! | #VALUE! | #VALUE! |  |  |  |  | #VALUE! | #VALUE! | #VALUE! |  |  | #VALUE! | #VALUE! | #VALUE! | #VALUE! | #VALUE! | #VALUE! | #VALUE! | #VALUE! |  |  |  |  | #VALUE! | #VALUE! | #VALUE! |  |  | #VALUE! | #VALUE! | #VALUE! | #VALUE! | #VALUE! | #VALUE! | #VALUE! | #VALUE! |  |  |  |  | #VALUE! | #VALUE! | #VALUE! |  |  | #VALUE! | #VALUE! | #VALUE! | #VALUE! | #VALUE! | #VALUE! | #VALUE! | #VALUE! |  |  |  |  | #VALUE! | #VALUE! | #VALUE! |  |  | #VALUE! | #VALUE! | #VALUE! | #VALUE! | #VALUE! | #VALUE! | #VALUE! | #VALUE! |  |  | #VALUE! | #VALUE! | #VALUE! | #VALUE! | #VALUE! |  |  | #VALUE! | #VALUE! | #VALUE! | #VALUE! | #VALUE! | #VALUE! | #VALUE! | #VALUE! |  |  | #VALUE! | #VALUE! | #VALUE! | #VALUE! | #VALUE! |  |  | #VALUE! | #VALUE! | #VALUE! | #VALUE! | #VALUE! | #VALUE! | #VALUE! | #VALUE! | 0 | #REF! | #VALUE! | #VALUE! | #VALUE! | #VALUE! | #VALUE! | #VALUE! | #VALUE! | 0
|  |  |  | 0 | 51 | 0 |  |  | 1 | 1.0842e-19 | 0 | 1.0669e-18 | 1.0669e-18 | 1.0669e-18 | 0 | 0 |  |  |  |  | #VALUE! | #VALUE! | #VALUE! |  |  | #VALUE! | #VALUE! | #VALUE! | #VALUE! | #VALUE! | #VALUE! | #VALUE! | #VALUE! |  |  |  |  | #VALUE! | #VALUE! | #VALUE! |  |  | #VALUE! | #VALUE! | #VALUE! | #VALUE! | #VALUE! | #VALUE! | #VALUE! | #VALUE! |  |  |  |  | #VALUE! | #VALUE! | #VALUE! |  |  | #VALUE! | #VALUE! | #VALUE! | #VALUE! | #VALUE! | #VALUE! | #VALUE! | #VALUE! |  |  |  |  | #VALUE! | #VALUE! | #VALUE! |  |  | #VALUE! | #VALUE! | #VALUE! | #VALUE! | #VALUE! | #VALUE! | #VALUE! | #VALUE! |  |  |  |  | #VALUE! | #VALUE! | #VALUE! |  |  | #VALUE! | #VALUE! | #VALUE! | #VALUE! | #VALUE! | #VALUE! | #VALUE! | #VALUE! |  |  | #VALUE! | #VALUE! | #VALUE! | #VALUE! | #VALUE! |  |  | #VALUE! | #VALUE! | #VALUE! | #VALUE! | #VALUE! | #VALUE! | #VALUE! | #VALUE! |  |  | #VALUE! | #VALUE! | #VALUE! | #VALUE! | #VALUE! |  |  | #VALUE! | #VALUE! | #VALUE! | #VALUE! | #VALUE! | #VALUE! | #VALUE! | #VALUE! | 0 | #REF! | #VALUE! | #VALUE! | #VALUE! | #VALUE! | #VALUE! | #VALUE! | #VALUE! | 0
|  |  |  | 0 | 51 | 0 |  |  | 1 | 1.0842e-19 | 0 | 1.0669e-18 | 1.0669e-18 | 1.0669e-18 | 0 | 0 |  |  |  |  | #VALUE! | #VALUE! | #VALUE! |  |  | #VALUE! | #VALUE! | #VALUE! | #VALUE! | #VALUE! | #VALUE! | #VALUE! | #VALUE! |  |  |  |  | #VALUE! | #VALUE! | #VALUE! |  |  | #VALUE! | #VALUE! | #VALUE! | #VALUE! | #VALUE! | #VALUE! | #VALUE! | #VALUE! |  |  |  |  | #VALUE! | #VALUE! | #VALUE! |  |  | #VALUE! | #VALUE! | #VALUE! | #VALUE! | #VALUE! | #VALUE! | #VALUE! | #VALUE! |  |  |  |  | #VALUE! | #VALUE! | #VALUE! |  |  | #VALUE! | #VALUE! | #VALUE! | #VALUE! | #VALUE! | #VALUE! | #VALUE! | #VALUE! |  |  |  |  | #VALUE! | #VALUE! | #VALUE! |  |  | #VALUE! | #VALUE! | #VALUE! | #VALUE! | #VALUE! | #VALUE! | #VALUE! | #VALUE! |  |  | #VALUE! | #VALUE! | #VALUE! | #VALUE! | #VALUE! |  |  | #VALUE! | #VALUE! | #VALUE! | #VALUE! | #VALUE! | #VALUE! | #VALUE! | #VALUE! |  |  | #VALUE! | #VALUE! | #VALUE! | #VALUE! | #VALUE! |  |  | #VALUE! | #VALUE! | #VALUE! | #VALUE! | #VALUE! | #VALUE! | #VALUE! | #VALUE! | 0 | #REF! | #VALUE! | #VALUE! | #VALUE! | #VALUE! | #VALUE! | #VALUE! | #VALUE! | 0
|  |  |  | 0 | 51 | 0 |  |  | 1 | 1.0842e-19 | 0 | 1.0669e-18 | 1.0669e-18 | 1.0669e-18 | 0 | 0 |  |  |  |  | #VALUE! | #VALUE! | #VALUE! |  |  | #VALUE! | #VALUE! | #VALUE! | #VALUE! | #VALUE! | #VALUE! | #VALUE! | #VALUE! |  |  |  |  | #VALUE! | #VALUE! | #VALUE! |  |  | #VALUE! | #VALUE! | #VALUE! | #VALUE! | #VALUE! | #VALUE! | #VALUE! | #VALUE! |  |  |  |  | #VALUE! | #VALUE! | #VALUE! |  |  | #VALUE! | #VALUE! | #VALUE! | #VALUE! | #VALUE! | #VALUE! | #VALUE! | #VALUE! |  |  |  |  | #VALUE! | #VALUE! | #VALUE! |  |  | #VALUE! | #VALUE! | #VALUE! | #VALUE! | #VALUE! | #VALUE! | #VALUE! | #VALUE! |  |  |  |  | #VALUE! | #VALUE! | #VALUE! |  |  | #VALUE! | #VALUE! | #VALUE! | #VALUE! | #VALUE! | #VALUE! | #VALUE! | #VALUE! |  |  | #VALUE! | #VALUE! | #VALUE! | #VALUE! | #VALUE! |  |  | #VALUE! | #VALUE! | #VALUE! | #VALUE! | #VALUE! | #VALUE! | #VALUE! | #VALUE! |  |  | #VALUE! | #VALUE! | #VALUE! | #VALUE! | #VALUE! |  |  | #VALUE! | #VALUE! | #VALUE! | #VALUE! | #VALUE! | #VALUE! | #VALUE! | #VALUE! | 0 | #REF! | #VALUE! | #VALUE! | #VALUE! | #VALUE! | #VALUE! | #VALUE! | #VALUE! | 0
|  |  |  | 0 | 51 | 0 |  |  | 1 | 1.0842e-19 | 0 | 1.0669e-18 | 1.0669e-18 | 1.0669e-18 | 0 | 0 |  |  |  |  | #VALUE! | #VALUE! | #VALUE! |  |  | #VALUE! | #VALUE! | #VALUE! | #VALUE! | #VALUE! | #VALUE! | #VALUE! | #VALUE! |  |  |  |  | #VALUE! | #VALUE! | #VALUE! |  |  | #VALUE! | #VALUE! | #VALUE! | #VALUE! | #VALUE! | #VALUE! | #VALUE! | #VALUE! |  |  |  |  | #VALUE! | #VALUE! | #VALUE! |  |  | #VALUE! | #VALUE! | #VALUE! | #VALUE! | #VALUE! | #VALUE! | #VALUE! | #VALUE! |  |  |  |  | #VALUE! | #VALUE! | #VALUE! |  |  | #VALUE! | #VALUE! | #VALUE! | #VALUE! | #VALUE! | #VALUE! | #VALUE! | #VALUE! |  |  |  |  | #VALUE! | #VALUE! | #VALUE! |  |  | #VALUE! | #VALUE! | #VALUE! | #VALUE! | #VALUE! | #VALUE! | #VALUE! | #VALUE! |  |  | #VALUE! | #VALUE! | #VALUE! | #VALUE! | #VALUE! |  |  | #VALUE! | #VALUE! | #VALUE! | #VALUE! | #VALUE! | #VALUE! | #VALUE! | #VALUE! |  |  | #VALUE! | #VALUE! | #VALUE! | #VALUE! | #VALUE! |  |  | #VALUE! | #VALUE! | #VALUE! | #VALUE! | #VALUE! | #VALUE! | #VALUE! | #VALUE! | 0 | #REF! | #VALUE! | #VALUE! | #VALUE! | #VALUE! | #VALUE! | #VALUE! | #VALUE! | 0
|  |  |  | 0 | 51 | 0 |  |  | 1 | 1.0842e-19 | 0 | 1.0669e-18 | 1.0669e-18 | 1.0669e-18 | 0 | 0 |  |  |  |  | #VALUE! | #VALUE! | #VALUE! |  |  | #VALUE! | #VALUE! | #VALUE! | #VALUE! | #VALUE! | #VALUE! | #VALUE! | #VALUE! |  |  |  |  | #VALUE! | #VALUE! | #VALUE! |  |  | #VALUE! | #VALUE! | #VALUE! | #VALUE! | #VALUE! | #VALUE! | #VALUE! | #VALUE! |  |  |  |  | #VALUE! | #VALUE! | #VALUE! |  |  | #VALUE! | #VALUE! | #VALUE! | #VALUE! | #VALUE! | #VALUE! | #VALUE! | #VALUE! |  |  |  |  | #VALUE! | #VALUE! | #VALUE! |  |  | #VALUE! | #VALUE! | #VALUE! | #VALUE! | #VALUE! | #VALUE! | #VALUE! | #VALUE! |  |  |  |  | #VALUE! | #VALUE! | #VALUE! |  |  | #VALUE! | #VALUE! | #VALUE! | #VALUE! | #VALUE! | #VALUE! | #VALUE! | #VALUE! |  |  | #VALUE! | #VALUE! | #VALUE! | #VALUE! | #VALUE! |  |  | #VALUE! | #VALUE! | #VALUE! | #VALUE! | #VALUE! | #VALUE! | #VALUE! | #VALUE! |  |  | #VALUE! | #VALUE! | #VALUE! | #VALUE! | #VALUE! |  |  | #VALUE! | #VALUE! | #VALUE! | #VALUE! | #VALUE! | #VALUE! | #VALUE! | #VALUE! | 0 | #REF! | #VALUE! | #VALUE! | #VALUE! | #VALUE! | #VALUE! | #VALUE! | #VALUE! | 0
|  |  |  | 0 | 51 | 0 |  |  | 1 | 1.0842e-19 | 0 | 1.0669e-18 | 1.0669e-18 | 1.0669e-18 | 0 | 0 |  |  |  |  | #VALUE! | #VALUE! | #VALUE! |  |  | #VALUE! | #VALUE! | #VALUE! | #VALUE! | #VALUE! | #VALUE! | #VALUE! | #VALUE! |  |  |  |  | #VALUE! | #VALUE! | #VALUE! |  |  | #VALUE! | #VALUE! | #VALUE! | #VALUE! | #VALUE! | #VALUE! | #VALUE! | #VALUE! |  |  |  |  | #VALUE! | #VALUE! | #VALUE! |  |  | #VALUE! | #VALUE! | #VALUE! | #VALUE! | #VALUE! | #VALUE! | #VALUE! | #VALUE! |  |  |  |  | #VALUE! | #VALUE! | #VALUE! |  |  | #VALUE! | #VALUE! | #VALUE! | #VALUE! | #VALUE! | #VALUE! | #VALUE! | #VALUE! |  |  |  |  | #VALUE! | #VALUE! | #VALUE! |  |  | #VALUE! | #VALUE! | #VALUE! | #VALUE! | #VALUE! | #VALUE! | #VALUE! | #VALUE! |  |  | #VALUE! | #VALUE! | #VALUE! | #VALUE! | #VALUE! |  |  | #VALUE! | #VALUE! | #VALUE! | #VALUE! | #VALUE! | #VALUE! | #VALUE! | #VALUE! |  |  | #VALUE! | #VALUE! | #VALUE! | #VALUE! | #VALUE! |  |  | #VALUE! | #VALUE! | #VALUE! | #VALUE! | #VALUE! | #VALUE! | #VALUE! | #VALUE! | 0 | #REF! | #VALUE! | #VALUE! | #VALUE! | #VALUE! | #VALUE! | #VALUE! | #VALUE! | 0
|  |  |  | 0 | 51 | 0 |  |  | 1 | 1.0842e-19 | 0 | 1.0669e-18 | 1.0669e-18 | 1.0669e-18 | 0 | 0 |  |  |  |  | #VALUE! | #VALUE! | #VALUE! |  |  | #VALUE! | #VALUE! | #VALUE! | #VALUE! | #VALUE! | #VALUE! | #VALUE! | #VALUE! |  |  |  |  | #VALUE! | #VALUE! | #VALUE! |  |  | #VALUE! | #VALUE! | #VALUE! | #VALUE! | #VALUE! | #VALUE! | #VALUE! | #VALUE! |  |  |  |  | #VALUE! | #VALUE! | #VALUE! |  |  | #VALUE! | #VALUE! | #VALUE! | #VALUE! | #VALUE! | #VALUE! | #VALUE! | #VALUE! |  |  |  |  | #VALUE! | #VALUE! | #VALUE! |  |  | #VALUE! | #VALUE! | #VALUE! | #VALUE! | #VALUE! | #VALUE! | #VALUE! | #VALUE! |  |  |  |  | #VALUE! | #VALUE! | #VALUE! |  |  | #VALUE! | #VALUE! | #VALUE! | #VALUE! | #VALUE! | #VALUE! | #VALUE! | #VALUE! |  |  | #VALUE! | #VALUE! | #VALUE! | #VALUE! | #VALUE! |  |  | #VALUE! | #VALUE! | #VALUE! | #VALUE! | #VALUE! | #VALUE! | #VALUE! | #VALUE! |  |  | #VALUE! | #VALUE! | #VALUE! | #VALUE! | #VALUE! |  |  | #VALUE! | #VALUE! | #VALUE! | #VALUE! | #VALUE! | #VALUE! | #VALUE! | #VALUE! | 0 | #REF! | #VALUE! | #VALUE! | #VALUE! | #VALUE! | #VALUE! | #VALUE! | #VALUE! | 0
|  |  |  | 0 | 51 | 0 |  |  | 1 | 1.0842e-19 | 0 | 1.0669e-18 | 1.0669e-18 | 1.0669e-18 | 0 | 0 |  |  |  |  | #VALUE! | #VALUE! | #VALUE! |  |  | #VALUE! | #VALUE! | #VALUE! | #VALUE! | #VALUE! | #VALUE! | #VALUE! | #VALUE! |  |  |  |  | #VALUE! | #VALUE! | #VALUE! |  |  | #VALUE! | #VALUE! | #VALUE! | #VALUE! | #VALUE! | #VALUE! | #VALUE! | #VALUE! |  |  |  |  | #VALUE! | #VALUE! | #VALUE! |  |  | #VALUE! | #VALUE! | #VALUE! | #VALUE! | #VALUE! | #VALUE! | #VALUE! | #VALUE! |  |  |  |  | #VALUE! | #VALUE! | #VALUE! |  |  | #VALUE! | #VALUE! | #VALUE! | #VALUE! | #VALUE! | #VALUE! | #VALUE! | #VALUE! |  |  |  |  | #VALUE! | #VALUE! | #VALUE! |  |  | #VALUE! | #VALUE! | #VALUE! | #VALUE! | #VALUE! | #VALUE! | #VALUE! | #VALUE! |  |  | #VALUE! | #VALUE! | #VALUE! | #VALUE! | #VALUE! |  |  | #VALUE! | #VALUE! | #VALUE! | #VALUE! | #VALUE! | #VALUE! | #VALUE! | #VALUE! |  |  | #VALUE! | #VALUE! | #VALUE! | #VALUE! | #VALUE! |  |  | #VALUE! | #VALUE! | #VALUE! | #VALUE! | #VALUE! | #VALUE! | #VALUE! | #VALUE! | 0 | #REF! | #VALUE! | #VALUE! | #VALUE! | #VALUE! | #VALUE! | #VALUE! | #VALUE! | 0
|  |  |  | 0 | 51 | 0 |  |  | 1 | 1.0842e-19 | 0 | 1.0669e-18 | 1.0669e-18 | 1.0669e-18 | 0 | 0 |  |  |  |  | #VALUE! | #VALUE! | #VALUE! |  |  | #VALUE! | #VALUE! | #VALUE! | #VALUE! | #VALUE! | #VALUE! | #VALUE! | #VALUE! |  |  |  |  | #VALUE! | #VALUE! | #VALUE! |  |  | #VALUE! | #VALUE! | #VALUE! | #VALUE! | #VALUE! | #VALUE! | #VALUE! | #VALUE! |  |  |  |  | #VALUE! | #VALUE! | #VALUE! |  |  | #VALUE! | #VALUE! | #VALUE! | #VALUE! | #VALUE! | #VALUE! | #VALUE! | #VALUE! |  |  |  |  | #VALUE! | #VALUE! | #VALUE! |  |  | #VALUE! | #VALUE! | #VALUE! | #VALUE! | #VALUE! | #VALUE! | #VALUE! | #VALUE! |  |  |  |  | #VALUE! | #VALUE! | #VALUE! |  |  | #VALUE! | #VALUE! | #VALUE! | #VALUE! | #VALUE! | #VALUE! | #VALUE! | #VALUE! |  |  | #VALUE! | #VALUE! | #VALUE! | #VALUE! | #VALUE! |  |  | #VALUE! | #VALUE! | #VALUE! | #VALUE! | #VALUE! | #VALUE! | #VALUE! | #VALUE! |  |  | #VALUE! | #VALUE! | #VALUE! | #VALUE! | #VALUE! |  |  | #VALUE! | #VALUE! | #VALUE! | #VALUE! | #VALUE! | #VALUE! | #VALUE! | #VALUE! | 0 | #REF! | #VALUE! | #VALUE! | #VALUE! | #VALUE! | #VALUE! | #VALUE! | #VALUE! | 0
|  |  |  | 0 | 51 | 0 |  |  | 1 | 1.0842e-19 | 0 | 1.0669e-18 | 1.0669e-18 | 1.0669e-18 | 0 | 0 |  |  |  |  | #VALUE! | #VALUE! | #VALUE! |  |  | #VALUE! | #VALUE! | #VALUE! | #VALUE! | #VALUE! | #VALUE! | #VALUE! | #VALUE! |  |  |  |  | #VALUE! | #VALUE! | #VALUE! |  |  | #VALUE! | #VALUE! | #VALUE! | #VALUE! | #VALUE! | #VALUE! | #VALUE! | #VALUE! |  |  |  |  | #VALUE! | #VALUE! | #VALUE! |  |  | #VALUE! | #VALUE! | #VALUE! | #VALUE! | #VALUE! | #VALUE! | #VALUE! | #VALUE! |  |  |  |  | #VALUE! | #VALUE! | #VALUE! |  |  | #VALUE! | #VALUE! | #VALUE! | #VALUE! | #VALUE! | #VALUE! | #VALUE! | #VALUE! |  |  |  |  | #VALUE! | #VALUE! | #VALUE! |  |  | #VALUE! | #VALUE! | #VALUE! | #VALUE! | #VALUE! | #VALUE! | #VALUE! | #VALUE! |  |  | #VALUE! | #VALUE! | #VALUE! | #VALUE! | #VALUE! |  |  | #VALUE! | #VALUE! | #VALUE! | #VALUE! | #VALUE! | #VALUE! | #VALUE! | #VALUE! |  |  | #VALUE! | #VALUE! | #VALUE! | #VALUE! | #VALUE! |  |  | #VALUE! | #VALUE! | #VALUE! | #VALUE! | #VALUE! | #VALUE! | #VALUE! | #VALUE! | 0 | #REF! | #VALUE! | #VALUE! | #VALUE! | #VALUE! | #VALUE! | #VALUE! | #VALUE! | 0
|  |  |  | 0 | 51 | 0 |  |  | 1 | 1.0842e-19 | 0 | 1.0669e-18 | 1.0669e-18 | 1.0669e-18 | 0 | 0 |  |  |  |  | #VALUE! | #VALUE! | #VALUE! |  |  | #VALUE! | #VALUE! | #VALUE! | #VALUE! | #VALUE! | #VALUE! | #VALUE! | #VALUE! |  |  |  |  | #VALUE! | #VALUE! | #VALUE! |  |  | #VALUE! | #VALUE! | #VALUE! | #VALUE! | #VALUE! | #VALUE! | #VALUE! | #VALUE! |  |  |  |  | #VALUE! | #VALUE! | #VALUE! |  |  | #VALUE! | #VALUE! | #VALUE! | #VALUE! | #VALUE! | #VALUE! | #VALUE! | #VALUE! |  |  |  |  | #VALUE! | #VALUE! | #VALUE! |  |  | #VALUE! | #VALUE! | #VALUE! | #VALUE! | #VALUE! | #VALUE! | #VALUE! | #VALUE! |  |  |  |  | #VALUE! | #VALUE! | #VALUE! |  |  | #VALUE! | #VALUE! | #VALUE! | #VALUE! | #VALUE! | #VALUE! | #VALUE! | #VALUE! |  |  | #VALUE! | #VALUE! | #VALUE! | #VALUE! | #VALUE! |  |  | #VALUE! | #VALUE! | #VALUE! | #VALUE! | #VALUE! | #VALUE! | #VALUE! | #VALUE! |  |  | #VALUE! | #VALUE! | #VALUE! | #VALUE! | #VALUE! |  |  | #VALUE! | #VALUE! | #VALUE! | #VALUE! | #VALUE! | #VALUE! | #VALUE! | #VALUE! | 0 | #REF! | #VALUE! | #VALUE! | #VALUE! | #VALUE! | #VALUE! | #VALUE! | #VALUE! | 0
|  |  |  | 0 | 51 | 0 |  |  | 1 | 1.0842e-19 | 0 | 1.0669e-18 | 1.0669e-18 | 1.0669e-18 | 0 | 0 |  |  |  |  | #VALUE! | #VALUE! | #VALUE! |  |  | #VALUE! | #VALUE! | #VALUE! | #VALUE! | #VALUE! | #VALUE! | #VALUE! | #VALUE! |  |  |  |  | #VALUE! | #VALUE! | #VALUE! |  |  | #VALUE! | #VALUE! | #VALUE! | #VALUE! | #VALUE! | #VALUE! | #VALUE! | #VALUE! |  |  |  |  | #VALUE! | #VALUE! | #VALUE! |  |  | #VALUE! | #VALUE! | #VALUE! | #VALUE! | #VALUE! | #VALUE! | #VALUE! | #VALUE! |  |  |  |  | #VALUE! | #VALUE! | #VALUE! |  |  | #VALUE! | #VALUE! | #VALUE! | #VALUE! | #VALUE! | #VALUE! | #VALUE! | #VALUE! |  |  |  |  | #VALUE! | #VALUE! | #VALUE! |  |  | #VALUE! | #VALUE! | #VALUE! | #VALUE! | #VALUE! | #VALUE! | #VALUE! | #VALUE! |  |  | #VALUE! | #VALUE! | #VALUE! | #VALUE! | #VALUE! |  |  | #VALUE! | #VALUE! | #VALUE! | #VALUE! | #VALUE! | #VALUE! | #VALUE! | #VALUE! |  |  | #VALUE! | #VALUE! | #VALUE! | #VALUE! | #VALUE! |  |  | #VALUE! | #VALUE! | #VALUE! | #VALUE! | #VALUE! | #VALUE! | #VALUE! | #VALUE! | 0 | #REF! | #VALUE! | #VALUE! | #VALUE! | #VALUE! | #VALUE! | #VALUE! | #VALUE! | 0
|  |  |  | 0 | 51 | 0 |  |  | 1 | 1.0842e-19 | 0 | 1.0669e-18 | 1.0669e-18 | 1.0669e-18 | 0 | 0 |  |  |  |  | #VALUE! | #VALUE! | #VALUE! |  |  | #VALUE! | #VALUE! | #VALUE! | #VALUE! | #VALUE! | #VALUE! | #VALUE! | #VALUE! |  |  |  |  | #VALUE! | #VALUE! | #VALUE! |  |  | #VALUE! | #VALUE! | #VALUE! | #VALUE! | #VALUE! | #VALUE! | #VALUE! | #VALUE! |  |  |  |  | #VALUE! | #VALUE! | #VALUE! |  |  | #VALUE! | #VALUE! | #VALUE! | #VALUE! | #VALUE! | #VALUE! | #VALUE! | #VALUE! |  |  |  |  | #VALUE! | #VALUE! | #VALUE! |  |  | #VALUE! | #VALUE! | #VALUE! | #VALUE! | #VALUE! | #VALUE! | #VALUE! | #VALUE! |  |  |  |  | #VALUE! | #VALUE! | #VALUE! |  |  | #VALUE! | #VALUE! | #VALUE! | #VALUE! | #VALUE! | #VALUE! | #VALUE! | #VALUE! |  |  | #VALUE! | #VALUE! | #VALUE! | #VALUE! | #VALUE! |  |  | #VALUE! | #VALUE! | #VALUE! | #VALUE! | #VALUE! | #VALUE! | #VALUE! | #VALUE! |  |  | #VALUE! | #VALUE! | #VALUE! | #VALUE! | #VALUE! |  |  | #VALUE! | #VALUE! | #VALUE! | #VALUE! | #VALUE! | #VALUE! | #VALUE! | #VALUE! | 0 | #REF! | #VALUE! | #VALUE! | #VALUE! | #VALUE! | #VALUE! | #VALUE! | #VALUE! | 0
|  |  |  | 0 | 51 | 0 |  |  | 1 | 1.0842e-19 | 0 | 1.0669e-18 | 1.0669e-18 | 1.0669e-18 | 0 | 0 |  |  |  |  | #VALUE! | #VALUE! | #VALUE! |  |  | #VALUE! | #VALUE! | #VALUE! | #VALUE! | #VALUE! | #VALUE! | #VALUE! | #VALUE! |  |  |  |  | #VALUE! | #VALUE! | #VALUE! |  |  | #VALUE! | #VALUE! | #VALUE! | #VALUE! | #VALUE! | #VALUE! | #VALUE! | #VALUE! |  |  |  |  | #VALUE! | #VALUE! | #VALUE! |  |  | #VALUE! | #VALUE! | #VALUE! | #VALUE! | #VALUE! | #VALUE! | #VALUE! | #VALUE! |  |  |  |  | #VALUE! | #VALUE! | #VALUE! |  |  | #VALUE! | #VALUE! | #VALUE! | #VALUE! | #VALUE! | #VALUE! | #VALUE! | #VALUE! |  |  |  |  | #VALUE! | #VALUE! | #VALUE! |  |  | #VALUE! | #VALUE! | #VALUE! | #VALUE! | #VALUE! | #VALUE! | #VALUE! | #VALUE! |  |  | #VALUE! | #VALUE! | #VALUE! | #VALUE! | #VALUE! |  |  | #VALUE! | #VALUE! | #VALUE! | #VALUE! | #VALUE! | #VALUE! | #VALUE! | #VALUE! |  |  | #VALUE! | #VALUE! | #VALUE! | #VALUE! | #VALUE! |  |  | #VALUE! | #VALUE! | #VALUE! | #VALUE! | #VALUE! | #VALUE! | #VALUE! | #VALUE! | 0 | #REF! | #VALUE! | #VALUE! | #VALUE! | #VALUE! | #VALUE! | #VALUE! | #VALUE! | 0
|  |  |  | 0 | 51 | 0 |  |  | 1 | 1.0842e-19 | 0 | 1.0669e-18 | 1.0669e-18 | 1.0669e-18 | 0 | 0 |  |  |  |  | #VALUE! | #VALUE! | #VALUE! |  |  | #VALUE! | #VALUE! | #VALUE! | #VALUE! | #VALUE! | #VALUE! | #VALUE! | #VALUE! |  |  |  |  | #VALUE! | #VALUE! | #VALUE! |  |  | #VALUE! | #VALUE! | #VALUE! | #VALUE! | #VALUE! | #VALUE! | #VALUE! | #VALUE! |  |  |  |  | #VALUE! | #VALUE! | #VALUE! |  |  | #VALUE! | #VALUE! | #VALUE! | #VALUE! | #VALUE! | #VALUE! | #VALUE! | #VALUE! |  |  |  |  | #VALUE! | #VALUE! | #VALUE! |  |  | #VALUE! | #VALUE! | #VALUE! | #VALUE! | #VALUE! | #VALUE! | #VALUE! | #VALUE! |  |  |  |  | #VALUE! | #VALUE! | #VALUE! |  |  | #VALUE! | #VALUE! | #VALUE! | #VALUE! | #VALUE! | #VALUE! | #VALUE! | #VALUE! |  |  | #VALUE! | #VALUE! | #VALUE! | #VALUE! | #VALUE! |  |  | #VALUE! | #VALUE! | #VALUE! | #VALUE! | #VALUE! | #VALUE! | #VALUE! | #VALUE! |  |  | #VALUE! | #VALUE! | #VALUE! | #VALUE! | #VALUE! |  |  | #VALUE! | #VALUE! | #VALUE! | #VALUE! | #VALUE! | #VALUE! | #VALUE! | #VALUE! | 0 | #REF! | #VALUE! | #VALUE! | #VALUE! | #VALUE! | #VALUE! | #VALUE! | #VALUE! | 0
|  |  |  | 0 | 51 | 0 |  |  | 1 | 1.0842e-19 | 0 | 1.0669e-18 | 1.0669e-18 | 1.0669e-18 | 0 | 0 |  |  |  |  | #VALUE! | #VALUE! | #VALUE! |  |  | #VALUE! | #VALUE! | #VALUE! | #VALUE! | #VALUE! | #VALUE! | #VALUE! | #VALUE! |  |  |  |  | #VALUE! | #VALUE! | #VALUE! |  |  | #VALUE! | #VALUE! | #VALUE! | #VALUE! | #VALUE! | #VALUE! | #VALUE! | #VALUE! |  |  |  |  | #VALUE! | #VALUE! | #VALUE! |  |  | #VALUE! | #VALUE! | #VALUE! | #VALUE! | #VALUE! | #VALUE! | #VALUE! | #VALUE! |  |  |  |  | #VALUE! | #VALUE! | #VALUE! |  |  | #VALUE! | #VALUE! | #VALUE! | #VALUE! | #VALUE! | #VALUE! | #VALUE! | #VALUE! |  |  |  |  | #VALUE! | #VALUE! | #VALUE! |  |  | #VALUE! | #VALUE! | #VALUE! | #VALUE! | #VALUE! | #VALUE! | #VALUE! | #VALUE! |  |  | #VALUE! | #VALUE! | #VALUE! | #VALUE! | #VALUE! |  |  | #VALUE! | #VALUE! | #VALUE! | #VALUE! | #VALUE! | #VALUE! | #VALUE! | #VALUE! |  |  | #VALUE! | #VALUE! | #VALUE! | #VALUE! | #VALUE! |  |  | #VALUE! | #VALUE! | #VALUE! | #VALUE! | #VALUE! | #VALUE! | #VALUE! | #VALUE! | 0 | #REF! | #VALUE! | #VALUE! | #VALUE! | #VALUE! | #VALUE! | #VALUE! | #VALUE! | 0
|  |  |  | 0 | 51 | 0 |  |  | 1 | 1.0842e-19 | 0 | 1.0669e-18 | 1.0669e-18 | 1.0669e-18 | 0 | 0 |  |  |  |  | #VALUE! | #VALUE! | #VALUE! |  |  | #VALUE! | #VALUE! | #VALUE! | #VALUE! | #VALUE! | #VALUE! | #VALUE! | #VALUE! |  |  |  |  | #VALUE! | #VALUE! | #VALUE! |  |  | #VALUE! | #VALUE! | #VALUE! | #VALUE! | #VALUE! | #VALUE! | #VALUE! | #VALUE! |  |  |  |  | #VALUE! | #VALUE! | #VALUE! |  |  | #VALUE! | #VALUE! | #VALUE! | #VALUE! | #VALUE! | #VALUE! | #VALUE! | #VALUE! |  |  |  |  | #VALUE! | #VALUE! | #VALUE! |  |  | #VALUE! | #VALUE! | #VALUE! | #VALUE! | #VALUE! | #VALUE! | #VALUE! | #VALUE! |  |  |  |  | #VALUE! | #VALUE! | #VALUE! |  |  | #VALUE! | #VALUE! | #VALUE! | #VALUE! | #VALUE! | #VALUE! | #VALUE! | #VALUE! |  |  | #VALUE! | #VALUE! | #VALUE! | #VALUE! | #VALUE! |  |  | #VALUE! | #VALUE! | #VALUE! | #VALUE! | #VALUE! | #VALUE! | #VALUE! | #VALUE! |  |  | #VALUE! | #VALUE! | #VALUE! | #VALUE! | #VALUE! |  |  | #VALUE! | #VALUE! | #VALUE! | #VALUE! | #VALUE! | #VALUE! | #VALUE! | #VALUE! | 0 | #REF! | #VALUE! | #VALUE! | #VALUE! | #VALUE! | #VALUE! | #VALUE! | #VALUE! | 0
|  |  |  | 0 | 51 | 0 |  |  | 1 | 1.0842e-19 | 0 | 1.0669e-18 | 1.0669e-18 | 1.0669e-18 | 0 | 0 |  |  |  |  | #VALUE! | #VALUE! | #VALUE! |  |  | #VALUE! | #VALUE! | #VALUE! | #VALUE! | #VALUE! | #VALUE! | #VALUE! | #VALUE! |  |  |  |  | #VALUE! | #VALUE! | #VALUE! |  |  | #VALUE! | #VALUE! | #VALUE! | #VALUE! | #VALUE! | #VALUE! | #VALUE! | #VALUE! |  |  |  |  | #VALUE! | #VALUE! | #VALUE! |  |  | #VALUE! | #VALUE! | #VALUE! | #VALUE! | #VALUE! | #VALUE! | #VALUE! | #VALUE! |  |  |  |  | #VALUE! | #VALUE! | #VALUE! |  |  | #VALUE! | #VALUE! | #VALUE! | #VALUE! | #VALUE! | #VALUE! | #VALUE! | #VALUE! |  |  |  |  | #VALUE! | #VALUE! | #VALUE! |  |  | #VALUE! | #VALUE! | #VALUE! | #VALUE! | #VALUE! | #VALUE! | #VALUE! | #VALUE! |  |  | #VALUE! | #VALUE! | #VALUE! | #VALUE! | #VALUE! |  |  | #VALUE! | #VALUE! | #VALUE! | #VALUE! | #VALUE! | #VALUE! | #VALUE! | #VALUE! |  |  | #VALUE! | #VALUE! | #VALUE! | #VALUE! | #VALUE! |  |  | #VALUE! | #VALUE! | #VALUE! | #VALUE! | #VALUE! | #VALUE! | #VALUE! | #VALUE! | 0 | #REF! | #VALUE! | #VALUE! | #VALUE! | #VALUE! | #VALUE! | #VALUE! | #VALUE! | 0
|  |  |  | 0 | 51 | 0 |  |  | 1 | 1.0842e-19 | 0 | 1.0669e-18 | 1.0669e-18 | 1.0669e-18 | 0 | 0 |  |  |  |  | #VALUE! | #VALUE! | #VALUE! |  |  | #VALUE! | #VALUE! | #VALUE! | #VALUE! | #VALUE! | #VALUE! | #VALUE! | #VALUE! |  |  |  |  | #VALUE! | #VALUE! | #VALUE! |  |  | #VALUE! | #VALUE! | #VALUE! | #VALUE! | #VALUE! | #VALUE! | #VALUE! | #VALUE! |  |  |  |  | #VALUE! | #VALUE! | #VALUE! |  |  | #VALUE! | #VALUE! | #VALUE! | #VALUE! | #VALUE! | #VALUE! | #VALUE! | #VALUE! |  |  |  |  | #VALUE! | #VALUE! | #VALUE! |  |  | #VALUE! | #VALUE! | #VALUE! | #VALUE! | #VALUE! | #VALUE! | #VALUE! | #VALUE! |  |  |  |  | #VALUE! | #VALUE! | #VALUE! |  |  | #VALUE! | #VALUE! | #VALUE! | #VALUE! | #VALUE! | #VALUE! | #VALUE! | #VALUE! |  |  | #VALUE! | #VALUE! | #VALUE! | #VALUE! | #VALUE! |  |  | #VALUE! | #VALUE! | #VALUE! | #VALUE! | #VALUE! | #VALUE! | #VALUE! | #VALUE! |  |  | #VALUE! | #VALUE! | #VALUE! | #VALUE! | #VALUE! |  |  | #VALUE! | #VALUE! | #VALUE! | #VALUE! | #VALUE! | #VALUE! | #VALUE! | #VALUE! | 0 | #REF! | #VALUE! | #VALUE! | #VALUE! | #VALUE! | #VALUE! | #VALUE! | #VALUE! | 0
|  |  |  | 0 | 51 | 0 |  |  | 1 | 1.0842e-19 | 0 | 1.0669e-18 | 1.0669e-18 | 1.0669e-18 | 0 | 0 |  |  |  |  | #VALUE! | #VALUE! | #VALUE! |  |  | #VALUE! | #VALUE! | #VALUE! | #VALUE! | #VALUE! | #VALUE! | #VALUE! | #VALUE! |  |  |  |  | #VALUE! | #VALUE! | #VALUE! |  |  | #VALUE! | #VALUE! | #VALUE! | #VALUE! | #VALUE! | #VALUE! | #VALUE! | #VALUE! |  |  |  |  | #VALUE! | #VALUE! | #VALUE! |  |  | #VALUE! | #VALUE! | #VALUE! | #VALUE! | #VALUE! | #VALUE! | #VALUE! | #VALUE! |  |  |  |  | #VALUE! | #VALUE! | #VALUE! |  |  | #VALUE! | #VALUE! | #VALUE! | #VALUE! | #VALUE! | #VALUE! | #VALUE! | #VALUE! |  |  |  |  | #VALUE! | #VALUE! | #VALUE! |  |  | #VALUE! | #VALUE! | #VALUE! | #VALUE! | #VALUE! | #VALUE! | #VALUE! | #VALUE! |  |  | #VALUE! | #VALUE! | #VALUE! | #VALUE! | #VALUE! |  |  | #VALUE! | #VALUE! | #VALUE! | #VALUE! | #VALUE! | #VALUE! | #VALUE! | #VALUE! |  |  | #VALUE! | #VALUE! | #VALUE! | #VALUE! | #VALUE! |  |  | #VALUE! | #VALUE! | #VALUE! | #VALUE! | #VALUE! | #VALUE! | #VALUE! | #VALUE! | 0 | #REF! | #VALUE! | #VALUE! | #VALUE! | #VALUE! | #VALUE! | #VALUE! | #VALUE! | 0
|  |  |  | 0 | 51 | 0 |  |  | 1 | 1.0842e-19 | 0 | 1.0669e-18 | 1.0669e-18 | 1.0669e-18 | 0 | 0 |  |  |  |  | #VALUE! | #VALUE! | #VALUE! |  |  | #VALUE! | #VALUE! | #VALUE! | #VALUE! | #VALUE! | #VALUE! | #VALUE! | #VALUE! |  |  |  |  | #VALUE! | #VALUE! | #VALUE! |  |  | #VALUE! | #VALUE! | #VALUE! | #VALUE! | #VALUE! | #VALUE! | #VALUE! | #VALUE! |  |  |  |  | #VALUE! | #VALUE! | #VALUE! |  |  | #VALUE! | #VALUE! | #VALUE! | #VALUE! | #VALUE! | #VALUE! | #VALUE! | #VALUE! |  |  |  |  | #VALUE! | #VALUE! | #VALUE! |  |  | #VALUE! | #VALUE! | #VALUE! | #VALUE! | #VALUE! | #VALUE! | #VALUE! | #VALUE! |  |  |  |  | #VALUE! | #VALUE! | #VALUE! |  |  | #VALUE! | #VALUE! | #VALUE! | #VALUE! | #VALUE! | #VALUE! | #VALUE! | #VALUE! |  |  | #VALUE! | #VALUE! | #VALUE! | #VALUE! | #VALUE! |  |  | #VALUE! | #VALUE! | #VALUE! | #VALUE! | #VALUE! | #VALUE! | #VALUE! | #VALUE! |  |  | #VALUE! | #VALUE! | #VALUE! | #VALUE! | #VALUE! |  |  | #VALUE! | #VALUE! | #VALUE! | #VALUE! | #VALUE! | #VALUE! | #VALUE! | #VALUE! | 0 | #REF! | #VALUE! | #VALUE! | #VALUE! | #VALUE! | #VALUE! | #VALUE! | #VALUE! | 0
|  |  |  | 0 | 51 | 0 |  |  | 1 | 1.0842e-19 | 0 | 1.0669e-18 | 1.0669e-18 | 1.0669e-18 | 0 | 0 |  |  |  |  | #VALUE! | #VALUE! | #VALUE! |  |  | #VALUE! | #VALUE! | #VALUE! | #VALUE! | #VALUE! | #VALUE! | #VALUE! | #VALUE! |  |  |  |  | #VALUE! | #VALUE! | #VALUE! |  |  | #VALUE! | #VALUE! | #VALUE! | #VALUE! | #VALUE! | #VALUE! | #VALUE! | #VALUE! |  |  |  |  | #VALUE! | #VALUE! | #VALUE! |  |  | #VALUE! | #VALUE! | #VALUE! | #VALUE! | #VALUE! | #VALUE! | #VALUE! | #VALUE! |  |  |  |  | #VALUE! | #VALUE! | #VALUE! |  |  | #VALUE! | #VALUE! | #VALUE! | #VALUE! | #VALUE! | #VALUE! | #VALUE! | #VALUE! |  |  |  |  | #VALUE! | #VALUE! | #VALUE! |  |  | #VALUE! | #VALUE! | #VALUE! | #VALUE! | #VALUE! | #VALUE! | #VALUE! | #VALUE! |  |  | #VALUE! | #VALUE! | #VALUE! | #VALUE! | #VALUE! |  |  | #VALUE! | #VALUE! | #VALUE! | #VALUE! | #VALUE! | #VALUE! | #VALUE! | #VALUE! |  |  | #VALUE! | #VALUE! | #VALUE! | #VALUE! | #VALUE! |  |  | #VALUE! | #VALUE! | #VALUE! | #VALUE! | #VALUE! | #VALUE! | #VALUE! | #VALUE! | 0 | #REF! | #VALUE! | #VALUE! | #VALUE! | #VALUE! | #VALUE! | #VALUE! | #VALUE! | 0
|  |  |  | 0 | 51 | 0 |  |  | 1 | 1.0842e-19 | 0 | 1.0669e-18 | 1.0669e-18 | 1.0669e-18 | 0 | 0 |  |  |  |  | #VALUE! | #VALUE! | #VALUE! |  |  | #VALUE! | #VALUE! | #VALUE! | #VALUE! | #VALUE! | #VALUE! | #VALUE! | #VALUE! |  |  |  |  | #VALUE! | #VALUE! | #VALUE! |  |  | #VALUE! | #VALUE! | #VALUE! | #VALUE! | #VALUE! | #VALUE! | #VALUE! | #VALUE! |  |  |  |  | #VALUE! | #VALUE! | #VALUE! |  |  | #VALUE! | #VALUE! | #VALUE! | #VALUE! | #VALUE! | #VALUE! | #VALUE! | #VALUE! |  |  |  |  | #VALUE! | #VALUE! | #VALUE! |  |  | #VALUE! | #VALUE! | #VALUE! | #VALUE! | #VALUE! | #VALUE! | #VALUE! | #VALUE! |  |  |  |  | #VALUE! | #VALUE! | #VALUE! |  |  | #VALUE! | #VALUE! | #VALUE! | #VALUE! | #VALUE! | #VALUE! | #VALUE! | #VALUE! |  |  | #VALUE! | #VALUE! | #VALUE! | #VALUE! | #VALUE! |  |  | #VALUE! | #VALUE! | #VALUE! | #VALUE! | #VALUE! | #VALUE! | #VALUE! | #VALUE! |  |  | #VALUE! | #VALUE! | #VALUE! | #VALUE! | #VALUE! |  |  | #VALUE! | #VALUE! | #VALUE! | #VALUE! | #VALUE! | #VALUE! | #VALUE! | #VALUE! | 0 | #REF! | #VALUE! | #VALUE! | #VALUE! | #VALUE! | #VALUE! | #VALUE! | #VALUE! | 0
|  |  |  | 0 | 51 | 0 |  |  | 1 | 1.0842e-19 | 0 | 1.0669e-18 | 1.0669e-18 | 1.0669e-18 | 0 | 0 |  |  |  |  | #VALUE! | #VALUE! | #VALUE! |  |  | #VALUE! | #VALUE! | #VALUE! | #VALUE! | #VALUE! | #VALUE! | #VALUE! | #VALUE! |  |  |  |  | #VALUE! | #VALUE! | #VALUE! |  |  | #VALUE! | #VALUE! | #VALUE! | #VALUE! | #VALUE! | #VALUE! | #VALUE! | #VALUE! |  |  |  |  | #VALUE! | #VALUE! | #VALUE! |  |  | #VALUE! | #VALUE! | #VALUE! | #VALUE! | #VALUE! | #VALUE! | #VALUE! | #VALUE! |  |  |  |  | #VALUE! | #VALUE! | #VALUE! |  |  | #VALUE! | #VALUE! | #VALUE! | #VALUE! | #VALUE! | #VALUE! | #VALUE! | #VALUE! |  |  |  |  | #VALUE! | #VALUE! | #VALUE! |  |  | #VALUE! | #VALUE! | #VALUE! | #VALUE! | #VALUE! | #VALUE! | #VALUE! | #VALUE! |  |  | #VALUE! | #VALUE! | #VALUE! | #VALUE! | #VALUE! |  |  | #VALUE! | #VALUE! | #VALUE! | #VALUE! | #VALUE! | #VALUE! | #VALUE! | #VALUE! |  |  | #VALUE! | #VALUE! | #VALUE! | #VALUE! | #VALUE! |  |  | #VALUE! | #VALUE! | #VALUE! | #VALUE! | #VALUE! | #VALUE! | #VALUE! | #VALUE! | 0 | #REF! | #VALUE! | #VALUE! | #VALUE! | #VALUE! | #VALUE! | #VALUE! | #VALUE! | 0
|  |  |  | 0 | 51 | 0 |  |  | 1 | 1.0842e-19 | 0 | 1.0669e-18 | 1.0669e-18 | 1.0669e-18 | 0 | 0 |  |  |  |  | #VALUE! | #VALUE! | #VALUE! |  |  | #VALUE! | #VALUE! | #VALUE! | #VALUE! | #VALUE! | #VALUE! | #VALUE! | #VALUE! |  |  |  |  | #VALUE! | #VALUE! | #VALUE! |  |  | #VALUE! | #VALUE! | #VALUE! | #VALUE! | #VALUE! | #VALUE! | #VALUE! | #VALUE! |  |  |  |  | #VALUE! | #VALUE! | #VALUE! |  |  | #VALUE! | #VALUE! | #VALUE! | #VALUE! | #VALUE! | #VALUE! | #VALUE! | #VALUE! |  |  |  |  | #VALUE! | #VALUE! | #VALUE! |  |  | #VALUE! | #VALUE! | #VALUE! | #VALUE! | #VALUE! | #VALUE! | #VALUE! | #VALUE! |  |  |  |  | #VALUE! | #VALUE! | #VALUE! |  |  | #VALUE! | #VALUE! | #VALUE! | #VALUE! | #VALUE! | #VALUE! | #VALUE! | #VALUE! |  |  | #VALUE! | #VALUE! | #VALUE! | #VALUE! | #VALUE! |  |  | #VALUE! | #VALUE! | #VALUE! | #VALUE! | #VALUE! | #VALUE! | #VALUE! | #VALUE! |  |  | #VALUE! | #VALUE! | #VALUE! | #VALUE! | #VALUE! |  |  | #VALUE! | #VALUE! | #VALUE! | #VALUE! | #VALUE! | #VALUE! | #VALUE! | #VALUE! | 0 | #REF! | #VALUE! | #VALUE! | #VALUE! | #VALUE! | #VALUE! | #VALUE! | #VALUE! | 0
|  |  |  | 0 | 51 | 0 |  |  | 1 | 1.0842e-19 | 0 | 1.0669e-18 | 1.0669e-18 | 1.0669e-18 | 0 | 0 |  |  |  |  | #VALUE! | #VALUE! | #VALUE! |  |  | #VALUE! | #VALUE! | #VALUE! | #VALUE! | #VALUE! | #VALUE! | #VALUE! | #VALUE! |  |  |  |  | #VALUE! | #VALUE! | #VALUE! |  |  | #VALUE! | #VALUE! | #VALUE! | #VALUE! | #VALUE! | #VALUE! | #VALUE! | #VALUE! |  |  |  |  | #VALUE! | #VALUE! | #VALUE! |  |  | #VALUE! | #VALUE! | #VALUE! | #VALUE! | #VALUE! | #VALUE! | #VALUE! | #VALUE! |  |  |  |  | #VALUE! | #VALUE! | #VALUE! |  |  | #VALUE! | #VALUE! | #VALUE! | #VALUE! | #VALUE! | #VALUE! | #VALUE! | #VALUE! |  |  |  |  | #VALUE! | #VALUE! | #VALUE! |  |  | #VALUE! | #VALUE! | #VALUE! | #VALUE! | #VALUE! | #VALUE! | #VALUE! | #VALUE! |  |  | #VALUE! | #VALUE! | #VALUE! | #VALUE! | #VALUE! |  |  | #VALUE! | #VALUE! | #VALUE! | #VALUE! | #VALUE! | #VALUE! | #VALUE! | #VALUE! |  |  | #VALUE! | #VALUE! | #VALUE! | #VALUE! | #VALUE! |  |  | #VALUE! | #VALUE! | #VALUE! | #VALUE! | #VALUE! | #VALUE! | #VALUE! | #VALUE! | 0 | #REF! | #VALUE! | #VALUE! | #VALUE! | #VALUE! | #VALUE! | #VALUE! | #VALUE! | 0
|  |  |  | 0 | 51 | 0 |  |  | 1 | 1.0842e-19 | 0 | 1.0669e-18 | 1.0669e-18 | 1.0669e-18 | 0 | 0 |  |  |  |  | #VALUE! | #VALUE! | #VALUE! |  |  | #VALUE! | #VALUE! | #VALUE! | #VALUE! | #VALUE! | #VALUE! | #VALUE! | #VALUE! |  |  |  |  | #VALUE! | #VALUE! | #VALUE! |  |  | #VALUE! | #VALUE! | #VALUE! | #VALUE! | #VALUE! | #VALUE! | #VALUE! | #VALUE! |  |  |  |  | #VALUE! | #VALUE! | #VALUE! |  |  | #VALUE! | #VALUE! | #VALUE! | #VALUE! | #VALUE! | #VALUE! | #VALUE! | #VALUE! |  |  |  |  | #VALUE! | #VALUE! | #VALUE! |  |  | #VALUE! | #VALUE! | #VALUE! | #VALUE! | #VALUE! | #VALUE! | #VALUE! | #VALUE! |  |  |  |  | #VALUE! | #VALUE! | #VALUE! |  |  | #VALUE! | #VALUE! | #VALUE! | #VALUE! | #VALUE! | #VALUE! | #VALUE! | #VALUE! |  |  | #VALUE! | #VALUE! | #VALUE! | #VALUE! | #VALUE! |  |  | #VALUE! | #VALUE! | #VALUE! | #VALUE! | #VALUE! | #VALUE! | #VALUE! | #VALUE! |  |  | #VALUE! | #VALUE! | #VALUE! | #VALUE! | #VALUE! |  |  | #VALUE! | #VALUE! | #VALUE! | #VALUE! | #VALUE! | #VALUE! | #VALUE! | #VALUE! | 0 | #REF! | #VALUE! | #VALUE! | #VALUE! | #VALUE! | #VALUE! | #VALUE! | #VALUE! | 0
|  |  |  | 0 | 51 | 0 |  |  | 1 | 1.0842e-19 | 0 | 1.0669e-18 | 1.0669e-18 | 1.0669e-18 | 0 | 0 |  |  |  |  | #VALUE! | #VALUE! | #VALUE! |  |  | #VALUE! | #VALUE! | #VALUE! | #VALUE! | #VALUE! | #VALUE! | #VALUE! | #VALUE! |  |  |  |  | #VALUE! | #VALUE! | #VALUE! |  |  | #VALUE! | #VALUE! | #VALUE! | #VALUE! | #VALUE! | #VALUE! | #VALUE! | #VALUE! |  |  |  |  | #VALUE! | #VALUE! | #VALUE! |  |  | #VALUE! | #VALUE! | #VALUE! | #VALUE! | #VALUE! | #VALUE! | #VALUE! | #VALUE! |  |  |  |  | #VALUE! | #VALUE! | #VALUE! |  |  | #VALUE! | #VALUE! | #VALUE! | #VALUE! | #VALUE! | #VALUE! | #VALUE! | #VALUE! |  |  |  |  | #VALUE! | #VALUE! | #VALUE! |  |  | #VALUE! | #VALUE! | #VALUE! | #VALUE! | #VALUE! | #VALUE! | #VALUE! | #VALUE! |  |  | #VALUE! | #VALUE! | #VALUE! | #VALUE! | #VALUE! |  |  | #VALUE! | #VALUE! | #VALUE! | #VALUE! | #VALUE! | #VALUE! | #VALUE! | #VALUE! |  |  | #VALUE! | #VALUE! | #VALUE! | #VALUE! | #VALUE! |  |  | #VALUE! | #VALUE! | #VALUE! | #VALUE! | #VALUE! | #VALUE! | #VALUE! | #VALUE! | 0 | #REF! | #VALUE! | #VALUE! | #VALUE! | #VALUE! | #VALUE! | #VALUE! | #VALUE! | 0
|  |  |  | 0 | 51 | 0 |  |  | 1 | 1.0842e-19 | 0 | 1.0669e-18 | 1.0669e-18 | 1.0669e-18 | 0 | 0 |  |  |  |  | #VALUE! | #VALUE! | #VALUE! |  |  | #VALUE! | #VALUE! | #VALUE! | #VALUE! | #VALUE! | #VALUE! | #VALUE! | #VALUE! |  |  |  |  | #VALUE! | #VALUE! | #VALUE! |  |  | #VALUE! | #VALUE! | #VALUE! | #VALUE! | #VALUE! | #VALUE! | #VALUE! | #VALUE! |  |  |  |  | #VALUE! | #VALUE! | #VALUE! |  |  | #VALUE! | #VALUE! | #VALUE! | #VALUE! | #VALUE! | #VALUE! | #VALUE! | #VALUE! |  |  |  |  | #VALUE! | #VALUE! | #VALUE! |  |  | #VALUE! | #VALUE! | #VALUE! | #VALUE! | #VALUE! | #VALUE! | #VALUE! | #VALUE! |  |  |  |  | #VALUE! | #VALUE! | #VALUE! |  |  | #VALUE! | #VALUE! | #VALUE! | #VALUE! | #VALUE! | #VALUE! | #VALUE! | #VALUE! |  |  | #VALUE! | #VALUE! | #VALUE! | #VALUE! | #VALUE! |  |  | #VALUE! | #VALUE! | #VALUE! | #VALUE! | #VALUE! | #VALUE! | #VALUE! | #VALUE! |  |  | #VALUE! | #VALUE! | #VALUE! | #VALUE! | #VALUE! |  |  | #VALUE! | #VALUE! | #VALUE! | #VALUE! | #VALUE! | #VALUE! | #VALUE! | #VALUE! | 0 | #REF! | #VALUE! | #VALUE! | #VALUE! | #VALUE! | #VALUE! | #VALUE! | #VALUE! | 0
|  |  |  | 0 | 51 | 0 |  |  | 1 | 1.0842e-19 | 0 | 1.0669e-18 | 1.0669e-18 | 1.0669e-18 | 0 | 0 |  |  |  |  | #VALUE! | #VALUE! | #VALUE! |  |  | #VALUE! | #VALUE! | #VALUE! | #VALUE! | #VALUE! | #VALUE! | #VALUE! | #VALUE! |  |  |  |  | #VALUE! | #VALUE! | #VALUE! |  |  | #VALUE! | #VALUE! | #VALUE! | #VALUE! | #VALUE! | #VALUE! | #VALUE! | #VALUE! |  |  |  |  | #VALUE! | #VALUE! | #VALUE! |  |  | #VALUE! | #VALUE! | #VALUE! | #VALUE! | #VALUE! | #VALUE! | #VALUE! | #VALUE! |  |  |  |  | #VALUE! | #VALUE! | #VALUE! |  |  | #VALUE! | #VALUE! | #VALUE! | #VALUE! | #VALUE! | #VALUE! | #VALUE! | #VALUE! |  |  |  |  | #VALUE! | #VALUE! | #VALUE! |  |  | #VALUE! | #VALUE! | #VALUE! | #VALUE! | #VALUE! | #VALUE! | #VALUE! | #VALUE! |  |  | #VALUE! | #VALUE! | #VALUE! | #VALUE! | #VALUE! |  |  | #VALUE! | #VALUE! | #VALUE! | #VALUE! | #VALUE! | #VALUE! | #VALUE! | #VALUE! |  |  | #VALUE! | #VALUE! | #VALUE! | #VALUE! | #VALUE! |  |  | #VALUE! | #VALUE! | #VALUE! | #VALUE! | #VALUE! | #VALUE! | #VALUE! | #VALUE! | 0 | #REF! | #VALUE! | #VALUE! | #VALUE! | #VALUE! | #VALUE! | #VALUE! | #VALUE! | 0
|  |  |  | 0 | 51 | 0 |  |  | 1 | 1.0842e-19 | 0 | 1.0669e-18 | 1.0669e-18 | 1.0669e-18 | 0 | 0 |  |  |  |  | #VALUE! | #VALUE! | #VALUE! |  |  | #VALUE! | #VALUE! | #VALUE! | #VALUE! | #VALUE! | #VALUE! | #VALUE! | #VALUE! |  |  |  |  | #VALUE! | #VALUE! | #VALUE! |  |  | #VALUE! | #VALUE! | #VALUE! | #VALUE! | #VALUE! | #VALUE! | #VALUE! | #VALUE! |  |  |  |  | #VALUE! | #VALUE! | #VALUE! |  |  | #VALUE! | #VALUE! | #VALUE! | #VALUE! | #VALUE! | #VALUE! | #VALUE! | #VALUE! |  |  |  |  | #VALUE! | #VALUE! | #VALUE! |  |  | #VALUE! | #VALUE! | #VALUE! | #VALUE! | #VALUE! | #VALUE! | #VALUE! | #VALUE! |  |  |  |  | #VALUE! | #VALUE! | #VALUE! |  |  | #VALUE! | #VALUE! | #VALUE! | #VALUE! | #VALUE! | #VALUE! | #VALUE! | #VALUE! |  |  | #VALUE! | #VALUE! | #VALUE! | #VALUE! | #VALUE! |  |  | #VALUE! | #VALUE! | #VALUE! | #VALUE! | #VALUE! | #VALUE! | #VALUE! | #VALUE! |  |  | #VALUE! | #VALUE! | #VALUE! | #VALUE! | #VALUE! |  |  | #VALUE! | #VALUE! | #VALUE! | #VALUE! | #VALUE! | #VALUE! | #VALUE! | #VALUE! | 0 | #REF! | #VALUE! | #VALUE! | #VALUE! | #VALUE! | #VALUE! | #VALUE! | #VALUE! | 0
|  |  |  | 0 | 51 | 0 |  |  | 1 | 1.0842e-19 | 0 | 1.0669e-18 | 1.0669e-18 | 1.0669e-18 | 0 | 0 |  |  |  |  | #VALUE! | #VALUE! | #VALUE! |  |  | #VALUE! | #VALUE! | #VALUE! | #VALUE! | #VALUE! | #VALUE! | #VALUE! | #VALUE! |  |  |  |  | #VALUE! | #VALUE! | #VALUE! |  |  | #VALUE! | #VALUE! | #VALUE! | #VALUE! | #VALUE! | #VALUE! | #VALUE! | #VALUE! |  |  |  |  | #VALUE! | #VALUE! | #VALUE! |  |  | #VALUE! | #VALUE! | #VALUE! | #VALUE! | #VALUE! | #VALUE! | #VALUE! | #VALUE! |  |  |  |  | #VALUE! | #VALUE! | #VALUE! |  |  | #VALUE! | #VALUE! | #VALUE! | #VALUE! | #VALUE! | #VALUE! | #VALUE! | #VALUE! |  |  |  |  | #VALUE! | #VALUE! | #VALUE! |  |  | #VALUE! | #VALUE! | #VALUE! | #VALUE! | #VALUE! | #VALUE! | #VALUE! | #VALUE! |  |  | #VALUE! | #VALUE! | #VALUE! | #VALUE! | #VALUE! |  |  | #VALUE! | #VALUE! | #VALUE! | #VALUE! | #VALUE! | #VALUE! | #VALUE! | #VALUE! |  |  | #VALUE! | #VALUE! | #VALUE! | #VALUE! | #VALUE! |  |  | #VALUE! | #VALUE! | #VALUE! | #VALUE! | #VALUE! | #VALUE! | #VALUE! | #VALUE! | 0 | #REF! | #VALUE! | #VALUE! | #VALUE! | #VALUE! | #VALUE! | #VALUE! | #VALUE! | 0
|  |  |  | 0 | 51 | 0 |  |  | 1 | 1.0842e-19 | 0 | 1.0669e-18 | 1.0669e-18 | 1.0669e-18 | 0 | 0 |  |  |  |  | #VALUE! | #VALUE! | #VALUE! |  |  | #VALUE! | #VALUE! | #VALUE! | #VALUE! | #VALUE! | #VALUE! | #VALUE! | #VALUE! |  |  |  |  | #VALUE! | #VALUE! | #VALUE! |  |  | #VALUE! | #VALUE! | #VALUE! | #VALUE! | #VALUE! | #VALUE! | #VALUE! | #VALUE! |  |  |  |  | #VALUE! | #VALUE! | #VALUE! |  |  | #VALUE! | #VALUE! | #VALUE! | #VALUE! | #VALUE! | #VALUE! | #VALUE! | #VALUE! |  |  |  |  | #VALUE! | #VALUE! | #VALUE! |  |  | #VALUE! | #VALUE! | #VALUE! | #VALUE! | #VALUE! | #VALUE! | #VALUE! | #VALUE! |  |  |  |  | #VALUE! | #VALUE! | #VALUE! |  |  | #VALUE! | #VALUE! | #VALUE! | #VALUE! | #VALUE! | #VALUE! | #VALUE! | #VALUE! |  |  | #VALUE! | #VALUE! | #VALUE! | #VALUE! | #VALUE! |  |  | #VALUE! | #VALUE! | #VALUE! | #VALUE! | #VALUE! | #VALUE! | #VALUE! | #VALUE! |  |  | #VALUE! | #VALUE! | #VALUE! | #VALUE! | #VALUE! |  |  | #VALUE! | #VALUE! | #VALUE! | #VALUE! | #VALUE! | #VALUE! | #VALUE! | #VALUE! | 0 | #REF! | #VALUE! | #VALUE! | #VALUE! | #VALUE! | #VALUE! | #VALUE! | #VALUE! | 0
|  |  |  | 0 | 51 | 0 |  |  | 1 | 1.0842e-19 | 0 | 1.0669e-18 | 1.0669e-18 | 1.0669e-18 | 0 | 0 |  |  |  |  | #VALUE! | #VALUE! | #VALUE! |  |  | #VALUE! | #VALUE! | #VALUE! | #VALUE! | #VALUE! | #VALUE! | #VALUE! | #VALUE! |  |  |  |  | #VALUE! | #VALUE! | #VALUE! |  |  | #VALUE! | #VALUE! | #VALUE! | #VALUE! | #VALUE! | #VALUE! | #VALUE! | #VALUE! |  |  |  |  | #VALUE! | #VALUE! | #VALUE! |  |  | #VALUE! | #VALUE! | #VALUE! | #VALUE! | #VALUE! | #VALUE! | #VALUE! | #VALUE! |  |  |  |  | #VALUE! | #VALUE! | #VALUE! |  |  | #VALUE! | #VALUE! | #VALUE! | #VALUE! | #VALUE! | #VALUE! | #VALUE! | #VALUE! |  |  |  |  | #VALUE! | #VALUE! | #VALUE! |  |  | #VALUE! | #VALUE! | #VALUE! | #VALUE! | #VALUE! | #VALUE! | #VALUE! | #VALUE! |  |  | #VALUE! | #VALUE! | #VALUE! | #VALUE! | #VALUE! |  |  | #VALUE! | #VALUE! | #VALUE! | #VALUE! | #VALUE! | #VALUE! | #VALUE! | #VALUE! |  |  | #VALUE! | #VALUE! | #VALUE! | #VALUE! | #VALUE! |  |  | #VALUE! | #VALUE! | #VALUE! | #VALUE! | #VALUE! | #VALUE! | #VALUE! | #VALUE! | 0 | #REF! | #VALUE! | #VALUE! | #VALUE! | #VALUE! | #VALUE! | #VALUE! | #VALUE! | 0
|  |  |  | 0 | 51 | 0 |  |  | 1 | 1.0842e-19 | 0 | 1.0669e-18 | 1.0669e-18 | 1.0669e-18 | 0 | 0 |  |  |  |  | #VALUE! | #VALUE! | #VALUE! |  |  | #VALUE! | #VALUE! | #VALUE! | #VALUE! | #VALUE! | #VALUE! | #VALUE! | #VALUE! |  |  |  |  | #VALUE! | #VALUE! | #VALUE! |  |  | #VALUE! | #VALUE! | #VALUE! | #VALUE! | #VALUE! | #VALUE! | #VALUE! | #VALUE! |  |  |  |  | #VALUE! | #VALUE! | #VALUE! |  |  | #VALUE! | #VALUE! | #VALUE! | #VALUE! | #VALUE! | #VALUE! | #VALUE! | #VALUE! |  |  |  |  | #VALUE! | #VALUE! | #VALUE! |  |  | #VALUE! | #VALUE! | #VALUE! | #VALUE! | #VALUE! | #VALUE! | #VALUE! | #VALUE! |  |  |  |  | #VALUE! | #VALUE! | #VALUE! |  |  | #VALUE! | #VALUE! | #VALUE! | #VALUE! | #VALUE! | #VALUE! | #VALUE! | #VALUE! |  |  | #VALUE! | #VALUE! | #VALUE! | #VALUE! | #VALUE! |  |  | #VALUE! | #VALUE! | #VALUE! | #VALUE! | #VALUE! | #VALUE! | #VALUE! | #VALUE! |  |  | #VALUE! | #VALUE! | #VALUE! | #VALUE! | #VALUE! |  |  | #VALUE! | #VALUE! | #VALUE! | #VALUE! | #VALUE! | #VALUE! | #VALUE! | #VALUE! | 0 | #REF! | #VALUE! | #VALUE! | #VALUE! | #VALUE! | #VALUE! | #VALUE! | #VALUE! | 0
|  |  |  | 0 | 51 | 0 |  |  | 1 | 1.0842e-19 | 0 | 1.0669e-18 | 1.0669e-18 | 1.0669e-18 | 0 | 0 |  |  |  |  | #VALUE! | #VALUE! | #VALUE! |  |  | #VALUE! | #VALUE! | #VALUE! | #VALUE! | #VALUE! | #VALUE! | #VALUE! | #VALUE! |  |  |  |  | #VALUE! | #VALUE! | #VALUE! |  |  | #VALUE! | #VALUE! | #VALUE! | #VALUE! | #VALUE! | #VALUE! | #VALUE! | #VALUE! |  |  |  |  | #VALUE! | #VALUE! | #VALUE! |  |  | #VALUE! | #VALUE! | #VALUE! | #VALUE! | #VALUE! | #VALUE! | #VALUE! | #VALUE! |  |  |  |  | #VALUE! | #VALUE! | #VALUE! |  |  | #VALUE! | #VALUE! | #VALUE! | #VALUE! | #VALUE! | #VALUE! | #VALUE! | #VALUE! |  |  |  |  | #VALUE! | #VALUE! | #VALUE! |  |  | #VALUE! | #VALUE! | #VALUE! | #VALUE! | #VALUE! | #VALUE! | #VALUE! | #VALUE! |  |  | #VALUE! | #VALUE! | #VALUE! | #VALUE! | #VALUE! |  |  | #VALUE! | #VALUE! | #VALUE! | #VALUE! | #VALUE! | #VALUE! | #VALUE! | #VALUE! |  |  | #VALUE! | #VALUE! | #VALUE! | #VALUE! | #VALUE! |  |  | #VALUE! | #VALUE! | #VALUE! | #VALUE! | #VALUE! | #VALUE! | #VALUE! | #VALUE! | 0 | #REF! | #VALUE! | #VALUE! | #VALUE! | #VALUE! | #VALUE! | #VALUE! | #VALUE! | 0
|  |  |  | 0 | 51 | 0 |  |  | 1 | 1.0842e-19 | 0 | 1.0669e-18 | 1.0669e-18 | 1.0669e-18 | 0 | 0 |  |  |  |  | #VALUE! | #VALUE! | #VALUE! |  |  | #VALUE! | #VALUE! | #VALUE! | #VALUE! | #VALUE! | #VALUE! | #VALUE! | #VALUE! |  |  |  |  | #VALUE! | #VALUE! | #VALUE! |  |  | #VALUE! | #VALUE! | #VALUE! | #VALUE! | #VALUE! | #VALUE! | #VALUE! | #VALUE! |  |  |  |  | #VALUE! | #VALUE! | #VALUE! |  |  | #VALUE! | #VALUE! | #VALUE! | #VALUE! | #VALUE! | #VALUE! | #VALUE! | #VALUE! |  |  |  |  | #VALUE! | #VALUE! | #VALUE! |  |  | #VALUE! | #VALUE! | #VALUE! | #VALUE! | #VALUE! | #VALUE! | #VALUE! | #VALUE! |  |  |  |  | #VALUE! | #VALUE! | #VALUE! |  |  | #VALUE! | #VALUE! | #VALUE! | #VALUE! | #VALUE! | #VALUE! | #VALUE! | #VALUE! |  |  | #VALUE! | #VALUE! | #VALUE! | #VALUE! | #VALUE! |  |  | #VALUE! | #VALUE! | #VALUE! | #VALUE! | #VALUE! | #VALUE! | #VALUE! | #VALUE! |  |  | #VALUE! | #VALUE! | #VALUE! | #VALUE! | #VALUE! |  |  | #VALUE! | #VALUE! | #VALUE! | #VALUE! | #VALUE! | #VALUE! | #VALUE! | #VALUE! | 0 | #REF! | #VALUE! | #VALUE! | #VALUE! | #VALUE! | #VALUE! | #VALUE! | #VALUE! | 0
|  |  |  | 0 | 51 | 0 |  |  | 1 | 1.0842e-19 | 0 | 1.0669e-18 | 1.0669e-18 | 1.0669e-18 | 0 | 0 |  |  |  |  | #VALUE! | #VALUE! | #VALUE! |  |  | #VALUE! | #VALUE! | #VALUE! | #VALUE! | #VALUE! | #VALUE! | #VALUE! | #VALUE! |  |  |  |  | #VALUE! | #VALUE! | #VALUE! |  |  | #VALUE! | #VALUE! | #VALUE! | #VALUE! | #VALUE! | #VALUE! | #VALUE! | #VALUE! |  |  |  |  | #VALUE! | #VALUE! | #VALUE! |  |  | #VALUE! | #VALUE! | #VALUE! | #VALUE! | #VALUE! | #VALUE! | #VALUE! | #VALUE! |  |  |  |  | #VALUE! | #VALUE! | #VALUE! |  |  | #VALUE! | #VALUE! | #VALUE! | #VALUE! | #VALUE! | #VALUE! | #VALUE! | #VALUE! |  |  |  |  | #VALUE! | #VALUE! | #VALUE! |  |  | #VALUE! | #VALUE! | #VALUE! | #VALUE! | #VALUE! | #VALUE! | #VALUE! | #VALUE! |  |  | #VALUE! | #VALUE! | #VALUE! | #VALUE! | #VALUE! |  |  | #VALUE! | #VALUE! | #VALUE! | #VALUE! | #VALUE! | #VALUE! | #VALUE! | #VALUE! |  |  | #VALUE! | #VALUE! | #VALUE! | #VALUE! | #VALUE! |  |  | #VALUE! | #VALUE! | #VALUE! | #VALUE! | #VALUE! | #VALUE! | #VALUE! | #VALUE! | 0 | #REF! | #VALUE! | #VALUE! | #VALUE! | #VALUE! | #VALUE! | #VALUE! | #VALUE! | 0
|  |  |  | 0 | 51 | 0 |  |  | 1 | 1.0842e-19 | 0 | 1.0669e-18 | 1.0669e-18 | 1.0669e-18 | 0 | 0 |  |  |  |  | #VALUE! | #VALUE! | #VALUE! |  |  | #VALUE! | #VALUE! | #VALUE! | #VALUE! | #VALUE! | #VALUE! | #VALUE! | #VALUE! |  |  |  |  | #VALUE! | #VALUE! | #VALUE! |  |  | #VALUE! | #VALUE! | #VALUE! | #VALUE! | #VALUE! | #VALUE! | #VALUE! | #VALUE! |  |  |  |  | #VALUE! | #VALUE! | #VALUE! |  |  | #VALUE! | #VALUE! | #VALUE! | #VALUE! | #VALUE! | #VALUE! | #VALUE! | #VALUE! |  |  |  |  | #VALUE! | #VALUE! | #VALUE! |  |  | #VALUE! | #VALUE! | #VALUE! | #VALUE! | #VALUE! | #VALUE! | #VALUE! | #VALUE! |  |  |  |  | #VALUE! | #VALUE! | #VALUE! |  |  | #VALUE! | #VALUE! | #VALUE! | #VALUE! | #VALUE! | #VALUE! | #VALUE! | #VALUE! |  |  | #VALUE! | #VALUE! | #VALUE! | #VALUE! | #VALUE! |  |  | #VALUE! | #VALUE! | #VALUE! | #VALUE! | #VALUE! | #VALUE! | #VALUE! | #VALUE! |  |  | #VALUE! | #VALUE! | #VALUE! | #VALUE! | #VALUE! |  |  | #VALUE! | #VALUE! | #VALUE! | #VALUE! | #VALUE! | #VALUE! | #VALUE! | #VALUE! | 0 | #REF! | #VALUE! | #VALUE! | #VALUE! | #VALUE! | #VALUE! | #VALUE! | #VALUE! | 0
|  |  |  | 0 | 51 | 0 |  |  | 1 | 1.0842e-19 | 0 | 1.0669e-18 | 1.0669e-18 | 1.0669e-18 | 0 | 0 |  |  |  |  | #VALUE! | #VALUE! | #VALUE! |  |  | #VALUE! | #VALUE! | #VALUE! | #VALUE! | #VALUE! | #VALUE! | #VALUE! | #VALUE! |  |  |  |  | #VALUE! | #VALUE! | #VALUE! |  |  | #VALUE! | #VALUE! | #VALUE! | #VALUE! | #VALUE! | #VALUE! | #VALUE! | #VALUE! |  |  |  |  | #VALUE! | #VALUE! | #VALUE! |  |  | #VALUE! | #VALUE! | #VALUE! | #VALUE! | #VALUE! | #VALUE! | #VALUE! | #VALUE! |  |  |  |  | #VALUE! | #VALUE! | #VALUE! |  |  | #VALUE! | #VALUE! | #VALUE! | #VALUE! | #VALUE! | #VALUE! | #VALUE! | #VALUE! |  |  |  |  | #VALUE! | #VALUE! | #VALUE! |  |  | #VALUE! | #VALUE! | #VALUE! | #VALUE! | #VALUE! | #VALUE! | #VALUE! | #VALUE! |  |  | #VALUE! | #VALUE! | #VALUE! | #VALUE! | #VALUE! |  |  | #VALUE! | #VALUE! | #VALUE! | #VALUE! | #VALUE! | #VALUE! | #VALUE! | #VALUE! |  |  | #VALUE! | #VALUE! | #VALUE! | #VALUE! | #VALUE! |  |  | #VALUE! | #VALUE! | #VALUE! | #VALUE! | #VALUE! | #VALUE! | #VALUE! | #VALUE! | 0 | #REF! | #VALUE! | #VALUE! | #VALUE! | #VALUE! | #VALUE! | #VALUE! | #VALUE! | 0
|  |  |  | 0 | 51 | 0 |  |  | 1 | 1.0842e-19 | 0 | 1.0669e-18 | 1.0669e-18 | 1.0669e-18 | 0 | 0 |  |  |  |  | #VALUE! | #VALUE! | #VALUE! |  |  | #VALUE! | #VALUE! | #VALUE! | #VALUE! | #VALUE! | #VALUE! | #VALUE! | #VALUE! |  |  |  |  | #VALUE! | #VALUE! | #VALUE! |  |  | #VALUE! | #VALUE! | #VALUE! | #VALUE! | #VALUE! | #VALUE! | #VALUE! | #VALUE! |  |  |  |  | #VALUE! | #VALUE! | #VALUE! |  |  | #VALUE! | #VALUE! | #VALUE! | #VALUE! | #VALUE! | #VALUE! | #VALUE! | #VALUE! |  |  |  |  | #VALUE! | #VALUE! | #VALUE! |  |  | #VALUE! | #VALUE! | #VALUE! | #VALUE! | #VALUE! | #VALUE! | #VALUE! | #VALUE! |  |  |  |  | #VALUE! | #VALUE! | #VALUE! |  |  | #VALUE! | #VALUE! | #VALUE! | #VALUE! | #VALUE! | #VALUE! | #VALUE! | #VALUE! |  |  | #VALUE! | #VALUE! | #VALUE! | #VALUE! | #VALUE! |  |  | #VALUE! | #VALUE! | #VALUE! | #VALUE! | #VALUE! | #VALUE! | #VALUE! | #VALUE! |  |  | #VALUE! | #VALUE! | #VALUE! | #VALUE! | #VALUE! |  |  | #VALUE! | #VALUE! | #VALUE! | #VALUE! | #VALUE! | #VALUE! | #VALUE! | #VALUE! | 0 | #REF! | #VALUE! | #VALUE! | #VALUE! | #VALUE! | #VALUE! | #VALUE! | #VALUE! | 0
|  |  |  | 0 | 51 | 0 |  |  | 1 | 1.0842e-19 | 0 | 1.0669e-18 | 1.0669e-18 | 1.0669e-18 | 0 | 0 |  |  |  |  | #VALUE! | #VALUE! | #VALUE! |  |  | #VALUE! | #VALUE! | #VALUE! | #VALUE! | #VALUE! | #VALUE! | #VALUE! | #VALUE! |  |  |  |  | #VALUE! | #VALUE! | #VALUE! |  |  | #VALUE! | #VALUE! | #VALUE! | #VALUE! | #VALUE! | #VALUE! | #VALUE! | #VALUE! |  |  |  |  | #VALUE! | #VALUE! | #VALUE! |  |  | #VALUE! | #VALUE! | #VALUE! | #VALUE! | #VALUE! | #VALUE! | #VALUE! | #VALUE! |  |  |  |  | #VALUE! | #VALUE! | #VALUE! |  |  | #VALUE! | #VALUE! | #VALUE! | #VALUE! | #VALUE! | #VALUE! | #VALUE! | #VALUE! |  |  |  |  | #VALUE! | #VALUE! | #VALUE! |  |  | #VALUE! | #VALUE! | #VALUE! | #VALUE! | #VALUE! | #VALUE! | #VALUE! | #VALUE! |  |  | #VALUE! | #VALUE! | #VALUE! | #VALUE! | #VALUE! |  |  | #VALUE! | #VALUE! | #VALUE! | #VALUE! | #VALUE! | #VALUE! | #VALUE! | #VALUE! |  |  | #VALUE! | #VALUE! | #VALUE! | #VALUE! | #VALUE! |  |  | #VALUE! | #VALUE! | #VALUE! | #VALUE! | #VALUE! | #VALUE! | #VALUE! | #VALUE! | 0 | #REF! | #VALUE! | #VALUE! | #VALUE! | #VALUE! | #VALUE! | #VALUE! | #VALUE! | 0
|  |  |  | 0 | 51 | 0 |  |  | 1 | 1.0842e-19 | 0 | 1.0669e-18 | 1.0669e-18 | 1.0669e-18 | 0 | 0 |  |  |  |  | #VALUE! | #VALUE! | #VALUE! |  |  | #VALUE! | #VALUE! | #VALUE! | #VALUE! | #VALUE! | #VALUE! | #VALUE! | #VALUE! |  |  |  |  | #VALUE! | #VALUE! | #VALUE! |  |  | #VALUE! | #VALUE! | #VALUE! | #VALUE! | #VALUE! | #VALUE! | #VALUE! | #VALUE! |  |  |  |  | #VALUE! | #VALUE! | #VALUE! |  |  | #VALUE! | #VALUE! | #VALUE! | #VALUE! | #VALUE! | #VALUE! | #VALUE! | #VALUE! |  |  |  |  | #VALUE! | #VALUE! | #VALUE! |  |  | #VALUE! | #VALUE! | #VALUE! | #VALUE! | #VALUE! | #VALUE! | #VALUE! | #VALUE! |  |  |  |  | #VALUE! | #VALUE! | #VALUE! |  |  | #VALUE! | #VALUE! | #VALUE! | #VALUE! | #VALUE! | #VALUE! | #VALUE! | #VALUE! |  |  | #VALUE! | #VALUE! | #VALUE! | #VALUE! | #VALUE! |  |  | #VALUE! | #VALUE! | #VALUE! | #VALUE! | #VALUE! | #VALUE! | #VALUE! | #VALUE! |  |  | #VALUE! | #VALUE! | #VALUE! | #VALUE! | #VALUE! |  |  | #VALUE! | #VALUE! | #VALUE! | #VALUE! | #VALUE! | #VALUE! | #VALUE! | #VALUE! | 0 | #REF! | #VALUE! | #VALUE! | #VALUE! | #VALUE! | #VALUE! | #VALUE! | #VALUE! | 0
|  |  |  | 0 | 51 | 0 |  |  | 1 | 1.0842e-19 | 0 | 1.0669e-18 | 1.0669e-18 | 1.0669e-18 | 0 | 0 |  |  |  |  | #VALUE! | #VALUE! | #VALUE! |  |  | #VALUE! | #VALUE! | #VALUE! | #VALUE! | #VALUE! | #VALUE! | #VALUE! | #VALUE! |  |  |  |  | #VALUE! | #VALUE! | #VALUE! |  |  | #VALUE! | #VALUE! | #VALUE! | #VALUE! | #VALUE! | #VALUE! | #VALUE! | #VALUE! |  |  |  |  | #VALUE! | #VALUE! | #VALUE! |  |  | #VALUE! | #VALUE! | #VALUE! | #VALUE! | #VALUE! | #VALUE! | #VALUE! | #VALUE! |  |  |  |  | #VALUE! | #VALUE! | #VALUE! |  |  | #VALUE! | #VALUE! | #VALUE! | #VALUE! | #VALUE! | #VALUE! | #VALUE! | #VALUE! |  |  |  |  | #VALUE! | #VALUE! | #VALUE! |  |  | #VALUE! | #VALUE! | #VALUE! | #VALUE! | #VALUE! | #VALUE! | #VALUE! | #VALUE! |  |  | #VALUE! | #VALUE! | #VALUE! | #VALUE! | #VALUE! |  |  | #VALUE! | #VALUE! | #VALUE! | #VALUE! | #VALUE! | #VALUE! | #VALUE! | #VALUE! |  |  | #VALUE! | #VALUE! | #VALUE! | #VALUE! | #VALUE! |  |  | #VALUE! | #VALUE! | #VALUE! | #VALUE! | #VALUE! | #VALUE! | #VALUE! | #VALUE! | 0 | #REF! | #VALUE! | #VALUE! | #VALUE! | #VALUE! | #VALUE! | #VALUE! | #VALUE! | 0
|  |  |  | 0 | 51 | 0 |  |  | 1 | 1.0842e-19 | 0 | 1.0669e-18 | 1.0669e-18 | 1.0669e-18 | 0 | 0 |  |  |  |  | #VALUE! | #VALUE! | #VALUE! |  |  | #VALUE! | #VALUE! | #VALUE! | #VALUE! | #VALUE! | #VALUE! | #VALUE! | #VALUE! |  |  |  |  | #VALUE! | #VALUE! | #VALUE! |  |  | #VALUE! | #VALUE! | #VALUE! | #VALUE! | #VALUE! | #VALUE! | #VALUE! | #VALUE! |  |  |  |  | #VALUE! | #VALUE! | #VALUE! |  |  | #VALUE! | #VALUE! | #VALUE! | #VALUE! | #VALUE! | #VALUE! | #VALUE! | #VALUE! |  |  |  |  | #VALUE! | #VALUE! | #VALUE! |  |  | #VALUE! | #VALUE! | #VALUE! | #VALUE! | #VALUE! | #VALUE! | #VALUE! | #VALUE! |  |  |  |  | #VALUE! | #VALUE! | #VALUE! |  |  | #VALUE! | #VALUE! | #VALUE! | #VALUE! | #VALUE! | #VALUE! | #VALUE! | #VALUE! |  |  | #VALUE! | #VALUE! | #VALUE! | #VALUE! | #VALUE! |  |  | #VALUE! | #VALUE! | #VALUE! | #VALUE! | #VALUE! | #VALUE! | #VALUE! | #VALUE! |  |  | #VALUE! | #VALUE! | #VALUE! | #VALUE! | #VALUE! |  |  | #VALUE! | #VALUE! | #VALUE! | #VALUE! | #VALUE! | #VALUE! | #VALUE! | #VALUE! | 0 | #REF! | #VALUE! | #VALUE! | #VALUE! | #VALUE! | #VALUE! | #VALUE! | #VALUE! | 0
|  |  |  | 0 | 51 | 0 |  |  | 1 | 1.0842e-19 | 0 | 1.0669e-18 | 1.0669e-18 | 1.0669e-18 | 0 | 0 |  |  |  |  | #VALUE! | #VALUE! | #VALUE! |  |  | #VALUE! | #VALUE! | #VALUE! | #VALUE! | #VALUE! | #VALUE! | #VALUE! | #VALUE! |  |  |  |  | #VALUE! | #VALUE! | #VALUE! |  |  | #VALUE! | #VALUE! | #VALUE! | #VALUE! | #VALUE! | #VALUE! | #VALUE! | #VALUE! |  |  |  |  | #VALUE! | #VALUE! | #VALUE! |  |  | #VALUE! | #VALUE! | #VALUE! | #VALUE! | #VALUE! | #VALUE! | #VALUE! | #VALUE! |  |  |  |  | #VALUE! | #VALUE! | #VALUE! |  |  | #VALUE! | #VALUE! | #VALUE! | #VALUE! | #VALUE! | #VALUE! | #VALUE! | #VALUE! |  |  |  |  | #VALUE! | #VALUE! | #VALUE! |  |  | #VALUE! | #VALUE! | #VALUE! | #VALUE! | #VALUE! | #VALUE! | #VALUE! | #VALUE! |  |  | #VALUE! | #VALUE! | #VALUE! | #VALUE! | #VALUE! |  |  | #VALUE! | #VALUE! | #VALUE! | #VALUE! | #VALUE! | #VALUE! | #VALUE! | #VALUE! |  |  | #VALUE! | #VALUE! | #VALUE! | #VALUE! | #VALUE! |  |  | #VALUE! | #VALUE! | #VALUE! | #VALUE! | #VALUE! | #VALUE! | #VALUE! | #VALUE! | 0 | #REF! | #VALUE! | #VALUE! | #VALUE! | #VALUE! | #VALUE! | #VALUE! | #VALUE! | 0
|  |  |  | 0 | 51 | 0 |  |  | 1 | 1.0842e-19 | 0 | 1.0669e-18 | 1.0669e-18 | 1.0669e-18 | 0 | 0 |  |  |  |  | #VALUE! | #VALUE! | #VALUE! |  |  | #VALUE! | #VALUE! | #VALUE! | #VALUE! | #VALUE! | #VALUE! | #VALUE! | #VALUE! |  |  |  |  | #VALUE! | #VALUE! | #VALUE! |  |  | #VALUE! | #VALUE! | #VALUE! | #VALUE! | #VALUE! | #VALUE! | #VALUE! | #VALUE! |  |  |  |  | #VALUE! | #VALUE! | #VALUE! |  |  | #VALUE! | #VALUE! | #VALUE! | #VALUE! | #VALUE! | #VALUE! | #VALUE! | #VALUE! |  |  |  |  | #VALUE! | #VALUE! | #VALUE! |  |  | #VALUE! | #VALUE! | #VALUE! | #VALUE! | #VALUE! | #VALUE! | #VALUE! | #VALUE! |  |  |  |  | #VALUE! | #VALUE! | #VALUE! |  |  | #VALUE! | #VALUE! | #VALUE! | #VALUE! | #VALUE! | #VALUE! | #VALUE! | #VALUE! |  |  | #VALUE! | #VALUE! | #VALUE! | #VALUE! | #VALUE! |  |  | #VALUE! | #VALUE! | #VALUE! | #VALUE! | #VALUE! | #VALUE! | #VALUE! | #VALUE! |  |  | #VALUE! | #VALUE! | #VALUE! | #VALUE! | #VALUE! |  |  | #VALUE! | #VALUE! | #VALUE! | #VALUE! | #VALUE! | #VALUE! | #VALUE! | #VALUE! | 0 | #REF! | #VALUE! | #VALUE! | #VALUE! | #VALUE! | #VALUE! | #VALUE! | #VALUE! | 0
|  |  |  | 0 | 51 | 0 |  |  | 1 | 1.0842e-19 | 0 | 1.0669e-18 | 1.0669e-18 | 1.0669e-18 | 0 | 0 |  |  |  |  | #VALUE! | #VALUE! | #VALUE! |  |  | #VALUE! | #VALUE! | #VALUE! | #VALUE! | #VALUE! | #VALUE! | #VALUE! | #VALUE! |  |  |  |  | #VALUE! | #VALUE! | #VALUE! |  |  | #VALUE! | #VALUE! | #VALUE! | #VALUE! | #VALUE! | #VALUE! | #VALUE! | #VALUE! |  |  |  |  | #VALUE! | #VALUE! | #VALUE! |  |  | #VALUE! | #VALUE! | #VALUE! | #VALUE! | #VALUE! | #VALUE! | #VALUE! | #VALUE! |  |  |  |  | #VALUE! | #VALUE! | #VALUE! |  |  | #VALUE! | #VALUE! | #VALUE! | #VALUE! | #VALUE! | #VALUE! | #VALUE! | #VALUE! |  |  |  |  | #VALUE! | #VALUE! | #VALUE! |  |  | #VALUE! | #VALUE! | #VALUE! | #VALUE! | #VALUE! | #VALUE! | #VALUE! | #VALUE! |  |  | #VALUE! | #VALUE! | #VALUE! | #VALUE! | #VALUE! |  |  | #VALUE! | #VALUE! | #VALUE! | #VALUE! | #VALUE! | #VALUE! | #VALUE! | #VALUE! |  |  | #VALUE! | #VALUE! | #VALUE! | #VALUE! | #VALUE! |  |  | #VALUE! | #VALUE! | #VALUE! | #VALUE! | #VALUE! | #VALUE! | #VALUE! | #VALUE! | 0 | #REF! | #VALUE! | #VALUE! | #VALUE! | #VALUE! | #VALUE! | #VALUE! | #VALUE! | 0
|  |  |  | 0 | 51 | 0 |  |  | 1 | 1.0842e-19 | 0 | 1.0669e-18 | 1.0669e-18 | 1.0669e-18 | 0 | 0 |  |  |  |  | #VALUE! | #VALUE! | #VALUE! |  |  | #VALUE! | #VALUE! | #VALUE! | #VALUE! | #VALUE! | #VALUE! | #VALUE! | #VALUE! |  |  |  |  | #VALUE! | #VALUE! | #VALUE! |  |  | #VALUE! | #VALUE! | #VALUE! | #VALUE! | #VALUE! | #VALUE! | #VALUE! | #VALUE! |  |  |  |  | #VALUE! | #VALUE! | #VALUE! |  |  | #VALUE! | #VALUE! | #VALUE! | #VALUE! | #VALUE! | #VALUE! | #VALUE! | #VALUE! |  |  |  |  | #VALUE! | #VALUE! | #VALUE! |  |  | #VALUE! | #VALUE! | #VALUE! | #VALUE! | #VALUE! | #VALUE! | #VALUE! | #VALUE! |  |  |  |  | #VALUE! | #VALUE! | #VALUE! |  |  | #VALUE! | #VALUE! | #VALUE! | #VALUE! | #VALUE! | #VALUE! | #VALUE! | #VALUE! |  |  | #VALUE! | #VALUE! | #VALUE! | #VALUE! | #VALUE! |  |  | #VALUE! | #VALUE! | #VALUE! | #VALUE! | #VALUE! | #VALUE! | #VALUE! | #VALUE! |  |  | #VALUE! | #VALUE! | #VALUE! | #VALUE! | #VALUE! |  |  | #VALUE! | #VALUE! | #VALUE! | #VALUE! | #VALUE! | #VALUE! | #VALUE! | #VALUE! | 0 | #REF! | #VALUE! | #VALUE! | #VALUE! | #VALUE! | #VALUE! | #VALUE! | #VALUE! | 0
|  |  |  | 0 | 51 | 0 |  |  | 1 | 1.0842e-19 | 0 | 1.0669e-18 | 1.0669e-18 | 1.0669e-18 | 0 | 0 |  |  |  |  | #VALUE! | #VALUE! | #VALUE! |  |  | #VALUE! | #VALUE! | #VALUE! | #VALUE! | #VALUE! | #VALUE! | #VALUE! | #VALUE! |  |  |  |  | #VALUE! | #VALUE! | #VALUE! |  |  | #VALUE! | #VALUE! | #VALUE! | #VALUE! | #VALUE! | #VALUE! | #VALUE! | #VALUE! |  |  |  |  | #VALUE! | #VALUE! | #VALUE! |  |  | #VALUE! | #VALUE! | #VALUE! | #VALUE! | #VALUE! | #VALUE! | #VALUE! | #VALUE! |  |  |  |  | #VALUE! | #VALUE! | #VALUE! |  |  | #VALUE! | #VALUE! | #VALUE! | #VALUE! | #VALUE! | #VALUE! | #VALUE! | #VALUE! |  |  |  |  | #VALUE! | #VALUE! | #VALUE! |  |  | #VALUE! | #VALUE! | #VALUE! | #VALUE! | #VALUE! | #VALUE! | #VALUE! | #VALUE! |  |  | #VALUE! | #VALUE! | #VALUE! | #VALUE! | #VALUE! |  |  | #VALUE! | #VALUE! | #VALUE! | #VALUE! | #VALUE! | #VALUE! | #VALUE! | #VALUE! |  |  | #VALUE! | #VALUE! | #VALUE! | #VALUE! | #VALUE! |  |  | #VALUE! | #VALUE! | #VALUE! | #VALUE! | #VALUE! | #VALUE! | #VALUE! | #VALUE! | 0 | #REF! | #VALUE! | #VALUE! | #VALUE! | #VALUE! | #VALUE! | #VALUE! | #VALUE! | 0
|  |  |  | 0 | 51 | 0 |  |  | 1 | 1.0842e-19 | 0 | 1.0669e-18 | 1.0669e-18 | 1.0669e-18 | 0 | 0 |  |  |  |  | #VALUE! | #VALUE! | #VALUE! |  |  | #VALUE! | #VALUE! | #VALUE! | #VALUE! | #VALUE! | #VALUE! | #VALUE! | #VALUE! |  |  |  |  | #VALUE! | #VALUE! | #VALUE! |  |  | #VALUE! | #VALUE! | #VALUE! | #VALUE! | #VALUE! | #VALUE! | #VALUE! | #VALUE! |  |  |  |  | #VALUE! | #VALUE! | #VALUE! |  |  | #VALUE! | #VALUE! | #VALUE! | #VALUE! | #VALUE! | #VALUE! | #VALUE! | #VALUE! |  |  |  |  | #VALUE! | #VALUE! | #VALUE! |  |  | #VALUE! | #VALUE! | #VALUE! | #VALUE! | #VALUE! | #VALUE! | #VALUE! | #VALUE! |  |  |  |  | #VALUE! | #VALUE! | #VALUE! |  |  | #VALUE! | #VALUE! | #VALUE! | #VALUE! | #VALUE! | #VALUE! | #VALUE! | #VALUE! |  |  | #VALUE! | #VALUE! | #VALUE! | #VALUE! | #VALUE! |  |  | #VALUE! | #VALUE! | #VALUE! | #VALUE! | #VALUE! | #VALUE! | #VALUE! | #VALUE! |  |  | #VALUE! | #VALUE! | #VALUE! | #VALUE! | #VALUE! |  |  | #VALUE! | #VALUE! | #VALUE! | #VALUE! | #VALUE! | #VALUE! | #VALUE! | #VALUE! | 0 | #REF! | #VALUE! | #VALUE! | #VALUE! | #VALUE! | #VALUE! | #VALUE! | #VALUE! | 0
|  |  |  | 0 | 51 | 0 |  |  | 1 | 1.0842e-19 | 0 | 1.0669e-18 | 1.0669e-18 | 1.0669e-18 | 0 | 0 |  |  |  |  | #VALUE! | #VALUE! | #VALUE! |  |  | #VALUE! | #VALUE! | #VALUE! | #VALUE! | #VALUE! | #VALUE! | #VALUE! | #VALUE! |  |  |  |  | #VALUE! | #VALUE! | #VALUE! |  |  | #VALUE! | #VALUE! | #VALUE! | #VALUE! | #VALUE! | #VALUE! | #VALUE! | #VALUE! |  |  |  |  | #VALUE! | #VALUE! | #VALUE! |  |  | #VALUE! | #VALUE! | #VALUE! | #VALUE! | #VALUE! | #VALUE! | #VALUE! | #VALUE! |  |  |  |  | #VALUE! | #VALUE! | #VALUE! |  |  | #VALUE! | #VALUE! | #VALUE! | #VALUE! | #VALUE! | #VALUE! | #VALUE! | #VALUE! |  |  |  |  | #VALUE! | #VALUE! | #VALUE! |  |  | #VALUE! | #VALUE! | #VALUE! | #VALUE! | #VALUE! | #VALUE! | #VALUE! | #VALUE! |  |  | #VALUE! | #VALUE! | #VALUE! | #VALUE! | #VALUE! |  |  | #VALUE! | #VALUE! | #VALUE! | #VALUE! | #VALUE! | #VALUE! | #VALUE! | #VALUE! |  |  | #VALUE! | #VALUE! | #VALUE! | #VALUE! | #VALUE! |  |  | #VALUE! | #VALUE! | #VALUE! | #VALUE! | #VALUE! | #VALUE! | #VALUE! | #VALUE! | 0 | #REF! | #VALUE! | #VALUE! | #VALUE! | #VALUE! | #VALUE! | #VALUE! | #VALUE! | 0
|  |  |  | 0 | 51 | 0 |  |  | 1 | 1.0842e-19 | 0 | 1.0669e-18 | 1.0669e-18 | 1.0669e-18 | 0 | 0 |  |  |  |  | #VALUE! | #VALUE! | #VALUE! |  |  | #VALUE! | #VALUE! | #VALUE! | #VALUE! | #VALUE! | #VALUE! | #VALUE! | #VALUE! |  |  |  |  | #VALUE! | #VALUE! | #VALUE! |  |  | #VALUE! | #VALUE! | #VALUE! | #VALUE! | #VALUE! | #VALUE! | #VALUE! | #VALUE! |  |  |  |  | #VALUE! | #VALUE! | #VALUE! |  |  | #VALUE! | #VALUE! | #VALUE! | #VALUE! | #VALUE! | #VALUE! | #VALUE! | #VALUE! |  |  |  |  | #VALUE! | #VALUE! | #VALUE! |  |  | #VALUE! | #VALUE! | #VALUE! | #VALUE! | #VALUE! | #VALUE! | #VALUE! | #VALUE! |  |  |  |  | #VALUE! | #VALUE! | #VALUE! |  |  | #VALUE! | #VALUE! | #VALUE! | #VALUE! | #VALUE! | #VALUE! | #VALUE! | #VALUE! |  |  | #VALUE! | #VALUE! | #VALUE! | #VALUE! | #VALUE! |  |  | #VALUE! | #VALUE! | #VALUE! | #VALUE! | #VALUE! | #VALUE! | #VALUE! | #VALUE! |  |  | #VALUE! | #VALUE! | #VALUE! | #VALUE! | #VALUE! |  |  | #VALUE! | #VALUE! | #VALUE! | #VALUE! | #VALUE! | #VALUE! | #VALUE! | #VALUE! | 0 | #REF! | #VALUE! | #VALUE! | #VALUE! | #VALUE! | #VALUE! | #VALUE! | #VALUE! | 0
|  |  |  | 0 | 51 | 0 |  |  | 1 | 1.0842e-19 | 0 | 1.0669e-18 | 1.0669e-18 | 1.0669e-18 | 0 | 0 |  |  |  |  | #VALUE! | #VALUE! | #VALUE! |  |  | #VALUE! | #VALUE! | #VALUE! | #VALUE! | #VALUE! | #VALUE! | #VALUE! | #VALUE! |  |  |  |  | #VALUE! | #VALUE! | #VALUE! |  |  | #VALUE! | #VALUE! | #VALUE! | #VALUE! | #VALUE! | #VALUE! | #VALUE! | #VALUE! |  |  |  |  | #VALUE! | #VALUE! | #VALUE! |  |  | #VALUE! | #VALUE! | #VALUE! | #VALUE! | #VALUE! | #VALUE! | #VALUE! | #VALUE! |  |  |  |  | #VALUE! | #VALUE! | #VALUE! |  |  | #VALUE! | #VALUE! | #VALUE! | #VALUE! | #VALUE! | #VALUE! | #VALUE! | #VALUE! |  |  |  |  | #VALUE! | #VALUE! | #VALUE! |  |  | #VALUE! | #VALUE! | #VALUE! | #VALUE! | #VALUE! | #VALUE! | #VALUE! | #VALUE! |  |  | #VALUE! | #VALUE! | #VALUE! | #VALUE! | #VALUE! |  |  | #VALUE! | #VALUE! | #VALUE! | #VALUE! | #VALUE! | #VALUE! | #VALUE! | #VALUE! |  |  | #VALUE! | #VALUE! | #VALUE! | #VALUE! | #VALUE! |  |  | #VALUE! | #VALUE! | #VALUE! | #VALUE! | #VALUE! | #VALUE! | #VALUE! | #VALUE! | 0 | #REF! | #VALUE! | #VALUE! | #VALUE! | #VALUE! | #VALUE! | #VALUE! | #VALUE! | 0
|  |  |  | 0 | 51 | 0 |  |  | 1 | 1.0842e-19 | 0 | 1.0669e-18 | 1.0669e-18 | 1.0669e-18 | 0 | 0 |  |  |  |  | #VALUE! | #VALUE! | #VALUE! |  |  | #VALUE! | #VALUE! | #VALUE! | #VALUE! | #VALUE! | #VALUE! | #VALUE! | #VALUE! |  |  |  |  | #VALUE! | #VALUE! | #VALUE! |  |  | #VALUE! | #VALUE! | #VALUE! | #VALUE! | #VALUE! | #VALUE! | #VALUE! | #VALUE! |  |  |  |  | #VALUE! | #VALUE! | #VALUE! |  |  | #VALUE! | #VALUE! | #VALUE! | #VALUE! | #VALUE! | #VALUE! | #VALUE! | #VALUE! |  |  |  |  | #VALUE! | #VALUE! | #VALUE! |  |  | #VALUE! | #VALUE! | #VALUE! | #VALUE! | #VALUE! | #VALUE! | #VALUE! | #VALUE! |  |  |  |  | #VALUE! | #VALUE! | #VALUE! |  |  | #VALUE! | #VALUE! | #VALUE! | #VALUE! | #VALUE! | #VALUE! | #VALUE! | #VALUE! |  |  | #VALUE! | #VALUE! | #VALUE! | #VALUE! | #VALUE! |  |  | #VALUE! | #VALUE! | #VALUE! | #VALUE! | #VALUE! | #VALUE! | #VALUE! | #VALUE! |  |  | #VALUE! | #VALUE! | #VALUE! | #VALUE! | #VALUE! |  |  | #VALUE! | #VALUE! | #VALUE! | #VALUE! | #VALUE! | #VALUE! | #VALUE! | #VALUE! | 0 | #REF! | #VALUE! | #VALUE! | #VALUE! | #VALUE! | #VALUE! | #VALUE! | #VALUE! | 0
|  |  |  | 0 | 51 | 0 |  |  | 1 | 1.0842e-19 | 0 | 1.0669e-18 | 1.0669e-18 | 1.0669e-18 | 0 | 0 |  |  |  |  | #VALUE! | #VALUE! | #VALUE! |  |  | #VALUE! | #VALUE! | #VALUE! | #VALUE! | #VALUE! | #VALUE! | #VALUE! | #VALUE! |  |  |  |  | #VALUE! | #VALUE! | #VALUE! |  |  | #VALUE! | #VALUE! | #VALUE! | #VALUE! | #VALUE! | #VALUE! | #VALUE! | #VALUE! |  |  |  |  | #VALUE! | #VALUE! | #VALUE! |  |  | #VALUE! | #VALUE! | #VALUE! | #VALUE! | #VALUE! | #VALUE! | #VALUE! | #VALUE! |  |  |  |  | #VALUE! | #VALUE! | #VALUE! |  |  | #VALUE! | #VALUE! | #VALUE! | #VALUE! | #VALUE! | #VALUE! | #VALUE! | #VALUE! |  |  |  |  | #VALUE! | #VALUE! | #VALUE! |  |  | #VALUE! | #VALUE! | #VALUE! | #VALUE! | #VALUE! | #VALUE! | #VALUE! | #VALUE! |  |  | #VALUE! | #VALUE! | #VALUE! | #VALUE! | #VALUE! |  |  | #VALUE! | #VALUE! | #VALUE! | #VALUE! | #VALUE! | #VALUE! | #VALUE! | #VALUE! |  |  | #VALUE! | #VALUE! | #VALUE! | #VALUE! | #VALUE! |  |  | #VALUE! | #VALUE! | #VALUE! | #VALUE! | #VALUE! | #VALUE! | #VALUE! | #VALUE! | 0 | #REF! | #VALUE! | #VALUE! | #VALUE! | #VALUE! | #VALUE! | #VALUE! | #VALUE! | 0
|  |  |  | 0 | 51 | 0 |  |  | 1 | 1.0842e-19 | 0 | 1.0669e-18 | 1.0669e-18 | 1.0669e-18 | 0 | 0 |  |  |  |  | #VALUE! | #VALUE! | #VALUE! |  |  | #VALUE! | #VALUE! | #VALUE! | #VALUE! | #VALUE! | #VALUE! | #VALUE! | #VALUE! |  |  |  |  | #VALUE! | #VALUE! | #VALUE! |  |  | #VALUE! | #VALUE! | #VALUE! | #VALUE! | #VALUE! | #VALUE! | #VALUE! | #VALUE! |  |  |  |  | #VALUE! | #VALUE! | #VALUE! |  |  | #VALUE! | #VALUE! | #VALUE! | #VALUE! | #VALUE! | #VALUE! | #VALUE! | #VALUE! |  |  |  |  | #VALUE! | #VALUE! | #VALUE! |  |  | #VALUE! | #VALUE! | #VALUE! | #VALUE! | #VALUE! | #VALUE! | #VALUE! | #VALUE! |  |  |  |  | #VALUE! | #VALUE! | #VALUE! |  |  | #VALUE! | #VALUE! | #VALUE! | #VALUE! | #VALUE! | #VALUE! | #VALUE! | #VALUE! |  |  | #VALUE! | #VALUE! | #VALUE! | #VALUE! | #VALUE! |  |  | #VALUE! | #VALUE! | #VALUE! | #VALUE! | #VALUE! | #VALUE! | #VALUE! | #VALUE! |  |  | #VALUE! | #VALUE! | #VALUE! | #VALUE! | #VALUE! |  |  | #VALUE! | #VALUE! | #VALUE! | #VALUE! | #VALUE! | #VALUE! | #VALUE! | #VALUE! | 0 | #REF! | #VALUE! | #VALUE! | #VALUE! | #VALUE! | #VALUE! | #VALUE! | #VALUE! | 0
|  |  |  | 0 | 51 | 0 |  |  | 1 | 1.0842e-19 | 0 | 1.0669e-18 | 1.0669e-18 | 1.0669e-18 | 0 | 0 |  |  |  |  | #VALUE! | #VALUE! | #VALUE! |  |  | #VALUE! | #VALUE! | #VALUE! | #VALUE! | #VALUE! | #VALUE! | #VALUE! | #VALUE! |  |  |  |  | #VALUE! | #VALUE! | #VALUE! |  |  | #VALUE! | #VALUE! | #VALUE! | #VALUE! | #VALUE! | #VALUE! | #VALUE! | #VALUE! |  |  |  |  | #VALUE! | #VALUE! | #VALUE! |  |  | #VALUE! | #VALUE! | #VALUE! | #VALUE! | #VALUE! | #VALUE! | #VALUE! | #VALUE! |  |  |  |  | #VALUE! | #VALUE! | #VALUE! |  |  | #VALUE! | #VALUE! | #VALUE! | #VALUE! | #VALUE! | #VALUE! | #VALUE! | #VALUE! |  |  |  |  | #VALUE! | #VALUE! | #VALUE! |  |  | #VALUE! | #VALUE! | #VALUE! | #VALUE! | #VALUE! | #VALUE! | #VALUE! | #VALUE! |  |  | #VALUE! | #VALUE! | #VALUE! | #VALUE! | #VALUE! |  |  | #VALUE! | #VALUE! | #VALUE! | #VALUE! | #VALUE! | #VALUE! | #VALUE! | #VALUE! |  |  | #VALUE! | #VALUE! | #VALUE! | #VALUE! | #VALUE! |  |  | #VALUE! | #VALUE! | #VALUE! | #VALUE! | #VALUE! | #VALUE! | #VALUE! | #VALUE! | 0 | #REF! | #VALUE! | #VALUE! | #VALUE! | #VALUE! | #VALUE! | #VALUE! | #VALUE! | 0
|  |  |  | 0 | 51 | 0 |  |  | 1 | 1.0842e-19 | 0 | 1.0669e-18 | 1.0669e-18 | 1.0669e-18 | 0 | 0 |  |  |  |  | #VALUE! | #VALUE! | #VALUE! |  |  | #VALUE! | #VALUE! | #VALUE! | #VALUE! | #VALUE! | #VALUE! | #VALUE! | #VALUE! |  |  |  |  | #VALUE! | #VALUE! | #VALUE! |  |  | #VALUE! | #VALUE! | #VALUE! | #VALUE! | #VALUE! | #VALUE! | #VALUE! | #VALUE! |  |  |  |  | #VALUE! | #VALUE! | #VALUE! |  |  | #VALUE! | #VALUE! | #VALUE! | #VALUE! | #VALUE! | #VALUE! | #VALUE! | #VALUE! |  |  |  |  | #VALUE! | #VALUE! | #VALUE! |  |  | #VALUE! | #VALUE! | #VALUE! | #VALUE! | #VALUE! | #VALUE! | #VALUE! | #VALUE! |  |  |  |  | #VALUE! | #VALUE! | #VALUE! |  |  | #VALUE! | #VALUE! | #VALUE! | #VALUE! | #VALUE! | #VALUE! | #VALUE! | #VALUE! |  |  | #VALUE! | #VALUE! | #VALUE! | #VALUE! | #VALUE! |  |  | #VALUE! | #VALUE! | #VALUE! | #VALUE! | #VALUE! | #VALUE! | #VALUE! | #VALUE! |  |  | #VALUE! | #VALUE! | #VALUE! | #VALUE! | #VALUE! |  |  | #VALUE! | #VALUE! | #VALUE! | #VALUE! | #VALUE! | #VALUE! | #VALUE! | #VALUE! | 0 | #REF! | #VALUE! | #VALUE! | #VALUE! | #VALUE! | #VALUE! | #VALUE! | #VALUE! | 0
|  |  |  | 0 | 51 | 0 |  |  | 1 | 1.0842e-19 | 0 | 1.0669e-18 | 1.0669e-18 | 1.0669e-18 | 0 | 0 |  |  |  |  | #VALUE! | #VALUE! | #VALUE! |  |  | #VALUE! | #VALUE! | #VALUE! | #VALUE! | #VALUE! | #VALUE! | #VALUE! | #VALUE! |  |  |  |  | #VALUE! | #VALUE! | #VALUE! |  |  | #VALUE! | #VALUE! | #VALUE! | #VALUE! | #VALUE! | #VALUE! | #VALUE! | #VALUE! |  |  |  |  | #VALUE! | #VALUE! | #VALUE! |  |  | #VALUE! | #VALUE! | #VALUE! | #VALUE! | #VALUE! | #VALUE! | #VALUE! | #VALUE! |  |  |  |  | #VALUE! | #VALUE! | #VALUE! |  |  | #VALUE! | #VALUE! | #VALUE! | #VALUE! | #VALUE! | #VALUE! | #VALUE! | #VALUE! |  |  |  |  | #VALUE! | #VALUE! | #VALUE! |  |  | #VALUE! | #VALUE! | #VALUE! | #VALUE! | #VALUE! | #VALUE! | #VALUE! | #VALUE! |  |  | #VALUE! | #VALUE! | #VALUE! | #VALUE! | #VALUE! |  |  | #VALUE! | #VALUE! | #VALUE! | #VALUE! | #VALUE! | #VALUE! | #VALUE! | #VALUE! |  |  | #VALUE! | #VALUE! | #VALUE! | #VALUE! | #VALUE! |  |  | #VALUE! | #VALUE! | #VALUE! | #VALUE! | #VALUE! | #VALUE! | #VALUE! | #VALUE! | 0 | #REF! | #VALUE! | #VALUE! | #VALUE! | #VALUE! | #VALUE! | #VALUE! | #VALUE! | 0
|  |  |  | 0 | 51 | 0 |  |  | 1 | 1.0842e-19 | 0 | 1.0669e-18 | 1.0669e-18 | 1.0669e-18 | 0 | 0 |  |  |  |  | #VALUE! | #VALUE! | #VALUE! |  |  | #VALUE! | #VALUE! | #VALUE! | #VALUE! | #VALUE! | #VALUE! | #VALUE! | #VALUE! |  |  |  |  | #VALUE! | #VALUE! | #VALUE! |  |  | #VALUE! | #VALUE! | #VALUE! | #VALUE! | #VALUE! | #VALUE! | #VALUE! | #VALUE! |  |  |  |  | #VALUE! | #VALUE! | #VALUE! |  |  | #VALUE! | #VALUE! | #VALUE! | #VALUE! | #VALUE! | #VALUE! | #VALUE! | #VALUE! |  |  |  |  | #VALUE! | #VALUE! | #VALUE! |  |  | #VALUE! | #VALUE! | #VALUE! | #VALUE! | #VALUE! | #VALUE! | #VALUE! | #VALUE! |  |  |  |  | #VALUE! | #VALUE! | #VALUE! |  |  | #VALUE! | #VALUE! | #VALUE! | #VALUE! | #VALUE! | #VALUE! | #VALUE! | #VALUE! |  |  | #VALUE! | #VALUE! | #VALUE! | #VALUE! | #VALUE! |  |  | #VALUE! | #VALUE! | #VALUE! | #VALUE! | #VALUE! | #VALUE! | #VALUE! | #VALUE! |  |  | #VALUE! | #VALUE! | #VALUE! | #VALUE! | #VALUE! |  |  | #VALUE! | #VALUE! | #VALUE! | #VALUE! | #VALUE! | #VALUE! | #VALUE! | #VALUE! | 0 | #REF! | #VALUE! | #VALUE! | #VALUE! | #VALUE! | #VALUE! | #VALUE! | #VALUE! | 0
|  |  |  | 0 | 51 | 0 |  |  | 1 | 1.0842e-19 | 0 | 1.0669e-18 | 1.0669e-18 | 1.0669e-18 | 0 | 0 |  |  |  |  | #VALUE! | #VALUE! | #VALUE! |  |  | #VALUE! | #VALUE! | #VALUE! | #VALUE! | #VALUE! | #VALUE! | #VALUE! | #VALUE! |  |  |  |  | #VALUE! | #VALUE! | #VALUE! |  |  | #VALUE! | #VALUE! | #VALUE! | #VALUE! | #VALUE! | #VALUE! | #VALUE! | #VALUE! |  |  |  |  | #VALUE! | #VALUE! | #VALUE! |  |  | #VALUE! | #VALUE! | #VALUE! | #VALUE! | #VALUE! | #VALUE! | #VALUE! | #VALUE! |  |  |  |  | #VALUE! | #VALUE! | #VALUE! |  |  | #VALUE! | #VALUE! | #VALUE! | #VALUE! | #VALUE! | #VALUE! | #VALUE! | #VALUE! |  |  |  |  | #VALUE! | #VALUE! | #VALUE! |  |  | #VALUE! | #VALUE! | #VALUE! | #VALUE! | #VALUE! | #VALUE! | #VALUE! | #VALUE! |  |  | #VALUE! | #VALUE! | #VALUE! | #VALUE! | #VALUE! |  |  | #VALUE! | #VALUE! | #VALUE! | #VALUE! | #VALUE! | #VALUE! | #VALUE! | #VALUE! |  |  | #VALUE! | #VALUE! | #VALUE! | #VALUE! | #VALUE! |  |  | #VALUE! | #VALUE! | #VALUE! | #VALUE! | #VALUE! | #VALUE! | #VALUE! | #VALUE! | 0 | #REF! | #VALUE! | #VALUE! | #VALUE! | #VALUE! | #VALUE! | #VALUE! | #VALUE! | 0
|  |  |  | 0 | 51 | 0 |  |  | 1 | 1.0842e-19 | 0 | 1.0669e-18 | 1.0669e-18 | 1.0669e-18 | 0 | 0 |  |  |  |  | #VALUE! | #VALUE! | #VALUE! |  |  | #VALUE! | #VALUE! | #VALUE! | #VALUE! | #VALUE! | #VALUE! | #VALUE! | #VALUE! |  |  |  |  | #VALUE! | #VALUE! | #VALUE! |  |  | #VALUE! | #VALUE! | #VALUE! | #VALUE! | #VALUE! | #VALUE! | #VALUE! | #VALUE! |  |  |  |  | #VALUE! | #VALUE! | #VALUE! |  |  | #VALUE! | #VALUE! | #VALUE! | #VALUE! | #VALUE! | #VALUE! | #VALUE! | #VALUE! |  |  |  |  | #VALUE! | #VALUE! | #VALUE! |  |  | #VALUE! | #VALUE! | #VALUE! | #VALUE! | #VALUE! | #VALUE! | #VALUE! | #VALUE! |  |  |  |  | #VALUE! | #VALUE! | #VALUE! |  |  | #VALUE! | #VALUE! | #VALUE! | #VALUE! | #VALUE! | #VALUE! | #VALUE! | #VALUE! |  |  | #VALUE! | #VALUE! | #VALUE! | #VALUE! | #VALUE! |  |  | #VALUE! | #VALUE! | #VALUE! | #VALUE! | #VALUE! | #VALUE! | #VALUE! | #VALUE! |  |  | #VALUE! | #VALUE! | #VALUE! | #VALUE! | #VALUE! |  |  | #VALUE! | #VALUE! | #VALUE! | #VALUE! | #VALUE! | #VALUE! | #VALUE! | #VALUE! | 0 | #REF! | #VALUE! | #VALUE! | #VALUE! | #VALUE! | #VALUE! | #VALUE! | #VALUE! | 0
|  |  |  | 0 | 51 | 0 |  |  | 1 | 1.0842e-19 | 0 | 1.0669e-18 | 1.0669e-18 | 1.0669e-18 | 0 | 0 |  |  |  |  | #VALUE! | #VALUE! | #VALUE! |  |  | #VALUE! | #VALUE! | #VALUE! | #VALUE! | #VALUE! | #VALUE! | #VALUE! | #VALUE! |  |  |  |  | #VALUE! | #VALUE! | #VALUE! |  |  | #VALUE! | #VALUE! | #VALUE! | #VALUE! | #VALUE! | #VALUE! | #VALUE! | #VALUE! |  |  |  |  | #VALUE! | #VALUE! | #VALUE! |  |  | #VALUE! | #VALUE! | #VALUE! | #VALUE! | #VALUE! | #VALUE! | #VALUE! | #VALUE! |  |  |  |  | #VALUE! | #VALUE! | #VALUE! |  |  | #VALUE! | #VALUE! | #VALUE! | #VALUE! | #VALUE! | #VALUE! | #VALUE! | #VALUE! |  |  |  |  | #VALUE! | #VALUE! | #VALUE! |  |  | #VALUE! | #VALUE! | #VALUE! | #VALUE! | #VALUE! | #VALUE! | #VALUE! | #VALUE! |  |  | #VALUE! | #VALUE! | #VALUE! | #VALUE! | #VALUE! |  |  | #VALUE! | #VALUE! | #VALUE! | #VALUE! | #VALUE! | #VALUE! | #VALUE! | #VALUE! |  |  | #VALUE! | #VALUE! | #VALUE! | #VALUE! | #VALUE! |  |  | #VALUE! | #VALUE! | #VALUE! | #VALUE! | #VALUE! | #VALUE! | #VALUE! | #VALUE! | 0 | #REF! | #VALUE! | #VALUE! | #VALUE! | #VALUE! | #VALUE! | #VALUE! | #VALUE! | 0
|  |  |  | 0 | 51 | 0 |  |  | 1 | 1.0842e-19 | 0 | 1.0669e-18 | 1.0669e-18 | 1.0669e-18 | 0 | 0 |  |  |  |  | #VALUE! | #VALUE! | #VALUE! |  |  | #VALUE! | #VALUE! | #VALUE! | #VALUE! | #VALUE! | #VALUE! | #VALUE! | #VALUE! |  |  |  |  | #VALUE! | #VALUE! | #VALUE! |  |  | #VALUE! | #VALUE! | #VALUE! | #VALUE! | #VALUE! | #VALUE! | #VALUE! | #VALUE! |  |  |  |  | #VALUE! | #VALUE! | #VALUE! |  |  | #VALUE! | #VALUE! | #VALUE! | #VALUE! | #VALUE! | #VALUE! | #VALUE! | #VALUE! |  |  |  |  | #VALUE! | #VALUE! | #VALUE! |  |  | #VALUE! | #VALUE! | #VALUE! | #VALUE! | #VALUE! | #VALUE! | #VALUE! | #VALUE! |  |  |  |  | #VALUE! | #VALUE! | #VALUE! |  |  | #VALUE! | #VALUE! | #VALUE! | #VALUE! | #VALUE! | #VALUE! | #VALUE! | #VALUE! |  |  | #VALUE! | #VALUE! | #VALUE! | #VALUE! | #VALUE! |  |  | #VALUE! | #VALUE! | #VALUE! | #VALUE! | #VALUE! | #VALUE! | #VALUE! | #VALUE! |  |  | #VALUE! | #VALUE! | #VALUE! | #VALUE! | #VALUE! |  |  | #VALUE! | #VALUE! | #VALUE! | #VALUE! | #VALUE! | #VALUE! | #VALUE! | #VALUE! | 0 | #REF! | #VALUE! | #VALUE! | #VALUE! | #VALUE! | #VALUE! | #VALUE! | #VALUE! | 0
|  |  |  | 0 | 51 | 0 |  |  | 1 | 1.0842e-19 | 0 | 1.0669e-18 | 1.0669e-18 | 1.0669e-18 | 0 | 0 |  |  |  |  | #VALUE! | #VALUE! | #VALUE! |  |  | #VALUE! | #VALUE! | #VALUE! | #VALUE! | #VALUE! | #VALUE! | #VALUE! | #VALUE! |  |  |  |  | #VALUE! | #VALUE! | #VALUE! |  |  | #VALUE! | #VALUE! | #VALUE! | #VALUE! | #VALUE! | #VALUE! | #VALUE! | #VALUE! |  |  |  |  | #VALUE! | #VALUE! | #VALUE! |  |  | #VALUE! | #VALUE! | #VALUE! | #VALUE! | #VALUE! | #VALUE! | #VALUE! | #VALUE! |  |  |  |  | #VALUE! | #VALUE! | #VALUE! |  |  | #VALUE! | #VALUE! | #VALUE! | #VALUE! | #VALUE! | #VALUE! | #VALUE! | #VALUE! |  |  |  |  | #VALUE! | #VALUE! | #VALUE! |  |  | #VALUE! | #VALUE! | #VALUE! | #VALUE! | #VALUE! | #VALUE! | #VALUE! | #VALUE! |  |  | #VALUE! | #VALUE! | #VALUE! | #VALUE! | #VALUE! |  |  | #VALUE! | #VALUE! | #VALUE! | #VALUE! | #VALUE! | #VALUE! | #VALUE! | #VALUE! |  |  | #VALUE! | #VALUE! | #VALUE! | #VALUE! | #VALUE! |  |  | #VALUE! | #VALUE! | #VALUE! | #VALUE! | #VALUE! | #VALUE! | #VALUE! | #VALUE! | 0 | #REF! | #VALUE! | #VALUE! | #VALUE! | #VALUE! | #VALUE! | #VALUE! | #VALUE! | 0
|  |  |  | 0 | 51 | 0 |  |  | 1 | 1.0842e-19 | 0 | 1.0669e-18 | 1.0669e-18 | 1.0669e-18 | 0 | 0 |  |  |  |  | #VALUE! | #VALUE! | #VALUE! |  |  | #VALUE! | #VALUE! | #VALUE! | #VALUE! | #VALUE! | #VALUE! | #VALUE! | #VALUE! |  |  |  |  | #VALUE! | #VALUE! | #VALUE! |  |  | #VALUE! | #VALUE! | #VALUE! | #VALUE! | #VALUE! | #VALUE! | #VALUE! | #VALUE! |  |  |  |  | #VALUE! | #VALUE! | #VALUE! |  |  | #VALUE! | #VALUE! | #VALUE! | #VALUE! | #VALUE! | #VALUE! | #VALUE! | #VALUE! |  |  |  |  | #VALUE! | #VALUE! | #VALUE! |  |  | #VALUE! | #VALUE! | #VALUE! | #VALUE! | #VALUE! | #VALUE! | #VALUE! | #VALUE! |  |  |  |  | #VALUE! | #VALUE! | #VALUE! |  |  | #VALUE! | #VALUE! | #VALUE! | #VALUE! | #VALUE! | #VALUE! | #VALUE! | #VALUE! |  |  | #VALUE! | #VALUE! | #VALUE! | #VALUE! | #VALUE! |  |  | #VALUE! | #VALUE! | #VALUE! | #VALUE! | #VALUE! | #VALUE! | #VALUE! | #VALUE! |  |  | #VALUE! | #VALUE! | #VALUE! | #VALUE! | #VALUE! |  |  | #VALUE! | #VALUE! | #VALUE! | #VALUE! | #VALUE! | #VALUE! | #VALUE! | #VALUE! | 0 | #REF! | #VALUE! | #VALUE! | #VALUE! | #VALUE! | #VALUE! | #VALUE! | #VALUE! | 0
|  |  |  | 0 | 51 | 0 |  |  | 1 | 1.0842e-19 | 0 | 1.0669e-18 | 1.0669e-18 | 1.0669e-18 | 0 | 0 |  |  |  |  | #VALUE! | #VALUE! | #VALUE! |  |  | #VALUE! | #VALUE! | #VALUE! | #VALUE! | #VALUE! | #VALUE! | #VALUE! | #VALUE! |  |  |  |  | #VALUE! | #VALUE! | #VALUE! |  |  | #VALUE! | #VALUE! | #VALUE! | #VALUE! | #VALUE! | #VALUE! | #VALUE! | #VALUE! |  |  |  |  | #VALUE! | #VALUE! | #VALUE! |  |  | #VALUE! | #VALUE! | #VALUE! | #VALUE! | #VALUE! | #VALUE! | #VALUE! | #VALUE! |  |  |  |  | #VALUE! | #VALUE! | #VALUE! |  |  | #VALUE! | #VALUE! | #VALUE! | #VALUE! | #VALUE! | #VALUE! | #VALUE! | #VALUE! |  |  |  |  | #VALUE! | #VALUE! | #VALUE! |  |  | #VALUE! | #VALUE! | #VALUE! | #VALUE! | #VALUE! | #VALUE! | #VALUE! | #VALUE! |  |  | #VALUE! | #VALUE! | #VALUE! | #VALUE! | #VALUE! |  |  | #VALUE! | #VALUE! | #VALUE! | #VALUE! | #VALUE! | #VALUE! | #VALUE! | #VALUE! |  |  | #VALUE! | #VALUE! | #VALUE! | #VALUE! | #VALUE! |  |  | #VALUE! | #VALUE! | #VALUE! | #VALUE! | #VALUE! | #VALUE! | #VALUE! | #VALUE! | 0 | #REF! | #VALUE! | #VALUE! | #VALUE! | #VALUE! | #VALUE! | #VALUE! | #VALUE! | 0
|  |  |  | 0 | 51 | 0 |  |  | 1 | 1.0842e-19 | 0 | 1.0669e-18 | 1.0669e-18 | 1.0669e-18 | 0 | 0 |  |  |  |  | #VALUE! | #VALUE! | #VALUE! |  |  | #VALUE! | #VALUE! | #VALUE! | #VALUE! | #VALUE! | #VALUE! | #VALUE! | #VALUE! |  |  |  |  | #VALUE! | #VALUE! | #VALUE! |  |  | #VALUE! | #VALUE! | #VALUE! | #VALUE! | #VALUE! | #VALUE! | #VALUE! | #VALUE! |  |  |  |  | #VALUE! | #VALUE! | #VALUE! |  |  | #VALUE! | #VALUE! | #VALUE! | #VALUE! | #VALUE! | #VALUE! | #VALUE! | #VALUE! |  |  |  |  | #VALUE! | #VALUE! | #VALUE! |  |  | #VALUE! | #VALUE! | #VALUE! | #VALUE! | #VALUE! | #VALUE! | #VALUE! | #VALUE! |  |  |  |  | #VALUE! | #VALUE! | #VALUE! |  |  | #VALUE! | #VALUE! | #VALUE! | #VALUE! | #VALUE! | #VALUE! | #VALUE! | #VALUE! |  |  | #VALUE! | #VALUE! | #VALUE! | #VALUE! | #VALUE! |  |  | #VALUE! | #VALUE! | #VALUE! | #VALUE! | #VALUE! | #VALUE! | #VALUE! | #VALUE! |  |  | #VALUE! | #VALUE! | #VALUE! | #VALUE! | #VALUE! |  |  | #VALUE! | #VALUE! | #VALUE! | #VALUE! | #VALUE! | #VALUE! | #VALUE! | #VALUE! | 0 | #REF! | #VALUE! | #VALUE! | #VALUE! | #VALUE! | #VALUE! | #VALUE! | #VALUE! | 0
|  |  |  | 0 | 51 | 0 |  |  | 1 | 1.0842e-19 | 0 | 1.0669e-18 | 1.0669e-18 | 1.0669e-18 | 0 | 0 |  |  |  |  | #VALUE! | #VALUE! | #VALUE! |  |  | #VALUE! | #VALUE! | #VALUE! | #VALUE! | #VALUE! | #VALUE! | #VALUE! | #VALUE! |  |  |  |  | #VALUE! | #VALUE! | #VALUE! |  |  | #VALUE! | #VALUE! | #VALUE! | #VALUE! | #VALUE! | #VALUE! | #VALUE! | #VALUE! |  |  |  |  | #VALUE! | #VALUE! | #VALUE! |  |  | #VALUE! | #VALUE! | #VALUE! | #VALUE! | #VALUE! | #VALUE! | #VALUE! | #VALUE! |  |  |  |  | #VALUE! | #VALUE! | #VALUE! |  |  | #VALUE! | #VALUE! | #VALUE! | #VALUE! | #VALUE! | #VALUE! | #VALUE! | #VALUE! |  |  |  |  | #VALUE! | #VALUE! | #VALUE! |  |  | #VALUE! | #VALUE! | #VALUE! | #VALUE! | #VALUE! | #VALUE! | #VALUE! | #VALUE! |  |  | #VALUE! | #VALUE! | #VALUE! | #VALUE! | #VALUE! |  |  | #VALUE! | #VALUE! | #VALUE! | #VALUE! | #VALUE! | #VALUE! | #VALUE! | #VALUE! |  |  | #VALUE! | #VALUE! | #VALUE! | #VALUE! | #VALUE! |  |  | #VALUE! | #VALUE! | #VALUE! | #VALUE! | #VALUE! | #VALUE! | #VALUE! | #VALUE! | 0 | #REF! | #VALUE! | #VALUE! | #VALUE! | #VALUE! | #VALUE! | #VALUE! | #VALUE! | 0
|  |  |  | 0 | 51 | 0 |  |  | 1 | 1.0842e-19 | 0 | 1.0669e-18 | 1.0669e-18 | 1.0669e-18 | 0 | 0 |  |  |  |  | #VALUE! | #VALUE! | #VALUE! |  |  | #VALUE! | #VALUE! | #VALUE! | #VALUE! | #VALUE! | #VALUE! | #VALUE! | #VALUE! |  |  |  |  | #VALUE! | #VALUE! | #VALUE! |  |  | #VALUE! | #VALUE! | #VALUE! | #VALUE! | #VALUE! | #VALUE! | #VALUE! | #VALUE! |  |  |  |  | #VALUE! | #VALUE! | #VALUE! |  |  | #VALUE! | #VALUE! | #VALUE! | #VALUE! | #VALUE! | #VALUE! | #VALUE! | #VALUE! |  |  |  |  | #VALUE! | #VALUE! | #VALUE! |  |  | #VALUE! | #VALUE! | #VALUE! | #VALUE! | #VALUE! | #VALUE! | #VALUE! | #VALUE! |  |  |  |  | #VALUE! | #VALUE! | #VALUE! |  |  | #VALUE! | #VALUE! | #VALUE! | #VALUE! | #VALUE! | #VALUE! | #VALUE! | #VALUE! |  |  | #VALUE! | #VALUE! | #VALUE! | #VALUE! | #VALUE! |  |  | #VALUE! | #VALUE! | #VALUE! | #VALUE! | #VALUE! | #VALUE! | #VALUE! | #VALUE! |  |  | #VALUE! | #VALUE! | #VALUE! | #VALUE! | #VALUE! |  |  | #VALUE! | #VALUE! | #VALUE! | #VALUE! | #VALUE! | #VALUE! | #VALUE! | #VALUE! | 0 | #REF! | #VALUE! | #VALUE! | #VALUE! | #VALUE! | #VALUE! | #VALUE! | #VALUE! | 0
|  |  |  | 0 | 51 | 0 |  |  | 1 | 1.0842e-19 | 0 | 1.0669e-18 | 1.0669e-18 | 1.0669e-18 | 0 | 0 |  |  |  |  | #VALUE! | #VALUE! | #VALUE! |  |  | #VALUE! | #VALUE! | #VALUE! | #VALUE! | #VALUE! | #VALUE! | #VALUE! | #VALUE! |  |  |  |  | #VALUE! | #VALUE! | #VALUE! |  |  | #VALUE! | #VALUE! | #VALUE! | #VALUE! | #VALUE! | #VALUE! | #VALUE! | #VALUE! |  |  |  |  | #VALUE! | #VALUE! | #VALUE! |  |  | #VALUE! | #VALUE! | #VALUE! | #VALUE! | #VALUE! | #VALUE! | #VALUE! | #VALUE! |  |  |  |  | #VALUE! | #VALUE! | #VALUE! |  |  | #VALUE! | #VALUE! | #VALUE! | #VALUE! | #VALUE! | #VALUE! | #VALUE! | #VALUE! |  |  |  |  | #VALUE! | #VALUE! | #VALUE! |  |  | #VALUE! | #VALUE! | #VALUE! | #VALUE! | #VALUE! | #VALUE! | #VALUE! | #VALUE! |  |  | #VALUE! | #VALUE! | #VALUE! | #VALUE! | #VALUE! |  |  | #VALUE! | #VALUE! | #VALUE! | #VALUE! | #VALUE! | #VALUE! | #VALUE! | #VALUE! |  |  | #VALUE! | #VALUE! | #VALUE! | #VALUE! | #VALUE! |  |  | #VALUE! | #VALUE! | #VALUE! | #VALUE! | #VALUE! | #VALUE! | #VALUE! | #VALUE! | 0 | #REF! | #VALUE! | #VALUE! | #VALUE! | #VALUE! | #VALUE! | #VALUE! | #VALUE! | 0
|  |  |  | 0 | 51 | 0 |  |  | 1 | 1.0842e-19 | 0 | 1.0669e-18 | 1.0669e-18 | 1.0669e-18 | 0 | 0 |  |  |  |  | #VALUE! | #VALUE! | #VALUE! |  |  | #VALUE! | #VALUE! | #VALUE! | #VALUE! | #VALUE! | #VALUE! | #VALUE! | #VALUE! |  |  |  |  | #VALUE! | #VALUE! | #VALUE! |  |  | #VALUE! | #VALUE! | #VALUE! | #VALUE! | #VALUE! | #VALUE! | #VALUE! | #VALUE! |  |  |  |  | #VALUE! | #VALUE! | #VALUE! |  |  | #VALUE! | #VALUE! | #VALUE! | #VALUE! | #VALUE! | #VALUE! | #VALUE! | #VALUE! |  |  |  |  | #VALUE! | #VALUE! | #VALUE! |  |  | #VALUE! | #VALUE! | #VALUE! | #VALUE! | #VALUE! | #VALUE! | #VALUE! | #VALUE! |  |  |  |  | #VALUE! | #VALUE! | #VALUE! |  |  | #VALUE! | #VALUE! | #VALUE! | #VALUE! | #VALUE! | #VALUE! | #VALUE! | #VALUE! |  |  | #VALUE! | #VALUE! | #VALUE! | #VALUE! | #VALUE! |  |  | #VALUE! | #VALUE! | #VALUE! | #VALUE! | #VALUE! | #VALUE! | #VALUE! | #VALUE! |  |  | #VALUE! | #VALUE! | #VALUE! | #VALUE! | #VALUE! |  |  | #VALUE! | #VALUE! | #VALUE! | #VALUE! | #VALUE! | #VALUE! | #VALUE! | #VALUE! | 0 | #REF! | #VALUE! | #VALUE! | #VALUE! | #VALUE! | #VALUE! | #VALUE! | #VALUE! | 0
|  |  |  | 0 | 51 | 0 |  |  | 1 | 1.0842e-19 | 0 | 1.0669e-18 | 1.0669e-18 | 1.0669e-18 | 0 | 0 |  |  |  |  | #VALUE! | #VALUE! | #VALUE! |  |  | #VALUE! | #VALUE! | #VALUE! | #VALUE! | #VALUE! | #VALUE! | #VALUE! | #VALUE! |  |  |  |  | #VALUE! | #VALUE! | #VALUE! |  |  | #VALUE! | #VALUE! | #VALUE! | #VALUE! | #VALUE! | #VALUE! | #VALUE! | #VALUE! |  |  |  |  | #VALUE! | #VALUE! | #VALUE! |  |  | #VALUE! | #VALUE! | #VALUE! | #VALUE! | #VALUE! | #VALUE! | #VALUE! | #VALUE! |  |  |  |  | #VALUE! | #VALUE! | #VALUE! |  |  | #VALUE! | #VALUE! | #VALUE! | #VALUE! | #VALUE! | #VALUE! | #VALUE! | #VALUE! |  |  |  |  | #VALUE! | #VALUE! | #VALUE! |  |  | #VALUE! | #VALUE! | #VALUE! | #VALUE! | #VALUE! | #VALUE! | #VALUE! | #VALUE! |  |  | #VALUE! | #VALUE! | #VALUE! | #VALUE! | #VALUE! |  |  | #VALUE! | #VALUE! | #VALUE! | #VALUE! | #VALUE! | #VALUE! | #VALUE! | #VALUE! |  |  | #VALUE! | #VALUE! | #VALUE! | #VALUE! | #VALUE! |  |  | #VALUE! | #VALUE! | #VALUE! | #VALUE! | #VALUE! | #VALUE! | #VALUE! | #VALUE! | 0 | #REF! | #VALUE! | #VALUE! | #VALUE! | #VALUE! | #VALUE! | #VALUE! | #VALUE! | 0
|  |  |  | 0 | 51 | 0 |  |  | 1 | 1.0842e-19 | 0 | 1.0669e-18 | 1.0669e-18 | 1.0669e-18 | 0 | 0 |  |  |  |  | #VALUE! | #VALUE! | #VALUE! |  |  | #VALUE! | #VALUE! | #VALUE! | #VALUE! | #VALUE! | #VALUE! | #VALUE! | #VALUE! |  |  |  |  | #VALUE! | #VALUE! | #VALUE! |  |  | #VALUE! | #VALUE! | #VALUE! | #VALUE! | #VALUE! | #VALUE! | #VALUE! | #VALUE! |  |  |  |  | #VALUE! | #VALUE! | #VALUE! |  |  | #VALUE! | #VALUE! | #VALUE! | #VALUE! | #VALUE! | #VALUE! | #VALUE! | #VALUE! |  |  |  |  | #VALUE! | #VALUE! | #VALUE! |  |  | #VALUE! | #VALUE! | #VALUE! | #VALUE! | #VALUE! | #VALUE! | #VALUE! | #VALUE! |  |  |  |  | #VALUE! | #VALUE! | #VALUE! |  |  | #VALUE! | #VALUE! | #VALUE! | #VALUE! | #VALUE! | #VALUE! | #VALUE! | #VALUE! |  |  | #VALUE! | #VALUE! | #VALUE! | #VALUE! | #VALUE! |  |  | #VALUE! | #VALUE! | #VALUE! | #VALUE! | #VALUE! | #VALUE! | #VALUE! | #VALUE! |  |  | #VALUE! | #VALUE! | #VALUE! | #VALUE! | #VALUE! |  |  | #VALUE! | #VALUE! | #VALUE! | #VALUE! | #VALUE! | #VALUE! | #VALUE! | #VALUE! | 0 | #REF! | #VALUE! | #VALUE! | #VALUE! | #VALUE! | #VALUE! | #VALUE! | #VALUE! | 0
|  |  |  | 0 | 51 | 0 |  |  | 1 | 1.0842e-19 | 0 | 1.0669e-18 | 1.0669e-18 | 1.0669e-18 | 0 | 0 |  |  |  |  | #VALUE! | #VALUE! | #VALUE! |  |  | #VALUE! | #VALUE! | #VALUE! | #VALUE! | #VALUE! | #VALUE! | #VALUE! | #VALUE! |  |  |  |  | #VALUE! | #VALUE! | #VALUE! |  |  | #VALUE! | #VALUE! | #VALUE! | #VALUE! | #VALUE! | #VALUE! | #VALUE! | #VALUE! |  |  |  |  | #VALUE! | #VALUE! | #VALUE! |  |  | #VALUE! | #VALUE! | #VALUE! | #VALUE! | #VALUE! | #VALUE! | #VALUE! | #VALUE! |  |  |  |  | #VALUE! | #VALUE! | #VALUE! |  |  | #VALUE! | #VALUE! | #VALUE! | #VALUE! | #VALUE! | #VALUE! | #VALUE! | #VALUE! |  |  |  |  | #VALUE! | #VALUE! | #VALUE! |  |  | #VALUE! | #VALUE! | #VALUE! | #VALUE! | #VALUE! | #VALUE! | #VALUE! | #VALUE! |  |  | #VALUE! | #VALUE! | #VALUE! | #VALUE! | #VALUE! |  |  | #VALUE! | #VALUE! | #VALUE! | #VALUE! | #VALUE! | #VALUE! | #VALUE! | #VALUE! |  |  | #VALUE! | #VALUE! | #VALUE! | #VALUE! | #VALUE! |  |  | #VALUE! | #VALUE! | #VALUE! | #VALUE! | #VALUE! | #VALUE! | #VALUE! | #VALUE! | 0 | #REF! | #VALUE! | #VALUE! | #VALUE! | #VALUE! | #VALUE! | #VALUE! | #VALUE! | 0
|  |  |  | 0 | 51 | 0 |  |  | 1 | 1.0842e-19 | 0 | 1.0669e-18 | 1.0669e-18 | 1.0669e-18 | 0 | 0 |  |  |  |  | #VALUE! | #VALUE! | #VALUE! |  |  | #VALUE! | #VALUE! | #VALUE! | #VALUE! | #VALUE! | #VALUE! | #VALUE! | #VALUE! |  |  |  |  | #VALUE! | #VALUE! | #VALUE! |  |  | #VALUE! | #VALUE! | #VALUE! | #VALUE! | #VALUE! | #VALUE! | #VALUE! | #VALUE! |  |  |  |  | #VALUE! | #VALUE! | #VALUE! |  |  | #VALUE! | #VALUE! | #VALUE! | #VALUE! | #VALUE! | #VALUE! | #VALUE! | #VALUE! |  |  |  |  | #VALUE! | #VALUE! | #VALUE! |  |  | #VALUE! | #VALUE! | #VALUE! | #VALUE! | #VALUE! | #VALUE! | #VALUE! | #VALUE! |  |  |  |  | #VALUE! | #VALUE! | #VALUE! |  |  | #VALUE! | #VALUE! | #VALUE! | #VALUE! | #VALUE! | #VALUE! | #VALUE! | #VALUE! |  |  | #VALUE! | #VALUE! | #VALUE! | #VALUE! | #VALUE! |  |  | #VALUE! | #VALUE! | #VALUE! | #VALUE! | #VALUE! | #VALUE! | #VALUE! | #VALUE! |  |  | #VALUE! | #VALUE! | #VALUE! | #VALUE! | #VALUE! |  |  | #VALUE! | #VALUE! | #VALUE! | #VALUE! | #VALUE! | #VALUE! | #VALUE! | #VALUE! | 0 | #REF! | #VALUE! | #VALUE! | #VALUE! | #VALUE! | #VALUE! | #VALUE! | #VALUE! | 0
|  |  |  | 0 | 51 | 0 |  |  | 1 | 1.0842e-19 | 0 | 1.0669e-18 | 1.0669e-18 | 1.0669e-18 | 0 | 0 |  |  |  |  | #VALUE! | #VALUE! | #VALUE! |  |  | #VALUE! | #VALUE! | #VALUE! | #VALUE! | #VALUE! | #VALUE! | #VALUE! | #VALUE! |  |  |  |  | #VALUE! | #VALUE! | #VALUE! |  |  | #VALUE! | #VALUE! | #VALUE! | #VALUE! | #VALUE! | #VALUE! | #VALUE! | #VALUE! |  |  |  |  | #VALUE! | #VALUE! | #VALUE! |  |  | #VALUE! | #VALUE! | #VALUE! | #VALUE! | #VALUE! | #VALUE! | #VALUE! | #VALUE! |  |  |  |  | #VALUE! | #VALUE! | #VALUE! |  |  | #VALUE! | #VALUE! | #VALUE! | #VALUE! | #VALUE! | #VALUE! | #VALUE! | #VALUE! |  |  |  |  | #VALUE! | #VALUE! | #VALUE! |  |  | #VALUE! | #VALUE! | #VALUE! | #VALUE! | #VALUE! | #VALUE! | #VALUE! | #VALUE! |  |  | #VALUE! | #VALUE! | #VALUE! | #VALUE! | #VALUE! |  |  | #VALUE! | #VALUE! | #VALUE! | #VALUE! | #VALUE! | #VALUE! | #VALUE! | #VALUE! |  |  | #VALUE! | #VALUE! | #VALUE! | #VALUE! | #VALUE! |  |  | #VALUE! | #VALUE! | #VALUE! | #VALUE! | #VALUE! | #VALUE! | #VALUE! | #VALUE! | 0 | #REF! | #VALUE! | #VALUE! | #VALUE! | #VALUE! | #VALUE! | #VALUE! | #VALUE! | 0
|  |  |  | 0 | 51 | 0 |  |  | 1 | 1.0842e-19 | 0 | 1.0669e-18 | 1.0669e-18 | 1.0669e-18 | 0 | 0 |  |  |  |  | #VALUE! | #VALUE! | #VALUE! |  |  | #VALUE! | #VALUE! | #VALUE! | #VALUE! | #VALUE! | #VALUE! | #VALUE! | #VALUE! |  |  |  |  | #VALUE! | #VALUE! | #VALUE! |  |  | #VALUE! | #VALUE! | #VALUE! | #VALUE! | #VALUE! | #VALUE! | #VALUE! | #VALUE! |  |  |  |  | #VALUE! | #VALUE! | #VALUE! |  |  | #VALUE! | #VALUE! | #VALUE! | #VALUE! | #VALUE! | #VALUE! | #VALUE! | #VALUE! |  |  |  |  | #VALUE! | #VALUE! | #VALUE! |  |  | #VALUE! | #VALUE! | #VALUE! | #VALUE! | #VALUE! | #VALUE! | #VALUE! | #VALUE! |  |  |  |  | #VALUE! | #VALUE! | #VALUE! |  |  | #VALUE! | #VALUE! | #VALUE! | #VALUE! | #VALUE! | #VALUE! | #VALUE! | #VALUE! |  |  | #VALUE! | #VALUE! | #VALUE! | #VALUE! | #VALUE! |  |  | #VALUE! | #VALUE! | #VALUE! | #VALUE! | #VALUE! | #VALUE! | #VALUE! | #VALUE! |  |  | #VALUE! | #VALUE! | #VALUE! | #VALUE! | #VALUE! |  |  | #VALUE! | #VALUE! | #VALUE! | #VALUE! | #VALUE! | #VALUE! | #VALUE! | #VALUE! | 0 | #REF! | #VALUE! | #VALUE! | #VALUE! | #VALUE! | #VALUE! | #VALUE! | #VALUE! | 0
|  |  |  | 0 | 51 | 0 |  |  | 1 | 1.0842e-19 | 0 | 1.0669e-18 | 1.0669e-18 | 1.0669e-18 | 0 | 0 |  |  |  |  | #VALUE! | #VALUE! | #VALUE! |  |  | #VALUE! | #VALUE! | #VALUE! | #VALUE! | #VALUE! | #VALUE! | #VALUE! | #VALUE! |  |  |  |  | #VALUE! | #VALUE! | #VALUE! |  |  | #VALUE! | #VALUE! | #VALUE! | #VALUE! | #VALUE! | #VALUE! | #VALUE! | #VALUE! |  |  |  |  | #VALUE! | #VALUE! | #VALUE! |  |  | #VALUE! | #VALUE! | #VALUE! | #VALUE! | #VALUE! | #VALUE! | #VALUE! | #VALUE! |  |  |  |  | #VALUE! | #VALUE! | #VALUE! |  |  | #VALUE! | #VALUE! | #VALUE! | #VALUE! | #VALUE! | #VALUE! | #VALUE! | #VALUE! |  |  |  |  | #VALUE! | #VALUE! | #VALUE! |  |  | #VALUE! | #VALUE! | #VALUE! | #VALUE! | #VALUE! | #VALUE! | #VALUE! | #VALUE! |  |  | #VALUE! | #VALUE! | #VALUE! | #VALUE! | #VALUE! |  |  | #VALUE! | #VALUE! | #VALUE! | #VALUE! | #VALUE! | #VALUE! | #VALUE! | #VALUE! |  |  | #VALUE! | #VALUE! | #VALUE! | #VALUE! | #VALUE! |  |  | #VALUE! | #VALUE! | #VALUE! | #VALUE! | #VALUE! | #VALUE! | #VALUE! | #VALUE! | 0 | #REF! | #VALUE! | #VALUE! | #VALUE! | #VALUE! | #VALUE! | #VALUE! | #VALUE! | 0
|  |  |  | 0 | 51 | 0 |  |  | 1 | 1.0842e-19 | 0 | 1.0669e-18 | 1.0669e-18 | 1.0669e-18 | 0 | 0 |  |  |  |  | #VALUE! | #VALUE! | #VALUE! |  |  | #VALUE! | #VALUE! | #VALUE! | #VALUE! | #VALUE! | #VALUE! | #VALUE! | #VALUE! |  |  |  |  | #VALUE! | #VALUE! | #VALUE! |  |  | #VALUE! | #VALUE! | #VALUE! | #VALUE! | #VALUE! | #VALUE! | #VALUE! | #VALUE! |  |  |  |  | #VALUE! | #VALUE! | #VALUE! |  |  | #VALUE! | #VALUE! | #VALUE! | #VALUE! | #VALUE! | #VALUE! | #VALUE! | #VALUE! |  |  |  |  | #VALUE! | #VALUE! | #VALUE! |  |  | #VALUE! | #VALUE! | #VALUE! | #VALUE! | #VALUE! | #VALUE! | #VALUE! | #VALUE! |  |  |  |  | #VALUE! | #VALUE! | #VALUE! |  |  | #VALUE! | #VALUE! | #VALUE! | #VALUE! | #VALUE! | #VALUE! | #VALUE! | #VALUE! |  |  | #VALUE! | #VALUE! | #VALUE! | #VALUE! | #VALUE! |  |  | #VALUE! | #VALUE! | #VALUE! | #VALUE! | #VALUE! | #VALUE! | #VALUE! | #VALUE! |  |  | #VALUE! | #VALUE! | #VALUE! | #VALUE! | #VALUE! |  |  | #VALUE! | #VALUE! | #VALUE! | #VALUE! | #VALUE! | #VALUE! | #VALUE! | #VALUE! | 0 | #REF! | #VALUE! | #VALUE! | #VALUE! | #VALUE! | #VALUE! | #VALUE! | #VALUE! | 0
|  |  |  | 0 | 51 | 0 |  |  | 1 | 1.0842e-19 | 0 | 1.0669e-18 | 1.0669e-18 | 1.0669e-18 | 0 | 0 |  |  |  |  | #VALUE! | #VALUE! | #VALUE! |  |  | #VALUE! | #VALUE! | #VALUE! | #VALUE! | #VALUE! | #VALUE! | #VALUE! | #VALUE! |  |  |  |  | #VALUE! | #VALUE! | #VALUE! |  |  | #VALUE! | #VALUE! | #VALUE! | #VALUE! | #VALUE! | #VALUE! | #VALUE! | #VALUE! |  |  |  |  | #VALUE! | #VALUE! | #VALUE! |  |  | #VALUE! | #VALUE! | #VALUE! | #VALUE! | #VALUE! | #VALUE! | #VALUE! | #VALUE! |  |  |  |  | #VALUE! | #VALUE! | #VALUE! |  |  | #VALUE! | #VALUE! | #VALUE! | #VALUE! | #VALUE! | #VALUE! | #VALUE! | #VALUE! |  |  |  |  | #VALUE! | #VALUE! | #VALUE! |  |  | #VALUE! | #VALUE! | #VALUE! | #VALUE! | #VALUE! | #VALUE! | #VALUE! | #VALUE! |  |  | #VALUE! | #VALUE! | #VALUE! | #VALUE! | #VALUE! |  |  | #VALUE! | #VALUE! | #VALUE! | #VALUE! | #VALUE! | #VALUE! | #VALUE! | #VALUE! |  |  | #VALUE! | #VALUE! | #VALUE! | #VALUE! | #VALUE! |  |  | #VALUE! | #VALUE! | #VALUE! | #VALUE! | #VALUE! | #VALUE! | #VALUE! | #VALUE! | 0 | #REF! | #VALUE! | #VALUE! | #VALUE! | #VALUE! | #VALUE! | #VALUE! | #VALUE! | 0
|  |  |  | 0 | 51 | 0 |  |  | 1 | 1.0842e-19 | 0 | 1.0669e-18 | 1.0669e-18 | 1.0669e-18 | 0 | 0 |  |  |  |  | #VALUE! | #VALUE! | #VALUE! |  |  | #VALUE! | #VALUE! | #VALUE! | #VALUE! | #VALUE! | #VALUE! | #VALUE! | #VALUE! |  |  |  |  | #VALUE! | #VALUE! | #VALUE! |  |  | #VALUE! | #VALUE! | #VALUE! | #VALUE! | #VALUE! | #VALUE! | #VALUE! | #VALUE! |  |  |  |  | #VALUE! | #VALUE! | #VALUE! |  |  | #VALUE! | #VALUE! | #VALUE! | #VALUE! | #VALUE! | #VALUE! | #VALUE! | #VALUE! |  |  |  |  | #VALUE! | #VALUE! | #VALUE! |  |  | #VALUE! | #VALUE! | #VALUE! | #VALUE! | #VALUE! | #VALUE! | #VALUE! | #VALUE! |  |  |  |  | #VALUE! | #VALUE! | #VALUE! |  |  | #VALUE! | #VALUE! | #VALUE! | #VALUE! | #VALUE! | #VALUE! | #VALUE! | #VALUE! |  |  | #VALUE! | #VALUE! | #VALUE! | #VALUE! | #VALUE! |  |  | #VALUE! | #VALUE! | #VALUE! | #VALUE! | #VALUE! | #VALUE! | #VALUE! | #VALUE! |  |  | #VALUE! | #VALUE! | #VALUE! | #VALUE! | #VALUE! |  |  | #VALUE! | #VALUE! | #VALUE! | #VALUE! | #VALUE! | #VALUE! | #VALUE! | #VALUE! | 0 | #REF! | #VALUE! | #VALUE! | #VALUE! | #VALUE! | #VALUE! | #VALUE! | #VALUE! | 0
|  |  |  | 0 | 51 | 0 |  |  | 1 | 1.0842e-19 | 0 | 1.0669e-18 | 1.0669e-18 | 1.0669e-18 | 0 | 0 |  |  |  |  | #VALUE! | #VALUE! | #VALUE! |  |  | #VALUE! | #VALUE! | #VALUE! | #VALUE! | #VALUE! | #VALUE! | #VALUE! | #VALUE! |  |  |  |  | #VALUE! | #VALUE! | #VALUE! |  |  | #VALUE! | #VALUE! | #VALUE! | #VALUE! | #VALUE! | #VALUE! | #VALUE! | #VALUE! |  |  |  |  | #VALUE! | #VALUE! | #VALUE! |  |  | #VALUE! | #VALUE! | #VALUE! | #VALUE! | #VALUE! | #VALUE! | #VALUE! | #VALUE! |  |  |  |  | #VALUE! | #VALUE! | #VALUE! |  |  | #VALUE! | #VALUE! | #VALUE! | #VALUE! | #VALUE! | #VALUE! | #VALUE! | #VALUE! |  |  |  |  | #VALUE! | #VALUE! | #VALUE! |  |  | #VALUE! | #VALUE! | #VALUE! | #VALUE! | #VALUE! | #VALUE! | #VALUE! | #VALUE! |  |  | #VALUE! | #VALUE! | #VALUE! | #VALUE! | #VALUE! |  |  | #VALUE! | #VALUE! | #VALUE! | #VALUE! | #VALUE! | #VALUE! | #VALUE! | #VALUE! |  |  | #VALUE! | #VALUE! | #VALUE! | #VALUE! | #VALUE! |  |  | #VALUE! | #VALUE! | #VALUE! | #VALUE! | #VALUE! | #VALUE! | #VALUE! | #VALUE! | 0 | #REF! | #VALUE! | #VALUE! | #VALUE! | #VALUE! | #VALUE! | #VALUE! | #VALUE! | 0
|  |  |  | 0 | 51 | 0 |  |  | 1 | 1.0842e-19 | 0 | 1.0669e-18 | 1.0669e-18 | 1.0669e-18 | 0 | 0 |  |  |  |  | #VALUE! | #VALUE! | #VALUE! |  |  | #VALUE! | #VALUE! | #VALUE! | #VALUE! | #VALUE! | #VALUE! | #VALUE! | #VALUE! |  |  |  |  | #VALUE! | #VALUE! | #VALUE! |  |  | #VALUE! | #VALUE! | #VALUE! | #VALUE! | #VALUE! | #VALUE! | #VALUE! | #VALUE! |  |  |  |  | #VALUE! | #VALUE! | #VALUE! |  |  | #VALUE! | #VALUE! | #VALUE! | #VALUE! | #VALUE! | #VALUE! | #VALUE! | #VALUE! |  |  |  |  | #VALUE! | #VALUE! | #VALUE! |  |  | #VALUE! | #VALUE! | #VALUE! | #VALUE! | #VALUE! | #VALUE! | #VALUE! | #VALUE! |  |  |  |  | #VALUE! | #VALUE! | #VALUE! |  |  | #VALUE! | #VALUE! | #VALUE! | #VALUE! | #VALUE! | #VALUE! | #VALUE! | #VALUE! |  |  | #VALUE! | #VALUE! | #VALUE! | #VALUE! | #VALUE! |  |  | #VALUE! | #VALUE! | #VALUE! | #VALUE! | #VALUE! | #VALUE! | #VALUE! | #VALUE! |  |  | #VALUE! | #VALUE! | #VALUE! | #VALUE! | #VALUE! |  |  | #VALUE! | #VALUE! | #VALUE! | #VALUE! | #VALUE! | #VALUE! | #VALUE! | #VALUE! | 0 | #REF! | #VALUE! | #VALUE! | #VALUE! | #VALUE! | #VALUE! | #VALUE! | #VALUE! | 0
|  |  |  | 0 | 51 | 0 |  |  | 1 | 1.0842e-19 | 0 | 1.0669e-18 | 1.0669e-18 | 1.0669e-18 | 0 | 0 |  |  |  |  | #VALUE! | #VALUE! | #VALUE! |  |  | #VALUE! | #VALUE! | #VALUE! | #VALUE! | #VALUE! | #VALUE! | #VALUE! | #VALUE! |  |  |  |  | #VALUE! | #VALUE! | #VALUE! |  |  | #VALUE! | #VALUE! | #VALUE! | #VALUE! | #VALUE! | #VALUE! | #VALUE! | #VALUE! |  |  |  |  | #VALUE! | #VALUE! | #VALUE! |  |  | #VALUE! | #VALUE! | #VALUE! | #VALUE! | #VALUE! | #VALUE! | #VALUE! | #VALUE! |  |  |  |  | #VALUE! | #VALUE! | #VALUE! |  |  | #VALUE! | #VALUE! | #VALUE! | #VALUE! | #VALUE! | #VALUE! | #VALUE! | #VALUE! |  |  |  |  | #VALUE! | #VALUE! | #VALUE! |  |  | #VALUE! | #VALUE! | #VALUE! | #VALUE! | #VALUE! | #VALUE! | #VALUE! | #VALUE! |  |  | #VALUE! | #VALUE! | #VALUE! | #VALUE! | #VALUE! |  |  | #VALUE! | #VALUE! | #VALUE! | #VALUE! | #VALUE! | #VALUE! | #VALUE! | #VALUE! |  |  | #VALUE! | #VALUE! | #VALUE! | #VALUE! | #VALUE! |  |  | #VALUE! | #VALUE! | #VALUE! | #VALUE! | #VALUE! | #VALUE! | #VALUE! | #VALUE! | 0 | #REF! | #VALUE! | #VALUE! | #VALUE! | #VALUE! | #VALUE! | #VALUE! | #VALUE! | 0
|  |  |  | 0 | 51 | 0 |  |  | 1 | 1.0842e-19 | 0 | 1.0669e-18 | 1.0669e-18 | 1.0669e-18 | 0 | 0 |  |  |  |  | #VALUE! | #VALUE! | #VALUE! |  |  | #VALUE! | #VALUE! | #VALUE! | #VALUE! | #VALUE! | #VALUE! | #VALUE! | #VALUE! |  |  |  |  | #VALUE! | #VALUE! | #VALUE! |  |  | #VALUE! | #VALUE! | #VALUE! | #VALUE! | #VALUE! | #VALUE! | #VALUE! | #VALUE! |  |  |  |  | #VALUE! | #VALUE! | #VALUE! |  |  | #VALUE! | #VALUE! | #VALUE! | #VALUE! | #VALUE! | #VALUE! | #VALUE! | #VALUE! |  |  |  |  | #VALUE! | #VALUE! | #VALUE! |  |  | #VALUE! | #VALUE! | #VALUE! | #VALUE! | #VALUE! | #VALUE! | #VALUE! | #VALUE! |  |  |  |  | #VALUE! | #VALUE! | #VALUE! |  |  | #VALUE! | #VALUE! | #VALUE! | #VALUE! | #VALUE! | #VALUE! | #VALUE! | #VALUE! |  |  | #VALUE! | #VALUE! | #VALUE! | #VALUE! | #VALUE! |  |  | #VALUE! | #VALUE! | #VALUE! | #VALUE! | #VALUE! | #VALUE! | #VALUE! | #VALUE! |  |  | #VALUE! | #VALUE! | #VALUE! | #VALUE! | #VALUE! |  |  | #VALUE! | #VALUE! | #VALUE! | #VALUE! | #VALUE! | #VALUE! | #VALUE! | #VALUE! | 0 | #REF! | #VALUE! | #VALUE! | #VALUE! | #VALUE! | #VALUE! | #VALUE! | #VALUE! | 0
|  |  |  | 0 | 51 | 0 |  |  | 1 | 1.0842e-19 | 0 | 1.0669e-18 | 1.0669e-18 | 1.0669e-18 | 0 | 0 |  |  |  |  | #VALUE! | #VALUE! | #VALUE! |  |  | #VALUE! | #VALUE! | #VALUE! | #VALUE! | #VALUE! | #VALUE! | #VALUE! | #VALUE! |  |  |  |  | #VALUE! | #VALUE! | #VALUE! |  |  | #VALUE! | #VALUE! | #VALUE! | #VALUE! | #VALUE! | #VALUE! | #VALUE! | #VALUE! |  |  |  |  | #VALUE! | #VALUE! | #VALUE! |  |  | #VALUE! | #VALUE! | #VALUE! | #VALUE! | #VALUE! | #VALUE! | #VALUE! | #VALUE! |  |  |  |  | #VALUE! | #VALUE! | #VALUE! |  |  | #VALUE! | #VALUE! | #VALUE! | #VALUE! | #VALUE! | #VALUE! | #VALUE! | #VALUE! |  |  |  |  | #VALUE! | #VALUE! | #VALUE! |  |  | #VALUE! | #VALUE! | #VALUE! | #VALUE! | #VALUE! | #VALUE! | #VALUE! | #VALUE! |  |  | #VALUE! | #VALUE! | #VALUE! | #VALUE! | #VALUE! |  |  | #VALUE! | #VALUE! | #VALUE! | #VALUE! | #VALUE! | #VALUE! | #VALUE! | #VALUE! |  |  | #VALUE! | #VALUE! | #VALUE! | #VALUE! | #VALUE! |  |  | #VALUE! | #VALUE! | #VALUE! | #VALUE! | #VALUE! | #VALUE! | #VALUE! | #VALUE! | 0 | #REF! | #VALUE! | #VALUE! | #VALUE! | #VALUE! | #VALUE! | #VALUE! | #VALUE! | 0
|  |  |  | 0 | 51 | 0 |  |  | 1 | 1.0842e-19 | 0 | 1.0669e-18 | 1.0669e-18 | 1.0669e-18 | 0 | 0 |  |  |  |  | #VALUE! | #VALUE! | #VALUE! |  |  | #VALUE! | #VALUE! | #VALUE! | #VALUE! | #VALUE! | #VALUE! | #VALUE! | #VALUE! |  |  |  |  | #VALUE! | #VALUE! | #VALUE! |  |  | #VALUE! | #VALUE! | #VALUE! | #VALUE! | #VALUE! | #VALUE! | #VALUE! | #VALUE! |  |  |  |  | #VALUE! | #VALUE! | #VALUE! |  |  | #VALUE! | #VALUE! | #VALUE! | #VALUE! | #VALUE! | #VALUE! | #VALUE! | #VALUE! |  |  |  |  | #VALUE! | #VALUE! | #VALUE! |  |  | #VALUE! | #VALUE! | #VALUE! | #VALUE! | #VALUE! | #VALUE! | #VALUE! | #VALUE! |  |  |  |  | #VALUE! | #VALUE! | #VALUE! |  |  | #VALUE! | #VALUE! | #VALUE! | #VALUE! | #VALUE! | #VALUE! | #VALUE! | #VALUE! |  |  | #VALUE! | #VALUE! | #VALUE! | #VALUE! | #VALUE! |  |  | #VALUE! | #VALUE! | #VALUE! | #VALUE! | #VALUE! | #VALUE! | #VALUE! | #VALUE! |  |  | #VALUE! | #VALUE! | #VALUE! | #VALUE! | #VALUE! |  |  | #VALUE! | #VALUE! | #VALUE! | #VALUE! | #VALUE! | #VALUE! | #VALUE! | #VALUE! | 0 | #REF! | #VALUE! | #VALUE! | #VALUE! | #VALUE! | #VALUE! | #VALUE! | #VALUE! | 0
|  |  |  | 0 | 51 | 0 |  |  | 1 | 1.0842e-19 | 0 | 1.0669e-18 | 1.0669e-18 | 1.0669e-18 | 0 | 0 |  |  |  |  | #VALUE! | #VALUE! | #VALUE! |  |  | #VALUE! | #VALUE! | #VALUE! | #VALUE! | #VALUE! | #VALUE! | #VALUE! | #VALUE! |  |  |  |  | #VALUE! | #VALUE! | #VALUE! |  |  | #VALUE! | #VALUE! | #VALUE! | #VALUE! | #VALUE! | #VALUE! | #VALUE! | #VALUE! |  |  |  |  | #VALUE! | #VALUE! | #VALUE! |  |  | #VALUE! | #VALUE! | #VALUE! | #VALUE! | #VALUE! | #VALUE! | #VALUE! | #VALUE! |  |  |  |  | #VALUE! | #VALUE! | #VALUE! |  |  | #VALUE! | #VALUE! | #VALUE! | #VALUE! | #VALUE! | #VALUE! | #VALUE! | #VALUE! |  |  |  |  | #VALUE! | #VALUE! | #VALUE! |  |  | #VALUE! | #VALUE! | #VALUE! | #VALUE! | #VALUE! | #VALUE! | #VALUE! | #VALUE! |  |  | #VALUE! | #VALUE! | #VALUE! | #VALUE! | #VALUE! |  |  | #VALUE! | #VALUE! | #VALUE! | #VALUE! | #VALUE! | #VALUE! | #VALUE! | #VALUE! |  |  | #VALUE! | #VALUE! | #VALUE! | #VALUE! | #VALUE! |  |  | #VALUE! | #VALUE! | #VALUE! | #VALUE! | #VALUE! | #VALUE! | #VALUE! | #VALUE! | 0 | #REF! | #VALUE! | #VALUE! | #VALUE! | #VALUE! | #VALUE! | #VALUE! | #VALUE! | 0
|  |  |  | 0 | 51 | 0 |  |  | 1 | 1.0842e-19 | 0 | 1.0669e-18 | 1.0669e-18 | 1.0669e-18 | 0 | 0 |  |  |  |  | #VALUE! | #VALUE! | #VALUE! |  |  | #VALUE! | #VALUE! | #VALUE! | #VALUE! | #VALUE! | #VALUE! | #VALUE! | #VALUE! |  |  |  |  | #VALUE! | #VALUE! | #VALUE! |  |  | #VALUE! | #VALUE! | #VALUE! | #VALUE! | #VALUE! | #VALUE! | #VALUE! | #VALUE! |  |  |  |  | #VALUE! | #VALUE! | #VALUE! |  |  | #VALUE! | #VALUE! | #VALUE! | #VALUE! | #VALUE! | #VALUE! | #VALUE! | #VALUE! |  |  |  |  | #VALUE! | #VALUE! | #VALUE! |  |  | #VALUE! | #VALUE! | #VALUE! | #VALUE! | #VALUE! | #VALUE! | #VALUE! | #VALUE! |  |  |  |  | #VALUE! | #VALUE! | #VALUE! |  |  | #VALUE! | #VALUE! | #VALUE! | #VALUE! | #VALUE! | #VALUE! | #VALUE! | #VALUE! |  |  | #VALUE! | #VALUE! | #VALUE! | #VALUE! | #VALUE! |  |  | #VALUE! | #VALUE! | #VALUE! | #VALUE! | #VALUE! | #VALUE! | #VALUE! | #VALUE! |  |  | #VALUE! | #VALUE! | #VALUE! | #VALUE! | #VALUE! |  |  | #VALUE! | #VALUE! | #VALUE! | #VALUE! | #VALUE! | #VALUE! | #VALUE! | #VALUE! | 0 | #REF! | #VALUE! | #VALUE! | #VALUE! | #VALUE! | #VALUE! | #VALUE! | #VALUE! | 0
|  |  |  | 0 | 51 | 0 |  |  | 1 | 1.0842e-19 | 0 | 1.0669e-18 | 1.0669e-18 | 1.0669e-18 | 0 | 0 |  |  |  |  | #VALUE! | #VALUE! | #VALUE! |  |  | #VALUE! | #VALUE! | #VALUE! | #VALUE! | #VALUE! | #VALUE! | #VALUE! | #VALUE! |  |  |  |  | #VALUE! | #VALUE! | #VALUE! |  |  | #VALUE! | #VALUE! | #VALUE! | #VALUE! | #VALUE! | #VALUE! | #VALUE! | #VALUE! |  |  |  |  | #VALUE! | #VALUE! | #VALUE! |  |  | #VALUE! | #VALUE! | #VALUE! | #VALUE! | #VALUE! | #VALUE! | #VALUE! | #VALUE! |  |  |  |  | #VALUE! | #VALUE! | #VALUE! |  |  | #VALUE! | #VALUE! | #VALUE! | #VALUE! | #VALUE! | #VALUE! | #VALUE! | #VALUE! |  |  |  |  | #VALUE! | #VALUE! | #VALUE! |  |  | #VALUE! | #VALUE! | #VALUE! | #VALUE! | #VALUE! | #VALUE! | #VALUE! | #VALUE! |  |  | #VALUE! | #VALUE! | #VALUE! | #VALUE! | #VALUE! |  |  | #VALUE! | #VALUE! | #VALUE! | #VALUE! | #VALUE! | #VALUE! | #VALUE! | #VALUE! |  |  | #VALUE! | #VALUE! | #VALUE! | #VALUE! | #VALUE! |  |  | #VALUE! | #VALUE! | #VALUE! | #VALUE! | #VALUE! | #VALUE! | #VALUE! | #VALUE! | 0 | #REF! | #VALUE! | #VALUE! | #VALUE! | #VALUE! | #VALUE! | #VALUE! | #VALUE! | 0
|  |  |  | 0 | 51 | 0 |  |  | 1 | 1.0842e-19 | 0 | 1.0669e-18 | 1.0669e-18 | 1.0669e-18 | 0 | 0 |  |  |  |  | #VALUE! | #VALUE! | #VALUE! |  |  | #VALUE! | #VALUE! | #VALUE! | #VALUE! | #VALUE! | #VALUE! | #VALUE! | #VALUE! |  |  |  |  | #VALUE! | #VALUE! | #VALUE! |  |  | #VALUE! | #VALUE! | #VALUE! | #VALUE! | #VALUE! | #VALUE! | #VALUE! | #VALUE! |  |  |  |  | #VALUE! | #VALUE! | #VALUE! |  |  | #VALUE! | #VALUE! | #VALUE! | #VALUE! | #VALUE! | #VALUE! | #VALUE! | #VALUE! |  |  |  |  | #VALUE! | #VALUE! | #VALUE! |  |  | #VALUE! | #VALUE! | #VALUE! | #VALUE! | #VALUE! | #VALUE! | #VALUE! | #VALUE! |  |  |  |  | #VALUE! | #VALUE! | #VALUE! |  |  | #VALUE! | #VALUE! | #VALUE! | #VALUE! | #VALUE! | #VALUE! | #VALUE! | #VALUE! |  |  | #VALUE! | #VALUE! | #VALUE! | #VALUE! | #VALUE! |  |  | #VALUE! | #VALUE! | #VALUE! | #VALUE! | #VALUE! | #VALUE! | #VALUE! | #VALUE! |  |  | #VALUE! | #VALUE! | #VALUE! | #VALUE! | #VALUE! |  |  | #VALUE! | #VALUE! | #VALUE! | #VALUE! | #VALUE! | #VALUE! | #VALUE! | #VALUE! | 0 | #REF! | #VALUE! | #VALUE! | #VALUE! | #VALUE! | #VALUE! | #VALUE! | #VALUE! | 0
|  |  |  | 0 | 51 | 0 |  |  | 1 | 1.0842e-19 | 0 | 1.0669e-18 | 1.0669e-18 | 1.0669e-18 | 0 | 0 |  |  |  |  | #VALUE! | #VALUE! | #VALUE! |  |  | #VALUE! | #VALUE! | #VALUE! | #VALUE! | #VALUE! | #VALUE! | #VALUE! | #VALUE! |  |  |  |  | #VALUE! | #VALUE! | #VALUE! |  |  | #VALUE! | #VALUE! | #VALUE! | #VALUE! | #VALUE! | #VALUE! | #VALUE! | #VALUE! |  |  |  |  | #VALUE! | #VALUE! | #VALUE! |  |  | #VALUE! | #VALUE! | #VALUE! | #VALUE! | #VALUE! | #VALUE! | #VALUE! | #VALUE! |  |  |  |  | #VALUE! | #VALUE! | #VALUE! |  |  | #VALUE! | #VALUE! | #VALUE! | #VALUE! | #VALUE! | #VALUE! | #VALUE! | #VALUE! |  |  |  |  | #VALUE! | #VALUE! | #VALUE! |  |  | #VALUE! | #VALUE! | #VALUE! | #VALUE! | #VALUE! | #VALUE! | #VALUE! | #VALUE! |  |  | #VALUE! | #VALUE! | #VALUE! | #VALUE! | #VALUE! |  |  | #VALUE! | #VALUE! | #VALUE! | #VALUE! | #VALUE! | #VALUE! | #VALUE! | #VALUE! |  |  | #VALUE! | #VALUE! | #VALUE! | #VALUE! | #VALUE! |  |  | #VALUE! | #VALUE! | #VALUE! | #VALUE! | #VALUE! | #VALUE! | #VALUE! | #VALUE! | 0 | #REF! | #VALUE! | #VALUE! | #VALUE! | #VALUE! | #VALUE! | #VALUE! | #VALUE! | 0
|  |  |  | 0 | 51 | 0 |  |  | 1 | 1.0842e-19 | 0 | 1.0669e-18 | 1.0669e-18 | 1.0669e-18 | 0 | 0 |  |  |  |  | #VALUE! | #VALUE! | #VALUE! |  |  | #VALUE! | #VALUE! | #VALUE! | #VALUE! | #VALUE! | #VALUE! | #VALUE! | #VALUE! |  |  |  |  | #VALUE! | #VALUE! | #VALUE! |  |  | #VALUE! | #VALUE! | #VALUE! | #VALUE! | #VALUE! | #VALUE! | #VALUE! | #VALUE! |  |  |  |  | #VALUE! | #VALUE! | #VALUE! |  |  | #VALUE! | #VALUE! | #VALUE! | #VALUE! | #VALUE! | #VALUE! | #VALUE! | #VALUE! |  |  |  |  | #VALUE! | #VALUE! | #VALUE! |  |  | #VALUE! | #VALUE! | #VALUE! | #VALUE! | #VALUE! | #VALUE! | #VALUE! | #VALUE! |  |  |  |  | #VALUE! | #VALUE! | #VALUE! |  |  | #VALUE! | #VALUE! | #VALUE! | #VALUE! | #VALUE! | #VALUE! | #VALUE! | #VALUE! |  |  | #VALUE! | #VALUE! | #VALUE! | #VALUE! | #VALUE! |  |  | #VALUE! | #VALUE! | #VALUE! | #VALUE! | #VALUE! | #VALUE! | #VALUE! | #VALUE! |  |  | #VALUE! | #VALUE! | #VALUE! | #VALUE! | #VALUE! |  |  | #VALUE! | #VALUE! | #VALUE! | #VALUE! | #VALUE! | #VALUE! | #VALUE! | #VALUE! | 0 | #REF! | #VALUE! | #VALUE! | #VALUE! | #VALUE! | #VALUE! | #VALUE! | #VALUE! | 0
|  |  |  | 0 | 51 | 0 |  |  | 1 | 1.0842e-19 | 0 | 1.0669e-18 | 1.0669e-18 | 1.0669e-18 | 0 | 0 |  |  |  |  | #VALUE! | #VALUE! | #VALUE! |  |  | #VALUE! | #VALUE! | #VALUE! | #VALUE! | #VALUE! | #VALUE! | #VALUE! | #VALUE! |  |  |  |  | #VALUE! | #VALUE! | #VALUE! |  |  | #VALUE! | #VALUE! | #VALUE! | #VALUE! | #VALUE! | #VALUE! | #VALUE! | #VALUE! |  |  |  |  | #VALUE! | #VALUE! | #VALUE! |  |  | #VALUE! | #VALUE! | #VALUE! | #VALUE! | #VALUE! | #VALUE! | #VALUE! | #VALUE! |  |  |  |  | #VALUE! | #VALUE! | #VALUE! |  |  | #VALUE! | #VALUE! | #VALUE! | #VALUE! | #VALUE! | #VALUE! | #VALUE! | #VALUE! |  |  |  |  | #VALUE! | #VALUE! | #VALUE! |  |  | #VALUE! | #VALUE! | #VALUE! | #VALUE! | #VALUE! | #VALUE! | #VALUE! | #VALUE! |  |  | #VALUE! | #VALUE! | #VALUE! | #VALUE! | #VALUE! |  |  | #VALUE! | #VALUE! | #VALUE! | #VALUE! | #VALUE! | #VALUE! | #VALUE! | #VALUE! |  |  | #VALUE! | #VALUE! | #VALUE! | #VALUE! | #VALUE! |  |  | #VALUE! | #VALUE! | #VALUE! | #VALUE! | #VALUE! | #VALUE! | #VALUE! | #VALUE! | 0 | #REF! | #VALUE! | #VALUE! | #VALUE! | #VALUE! | #VALUE! | #VALUE! | #VALUE! | 0
|  |  |  | 0 | 51 | 0 |  |  | 1 | 1.0842e-19 | 0 | 1.0669e-18 | 1.0669e-18 | 1.0669e-18 | 0 | 0 |  |  |  |  | #VALUE! | #VALUE! | #VALUE! |  |  | #VALUE! | #VALUE! | #VALUE! | #VALUE! | #VALUE! | #VALUE! | #VALUE! | #VALUE! |  |  |  |  | #VALUE! | #VALUE! | #VALUE! |  |  | #VALUE! | #VALUE! | #VALUE! | #VALUE! | #VALUE! | #VALUE! | #VALUE! | #VALUE! |  |  |  |  | #VALUE! | #VALUE! | #VALUE! |  |  | #VALUE! | #VALUE! | #VALUE! | #VALUE! | #VALUE! | #VALUE! | #VALUE! | #VALUE! |  |  |  |  | #VALUE! | #VALUE! | #VALUE! |  |  | #VALUE! | #VALUE! | #VALUE! | #VALUE! | #VALUE! | #VALUE! | #VALUE! | #VALUE! |  |  |  |  | #VALUE! | #VALUE! | #VALUE! |  |  | #VALUE! | #VALUE! | #VALUE! | #VALUE! | #VALUE! | #VALUE! | #VALUE! | #VALUE! |  |  | #VALUE! | #VALUE! | #VALUE! | #VALUE! | #VALUE! |  |  | #VALUE! | #VALUE! | #VALUE! | #VALUE! | #VALUE! | #VALUE! | #VALUE! | #VALUE! |  |  | #VALUE! | #VALUE! | #VALUE! | #VALUE! | #VALUE! |  |  | #VALUE! | #VALUE! | #VALUE! | #VALUE! | #VALUE! | #VALUE! | #VALUE! | #VALUE! | 0 | #REF! | #VALUE! | #VALUE! | #VALUE! | #VALUE! | #VALUE! | #VALUE! | #VALUE! | 0
|  |  |  | 0 | 51 | 0 |  |  | 1 | 1.0842e-19 | 0 | 1.0669e-18 | 1.0669e-18 | 1.0669e-18 | 0 | 0 |  |  |  |  | #VALUE! | #VALUE! | #VALUE! |  |  | #VALUE! | #VALUE! | #VALUE! | #VALUE! | #VALUE! | #VALUE! | #VALUE! | #VALUE! |  |  |  |  | #VALUE! | #VALUE! | #VALUE! |  |  | #VALUE! | #VALUE! | #VALUE! | #VALUE! | #VALUE! | #VALUE! | #VALUE! | #VALUE! |  |  |  |  | #VALUE! | #VALUE! | #VALUE! |  |  | #VALUE! | #VALUE! | #VALUE! | #VALUE! | #VALUE! | #VALUE! | #VALUE! | #VALUE! |  |  |  |  | #VALUE! | #VALUE! | #VALUE! |  |  | #VALUE! | #VALUE! | #VALUE! | #VALUE! | #VALUE! | #VALUE! | #VALUE! | #VALUE! |  |  |  |  | #VALUE! | #VALUE! | #VALUE! |  |  | #VALUE! | #VALUE! | #VALUE! | #VALUE! | #VALUE! | #VALUE! | #VALUE! | #VALUE! |  |  | #VALUE! | #VALUE! | #VALUE! | #VALUE! | #VALUE! |  |  | #VALUE! | #VALUE! | #VALUE! | #VALUE! | #VALUE! | #VALUE! | #VALUE! | #VALUE! |  |  | #VALUE! | #VALUE! | #VALUE! | #VALUE! | #VALUE! |  |  | #VALUE! | #VALUE! | #VALUE! | #VALUE! | #VALUE! | #VALUE! | #VALUE! | #VALUE! | 0 | #REF! | #VALUE! | #VALUE! | #VALUE! | #VALUE! | #VALUE! | #VALUE! | #VALUE! | 0
|  |  |  | 0 | 51 | 0 |  |  | 1 | 1.0842e-19 | 0 | 1.0669e-18 | 1.0669e-18 | 1.0669e-18 | 0 | 0 |  |  |  |  | #VALUE! | #VALUE! | #VALUE! |  |  | #VALUE! | #VALUE! | #VALUE! | #VALUE! | #VALUE! | #VALUE! | #VALUE! | #VALUE! |  |  |  |  | #VALUE! | #VALUE! | #VALUE! |  |  | #VALUE! | #VALUE! | #VALUE! | #VALUE! | #VALUE! | #VALUE! | #VALUE! | #VALUE! |  |  |  |  | #VALUE! | #VALUE! | #VALUE! |  |  | #VALUE! | #VALUE! | #VALUE! | #VALUE! | #VALUE! | #VALUE! | #VALUE! | #VALUE! |  |  |  |  | #VALUE! | #VALUE! | #VALUE! |  |  | #VALUE! | #VALUE! | #VALUE! | #VALUE! | #VALUE! | #VALUE! | #VALUE! | #VALUE! |  |  |  |  | #VALUE! | #VALUE! | #VALUE! |  |  | #VALUE! | #VALUE! | #VALUE! | #VALUE! | #VALUE! | #VALUE! | #VALUE! | #VALUE! |  |  | #VALUE! | #VALUE! | #VALUE! | #VALUE! | #VALUE! |  |  | #VALUE! | #VALUE! | #VALUE! | #VALUE! | #VALUE! | #VALUE! | #VALUE! | #VALUE! |  |  | #VALUE! | #VALUE! | #VALUE! | #VALUE! | #VALUE! |  |  | #VALUE! | #VALUE! | #VALUE! | #VALUE! | #VALUE! | #VALUE! | #VALUE! | #VALUE! | 0 | #REF! | #VALUE! | #VALUE! | #VALUE! | #VALUE! | #VALUE! | #VALUE! | #VALUE! | 0
|  |  |  | 0 | 51 | 0 |  |  | 1 | 1.0842e-19 | 0 | 1.0669e-18 | 1.0669e-18 | 1.0669e-18 | 0 | 0 |  |  |  |  | #VALUE! | #VALUE! | #VALUE! |  |  | #VALUE! | #VALUE! | #VALUE! | #VALUE! | #VALUE! | #VALUE! | #VALUE! | #VALUE! |  |  |  |  | #VALUE! | #VALUE! | #VALUE! |  |  | #VALUE! | #VALUE! | #VALUE! | #VALUE! | #VALUE! | #VALUE! | #VALUE! | #VALUE! |  |  |  |  | #VALUE! | #VALUE! | #VALUE! |  |  | #VALUE! | #VALUE! | #VALUE! | #VALUE! | #VALUE! | #VALUE! | #VALUE! | #VALUE! |  |  |  |  | #VALUE! | #VALUE! | #VALUE! |  |  | #VALUE! | #VALUE! | #VALUE! | #VALUE! | #VALUE! | #VALUE! | #VALUE! | #VALUE! |  |  |  |  | #VALUE! | #VALUE! | #VALUE! |  |  | #VALUE! | #VALUE! | #VALUE! | #VALUE! | #VALUE! | #VALUE! | #VALUE! | #VALUE! |  |  | #VALUE! | #VALUE! | #VALUE! | #VALUE! | #VALUE! |  |  | #VALUE! | #VALUE! | #VALUE! | #VALUE! | #VALUE! | #VALUE! | #VALUE! | #VALUE! |  |  | #VALUE! | #VALUE! | #VALUE! | #VALUE! | #VALUE! |  |  | #VALUE! | #VALUE! | #VALUE! | #VALUE! | #VALUE! | #VALUE! | #VALUE! | #VALUE! | 0 | #REF! | #VALUE! | #VALUE! | #VALUE! | #VALUE! | #VALUE! | #VALUE! | #VALUE! | 0
|  |  |  | 0 | 51 | 0 |  |  | 1 | 1.0842e-19 | 0 | 1.0669e-18 | 1.0669e-18 | 1.0669e-18 | 0 | 0 |  |  |  |  | #VALUE! | #VALUE! | #VALUE! |  |  | #VALUE! | #VALUE! | #VALUE! | #VALUE! | #VALUE! | #VALUE! | #VALUE! | #VALUE! |  |  |  |  | #VALUE! | #VALUE! | #VALUE! |  |  | #VALUE! | #VALUE! | #VALUE! | #VALUE! | #VALUE! | #VALUE! | #VALUE! | #VALUE! |  |  |  |  | #VALUE! | #VALUE! | #VALUE! |  |  | #VALUE! | #VALUE! | #VALUE! | #VALUE! | #VALUE! | #VALUE! | #VALUE! | #VALUE! |  |  |  |  | #VALUE! | #VALUE! | #VALUE! |  |  | #VALUE! | #VALUE! | #VALUE! | #VALUE! | #VALUE! | #VALUE! | #VALUE! | #VALUE! |  |  |  |  | #VALUE! | #VALUE! | #VALUE! |  |  | #VALUE! | #VALUE! | #VALUE! | #VALUE! | #VALUE! | #VALUE! | #VALUE! | #VALUE! |  |  | #VALUE! | #VALUE! | #VALUE! | #VALUE! | #VALUE! |  |  | #VALUE! | #VALUE! | #VALUE! | #VALUE! | #VALUE! | #VALUE! | #VALUE! | #VALUE! |  |  | #VALUE! | #VALUE! | #VALUE! | #VALUE! | #VALUE! |  |  | #VALUE! | #VALUE! | #VALUE! | #VALUE! | #VALUE! | #VALUE! | #VALUE! | #VALUE! | 0 | #REF! | #VALUE! | #VALUE! | #VALUE! | #VALUE! | #VALUE! | #VALUE! | #VALUE! | 0
|  |  |  | 0 | 51 | 0 |  |  | 1 | 1.0842e-19 | 0 | 1.0669e-18 | 1.0669e-18 | 1.0669e-18 | 0 | 0 |  |  |  |  | #VALUE! | #VALUE! | #VALUE! |  |  | #VALUE! | #VALUE! | #VALUE! | #VALUE! | #VALUE! | #VALUE! | #VALUE! | #VALUE! |  |  |  |  | #VALUE! | #VALUE! | #VALUE! |  |  | #VALUE! | #VALUE! | #VALUE! | #VALUE! | #VALUE! | #VALUE! | #VALUE! | #VALUE! |  |  |  |  | #VALUE! | #VALUE! | #VALUE! |  |  | #VALUE! | #VALUE! | #VALUE! | #VALUE! | #VALUE! | #VALUE! | #VALUE! | #VALUE! |  |  |  |  | #VALUE! | #VALUE! | #VALUE! |  |  | #VALUE! | #VALUE! | #VALUE! | #VALUE! | #VALUE! | #VALUE! | #VALUE! | #VALUE! |  |  |  |  | #VALUE! | #VALUE! | #VALUE! |  |  | #VALUE! | #VALUE! | #VALUE! | #VALUE! | #VALUE! | #VALUE! | #VALUE! | #VALUE! |  |  | #VALUE! | #VALUE! | #VALUE! | #VALUE! | #VALUE! |  |  | #VALUE! | #VALUE! | #VALUE! | #VALUE! | #VALUE! | #VALUE! | #VALUE! | #VALUE! |  |  | #VALUE! | #VALUE! | #VALUE! | #VALUE! | #VALUE! |  |  | #VALUE! | #VALUE! | #VALUE! | #VALUE! | #VALUE! | #VALUE! | #VALUE! | #VALUE! | 0 | #REF! | #VALUE! | #VALUE! | #VALUE! | #VALUE! | #VALUE! | #VALUE! | #VALUE! | 0
|  |  |  | 0 | 51 | 0 |  |  | 1 | 1.0842e-19 | 0 | 1.0669e-18 | 1.0669e-18 | 1.0669e-18 | 0 | 0 |  |  |  |  | #VALUE! | #VALUE! | #VALUE! |  |  | #VALUE! | #VALUE! | #VALUE! | #VALUE! | #VALUE! | #VALUE! | #VALUE! | #VALUE! |  |  |  |  | #VALUE! | #VALUE! | #VALUE! |  |  | #VALUE! | #VALUE! | #VALUE! | #VALUE! | #VALUE! | #VALUE! | #VALUE! | #VALUE! |  |  |  |  | #VALUE! | #VALUE! | #VALUE! |  |  | #VALUE! | #VALUE! | #VALUE! | #VALUE! | #VALUE! | #VALUE! | #VALUE! | #VALUE! |  |  |  |  | #VALUE! | #VALUE! | #VALUE! |  |  | #VALUE! | #VALUE! | #VALUE! | #VALUE! | #VALUE! | #VALUE! | #VALUE! | #VALUE! |  |  |  |  | #VALUE! | #VALUE! | #VALUE! |  |  | #VALUE! | #VALUE! | #VALUE! | #VALUE! | #VALUE! | #VALUE! | #VALUE! | #VALUE! |  |  | #VALUE! | #VALUE! | #VALUE! | #VALUE! | #VALUE! |  |  | #VALUE! | #VALUE! | #VALUE! | #VALUE! | #VALUE! | #VALUE! | #VALUE! | #VALUE! |  |  | #VALUE! | #VALUE! | #VALUE! | #VALUE! | #VALUE! |  |  | #VALUE! | #VALUE! | #VALUE! | #VALUE! | #VALUE! | #VALUE! | #VALUE! | #VALUE! | 0 | #REF! | #VALUE! | #VALUE! | #VALUE! | #VALUE! | #VALUE! | #VALUE! | #VALUE! | 0
|  |  |  | 0 | 51 | 0 |  |  | 1 | 1.0842e-19 | 0 | 1.0669e-18 | 1.0669e-18 | 1.0669e-18 | 0 | 0 |  |  |  |  | #VALUE! | #VALUE! | #VALUE! |  |  | #VALUE! | #VALUE! | #VALUE! | #VALUE! | #VALUE! | #VALUE! | #VALUE! | #VALUE! |  |  |  |  | #VALUE! | #VALUE! | #VALUE! |  |  | #VALUE! | #VALUE! | #VALUE! | #VALUE! | #VALUE! | #VALUE! | #VALUE! | #VALUE! |  |  |  |  | #VALUE! | #VALUE! | #VALUE! |  |  | #VALUE! | #VALUE! | #VALUE! | #VALUE! | #VALUE! | #VALUE! | #VALUE! | #VALUE! |  |  |  |  | #VALUE! | #VALUE! | #VALUE! |  |  | #VALUE! | #VALUE! | #VALUE! | #VALUE! | #VALUE! | #VALUE! | #VALUE! | #VALUE! |  |  |  |  | #VALUE! | #VALUE! | #VALUE! |  |  | #VALUE! | #VALUE! | #VALUE! | #VALUE! | #VALUE! | #VALUE! | #VALUE! | #VALUE! |  |  | #VALUE! | #VALUE! | #VALUE! | #VALUE! | #VALUE! |  |  | #VALUE! | #VALUE! | #VALUE! | #VALUE! | #VALUE! | #VALUE! | #VALUE! | #VALUE! |  |  | #VALUE! | #VALUE! | #VALUE! | #VALUE! | #VALUE! |  |  | #VALUE! | #VALUE! | #VALUE! | #VALUE! | #VALUE! | #VALUE! | #VALUE! | #VALUE! | 0 | #REF! | #VALUE! | #VALUE! | #VALUE! | #VALUE! | #VALUE! | #VALUE! | #VALUE! | 0
|  |  |  | 0 | 51 | 0 |  |  | 1 | 1.0842e-19 | 0 | 1.0669e-18 | 1.0669e-18 | 1.0669e-18 | 0 | 0 |  |  |  |  | #VALUE! | #VALUE! | #VALUE! |  |  | #VALUE! | #VALUE! | #VALUE! | #VALUE! | #VALUE! | #VALUE! | #VALUE! | #VALUE! |  |  |  |  | #VALUE! | #VALUE! | #VALUE! |  |  | #VALUE! | #VALUE! | #VALUE! | #VALUE! | #VALUE! | #VALUE! | #VALUE! | #VALUE! |  |  |  |  | #VALUE! | #VALUE! | #VALUE! |  |  | #VALUE! | #VALUE! | #VALUE! | #VALUE! | #VALUE! | #VALUE! | #VALUE! | #VALUE! |  |  |  |  | #VALUE! | #VALUE! | #VALUE! |  |  | #VALUE! | #VALUE! | #VALUE! | #VALUE! | #VALUE! | #VALUE! | #VALUE! | #VALUE! |  |  |  |  | #VALUE! | #VALUE! | #VALUE! |  |  | #VALUE! | #VALUE! | #VALUE! | #VALUE! | #VALUE! | #VALUE! | #VALUE! | #VALUE! |  |  | #VALUE! | #VALUE! | #VALUE! | #VALUE! | #VALUE! |  |  | #VALUE! | #VALUE! | #VALUE! | #VALUE! | #VALUE! | #VALUE! | #VALUE! | #VALUE! |  |  | #VALUE! | #VALUE! | #VALUE! | #VALUE! | #VALUE! |  |  | #VALUE! | #VALUE! | #VALUE! | #VALUE! | #VALUE! | #VALUE! | #VALUE! | #VALUE! | 0 | #REF! | #VALUE! | #VALUE! | #VALUE! | #VALUE! | #VALUE! | #VALUE! | #VALUE! | 0
|  |  |  | 0 | 51 | 0 |  |  | 1 | 1.0842e-19 | 0 | 1.0669e-18 | 1.0669e-18 | 1.0669e-18 | 0 | 0 |  |  |  |  | #VALUE! | #VALUE! | #VALUE! |  |  | #VALUE! | #VALUE! | #VALUE! | #VALUE! | #VALUE! | #VALUE! | #VALUE! | #VALUE! |  |  |  |  | #VALUE! | #VALUE! | #VALUE! |  |  | #VALUE! | #VALUE! | #VALUE! | #VALUE! | #VALUE! | #VALUE! | #VALUE! | #VALUE! |  |  |  |  | #VALUE! | #VALUE! | #VALUE! |  |  | #VALUE! | #VALUE! | #VALUE! | #VALUE! | #VALUE! | #VALUE! | #VALUE! | #VALUE! |  |  |  |  | #VALUE! | #VALUE! | #VALUE! |  |  | #VALUE! | #VALUE! | #VALUE! | #VALUE! | #VALUE! | #VALUE! | #VALUE! | #VALUE! |  |  |  |  | #VALUE! | #VALUE! | #VALUE! |  |  | #VALUE! | #VALUE! | #VALUE! | #VALUE! | #VALUE! | #VALUE! | #VALUE! | #VALUE! |  |  | #VALUE! | #VALUE! | #VALUE! | #VALUE! | #VALUE! |  |  | #VALUE! | #VALUE! | #VALUE! | #VALUE! | #VALUE! | #VALUE! | #VALUE! | #VALUE! |  |  | #VALUE! | #VALUE! | #VALUE! | #VALUE! | #VALUE! |  |  | #VALUE! | #VALUE! | #VALUE! | #VALUE! | #VALUE! | #VALUE! | #VALUE! | #VALUE! | 0 | #REF! | #VALUE! | #VALUE! | #VALUE! | #VALUE! | #VALUE! | #VALUE! | #VALUE! | 0
|  |  |  | 0 | 51 | 0 |  |  | 1 | 1.0842e-19 | 0 | 1.0669e-18 | 1.0669e-18 | 1.0669e-18 | 0 | 0 |  |  |  |  | #VALUE! | #VALUE! | #VALUE! |  |  | #VALUE! | #VALUE! | #VALUE! | #VALUE! | #VALUE! | #VALUE! | #VALUE! | #VALUE! |  |  |  |  | #VALUE! | #VALUE! | #VALUE! |  |  | #VALUE! | #VALUE! | #VALUE! | #VALUE! | #VALUE! | #VALUE! | #VALUE! | #VALUE! |  |  |  |  | #VALUE! | #VALUE! | #VALUE! |  |  | #VALUE! | #VALUE! | #VALUE! | #VALUE! | #VALUE! | #VALUE! | #VALUE! | #VALUE! |  |  |  |  | #VALUE! | #VALUE! | #VALUE! |  |  | #VALUE! | #VALUE! | #VALUE! | #VALUE! | #VALUE! | #VALUE! | #VALUE! | #VALUE! |  |  |  |  | #VALUE! | #VALUE! | #VALUE! |  |  | #VALUE! | #VALUE! | #VALUE! | #VALUE! | #VALUE! | #VALUE! | #VALUE! | #VALUE! |  |  | #VALUE! | #VALUE! | #VALUE! | #VALUE! | #VALUE! |  |  | #VALUE! | #VALUE! | #VALUE! | #VALUE! | #VALUE! | #VALUE! | #VALUE! | #VALUE! |  |  | #VALUE! | #VALUE! | #VALUE! | #VALUE! | #VALUE! |  |  | #VALUE! | #VALUE! | #VALUE! | #VALUE! | #VALUE! | #VALUE! | #VALUE! | #VALUE! | 0 | #REF! | #VALUE! | #VALUE! | #VALUE! | #VALUE! | #VALUE! | #VALUE! | #VALUE! | 0
|  |  |  | 0 | 51 | 0 |  |  | 1 | 1.0842e-19 | 0 | 1.0669e-18 | 1.0669e-18 | 1.0669e-18 | 0 | 0 |  |  |  |  | #VALUE! | #VALUE! | #VALUE! |  |  | #VALUE! | #VALUE! | #VALUE! | #VALUE! | #VALUE! | #VALUE! | #VALUE! | #VALUE! |  |  |  |  | #VALUE! | #VALUE! | #VALUE! |  |  | #VALUE! | #VALUE! | #VALUE! | #VALUE! | #VALUE! | #VALUE! | #VALUE! | #VALUE! |  |  |  |  | #VALUE! | #VALUE! | #VALUE! |  |  | #VALUE! | #VALUE! | #VALUE! | #VALUE! | #VALUE! | #VALUE! | #VALUE! | #VALUE! |  |  |  |  | #VALUE! | #VALUE! | #VALUE! |  |  | #VALUE! | #VALUE! | #VALUE! | #VALUE! | #VALUE! | #VALUE! | #VALUE! | #VALUE! |  |  |  |  | #VALUE! | #VALUE! | #VALUE! |  |  | #VALUE! | #VALUE! | #VALUE! | #VALUE! | #VALUE! | #VALUE! | #VALUE! | #VALUE! |  |  | #VALUE! | #VALUE! | #VALUE! | #VALUE! | #VALUE! |  |  | #VALUE! | #VALUE! | #VALUE! | #VALUE! | #VALUE! | #VALUE! | #VALUE! | #VALUE! |  |  | #VALUE! | #VALUE! | #VALUE! | #VALUE! | #VALUE! |  |  | #VALUE! | #VALUE! | #VALUE! | #VALUE! | #VALUE! | #VALUE! | #VALUE! | #VALUE! | 0 | #REF! | #VALUE! | #VALUE! | #VALUE! | #VALUE! | #VALUE! | #VALUE! | #VALUE! | 0
|  |  |  | 0 | 51 | 0 |  |  | 1 | 1.0842e-19 | 0 | 1.0669e-18 | 1.0669e-18 | 1.0669e-18 | 0 | 0 |  |  |  |  | #VALUE! | #VALUE! | #VALUE! |  |  | #VALUE! | #VALUE! | #VALUE! | #VALUE! | #VALUE! | #VALUE! | #VALUE! | #VALUE! |  |  |  |  | #VALUE! | #VALUE! | #VALUE! |  |  | #VALUE! | #VALUE! | #VALUE! | #VALUE! | #VALUE! | #VALUE! | #VALUE! | #VALUE! |  |  |  |  | #VALUE! | #VALUE! | #VALUE! |  |  | #VALUE! | #VALUE! | #VALUE! | #VALUE! | #VALUE! | #VALUE! | #VALUE! | #VALUE! |  |  |  |  | #VALUE! | #VALUE! | #VALUE! |  |  | #VALUE! | #VALUE! | #VALUE! | #VALUE! | #VALUE! | #VALUE! | #VALUE! | #VALUE! |  |  |  |  | #VALUE! | #VALUE! | #VALUE! |  |  | #VALUE! | #VALUE! | #VALUE! | #VALUE! | #VALUE! | #VALUE! | #VALUE! | #VALUE! |  |  | #VALUE! | #VALUE! | #VALUE! | #VALUE! | #VALUE! |  |  | #VALUE! | #VALUE! | #VALUE! | #VALUE! | #VALUE! | #VALUE! | #VALUE! | #VALUE! |  |  | #VALUE! | #VALUE! | #VALUE! | #VALUE! | #VALUE! |  |  | #VALUE! | #VALUE! | #VALUE! | #VALUE! | #VALUE! | #VALUE! | #VALUE! | #VALUE! | 0 | #REF! | #VALUE! | #VALUE! | #VALUE! | #VALUE! | #VALUE! | #VALUE! | #VALUE! | 0
|  |  |  | 0 | 51 | 0 |  |  | 1 | 1.0842e-19 | 0 | 1.0669e-18 | 1.0669e-18 | 1.0669e-18 | 0 | 0 |  |  |  |  | #VALUE! | #VALUE! | #VALUE! |  |  | #VALUE! | #VALUE! | #VALUE! | #VALUE! | #VALUE! | #VALUE! | #VALUE! | #VALUE! |  |  |  |  | #VALUE! | #VALUE! | #VALUE! |  |  | #VALUE! | #VALUE! | #VALUE! | #VALUE! | #VALUE! | #VALUE! | #VALUE! | #VALUE! |  |  |  |  | #VALUE! | #VALUE! | #VALUE! |  |  | #VALUE! | #VALUE! | #VALUE! | #VALUE! | #VALUE! | #VALUE! | #VALUE! | #VALUE! |  |  |  |  | #VALUE! | #VALUE! | #VALUE! |  |  | #VALUE! | #VALUE! | #VALUE! | #VALUE! | #VALUE! | #VALUE! | #VALUE! | #VALUE! |  |  |  |  | #VALUE! | #VALUE! | #VALUE! |  |  | #VALUE! | #VALUE! | #VALUE! | #VALUE! | #VALUE! | #VALUE! | #VALUE! | #VALUE! |  |  | #VALUE! | #VALUE! | #VALUE! | #VALUE! | #VALUE! |  |  | #VALUE! | #VALUE! | #VALUE! | #VALUE! | #VALUE! | #VALUE! | #VALUE! | #VALUE! |  |  | #VALUE! | #VALUE! | #VALUE! | #VALUE! | #VALUE! |  |  | #VALUE! | #VALUE! | #VALUE! | #VALUE! | #VALUE! | #VALUE! | #VALUE! | #VALUE! | 0 | #REF! | #VALUE! | #VALUE! | #VALUE! | #VALUE! | #VALUE! | #VALUE! | #VALUE! | 0
|  |  |  | 0 | 51 | 0 |  |  | 1 | 1.0842e-19 | 0 | 1.0669e-18 | 1.0669e-18 | 1.0669e-18 | 0 | 0 |  |  |  |  | #VALUE! | #VALUE! | #VALUE! |  |  | #VALUE! | #VALUE! | #VALUE! | #VALUE! | #VALUE! | #VALUE! | #VALUE! | #VALUE! |  |  |  |  | #VALUE! | #VALUE! | #VALUE! |  |  | #VALUE! | #VALUE! | #VALUE! | #VALUE! | #VALUE! | #VALUE! | #VALUE! | #VALUE! |  |  |  |  | #VALUE! | #VALUE! | #VALUE! |  |  | #VALUE! | #VALUE! | #VALUE! | #VALUE! | #VALUE! | #VALUE! | #VALUE! | #VALUE! |  |  |  |  | #VALUE! | #VALUE! | #VALUE! |  |  | #VALUE! | #VALUE! | #VALUE! | #VALUE! | #VALUE! | #VALUE! | #VALUE! | #VALUE! |  |  |  |  | #VALUE! | #VALUE! | #VALUE! |  |  | #VALUE! | #VALUE! | #VALUE! | #VALUE! | #VALUE! | #VALUE! | #VALUE! | #VALUE! |  |  | #VALUE! | #VALUE! | #VALUE! | #VALUE! | #VALUE! |  |  | #VALUE! | #VALUE! | #VALUE! | #VALUE! | #VALUE! | #VALUE! | #VALUE! | #VALUE! |  |  | #VALUE! | #VALUE! | #VALUE! | #VALUE! | #VALUE! |  |  | #VALUE! | #VALUE! | #VALUE! | #VALUE! | #VALUE! | #VALUE! | #VALUE! | #VALUE! | 0 | #REF! | #VALUE! | #VALUE! | #VALUE! | #VALUE! | #VALUE! | #VALUE! | #VALUE! | 0
|  |  |  | 0 | 51 | 0 |  |  | 1 | 1.0842e-19 | 0 | 1.0669e-18 | 1.0669e-18 | 1.0669e-18 | 0 | 0 |  |  |  |  | #VALUE! | #VALUE! | #VALUE! |  |  | #VALUE! | #VALUE! | #VALUE! | #VALUE! | #VALUE! | #VALUE! | #VALUE! | #VALUE! |  |  |  |  | #VALUE! | #VALUE! | #VALUE! |  |  | #VALUE! | #VALUE! | #VALUE! | #VALUE! | #VALUE! | #VALUE! | #VALUE! | #VALUE! |  |  |  |  | #VALUE! | #VALUE! | #VALUE! |  |  | #VALUE! | #VALUE! | #VALUE! | #VALUE! | #VALUE! | #VALUE! | #VALUE! | #VALUE! |  |  |  |  | #VALUE! | #VALUE! | #VALUE! |  |  | #VALUE! | #VALUE! | #VALUE! | #VALUE! | #VALUE! | #VALUE! | #VALUE! | #VALUE! |  |  |  |  | #VALUE! | #VALUE! | #VALUE! |  |  | #VALUE! | #VALUE! | #VALUE! | #VALUE! | #VALUE! | #VALUE! | #VALUE! | #VALUE! |  |  | #VALUE! | #VALUE! | #VALUE! | #VALUE! | #VALUE! |  |  | #VALUE! | #VALUE! | #VALUE! | #VALUE! | #VALUE! | #VALUE! | #VALUE! | #VALUE! |  |  | #VALUE! | #VALUE! | #VALUE! | #VALUE! | #VALUE! |  |  | #VALUE! | #VALUE! | #VALUE! | #VALUE! | #VALUE! | #VALUE! | #VALUE! | #VALUE! | 0 | #REF! | #VALUE! | #VALUE! | #VALUE! | #VALUE! | #VALUE! | #VALUE! | #VALUE! | 0
|  |  |  | 0 | 51 | 0 |  |  | 1 | 1.0842e-19 | 0 | 1.0669e-18 | 1.0669e-18 | 1.0669e-18 | 0 | 0 |  |  |  |  | #VALUE! | #VALUE! | #VALUE! |  |  | #VALUE! | #VALUE! | #VALUE! | #VALUE! | #VALUE! | #VALUE! | #VALUE! | #VALUE! |  |  |  |  | #VALUE! | #VALUE! | #VALUE! |  |  | #VALUE! | #VALUE! | #VALUE! | #VALUE! | #VALUE! | #VALUE! | #VALUE! | #VALUE! |  |  |  |  | #VALUE! | #VALUE! | #VALUE! |  |  | #VALUE! | #VALUE! | #VALUE! | #VALUE! | #VALUE! | #VALUE! | #VALUE! | #VALUE! |  |  |  |  | #VALUE! | #VALUE! | #VALUE! |  |  | #VALUE! | #VALUE! | #VALUE! | #VALUE! | #VALUE! | #VALUE! | #VALUE! | #VALUE! |  |  |  |  | #VALUE! | #VALUE! | #VALUE! |  |  | #VALUE! | #VALUE! | #VALUE! | #VALUE! | #VALUE! | #VALUE! | #VALUE! | #VALUE! |  |  | #VALUE! | #VALUE! | #VALUE! | #VALUE! | #VALUE! |  |  | #VALUE! | #VALUE! | #VALUE! | #VALUE! | #VALUE! | #VALUE! | #VALUE! | #VALUE! |  |  | #VALUE! | #VALUE! | #VALUE! | #VALUE! | #VALUE! |  |  | #VALUE! | #VALUE! | #VALUE! | #VALUE! | #VALUE! | #VALUE! | #VALUE! | #VALUE! | 0 | #REF! | #VALUE! | #VALUE! | #VALUE! | #VALUE! | #VALUE! | #VALUE! | #VALUE! | 0
|  |  |  | 0 | 51 | 0 |  |  | 1 | 1.0842e-19 | 0 | 1.0669e-18 | 1.0669e-18 | 1.0669e-18 | 0 | 0 |  |  |  |  | #VALUE! | #VALUE! | #VALUE! |  |  | #VALUE! | #VALUE! | #VALUE! | #VALUE! | #VALUE! | #VALUE! | #VALUE! | #VALUE! |  |  |  |  | #VALUE! | #VALUE! | #VALUE! |  |  | #VALUE! | #VALUE! | #VALUE! | #VALUE! | #VALUE! | #VALUE! | #VALUE! | #VALUE! |  |  |  |  | #VALUE! | #VALUE! | #VALUE! |  |  | #VALUE! | #VALUE! | #VALUE! | #VALUE! | #VALUE! | #VALUE! | #VALUE! | #VALUE! |  |  |  |  | #VALUE! | #VALUE! | #VALUE! |  |  | #VALUE! | #VALUE! | #VALUE! | #VALUE! | #VALUE! | #VALUE! | #VALUE! | #VALUE! |  |  |  |  | #VALUE! | #VALUE! | #VALUE! |  |  | #VALUE! | #VALUE! | #VALUE! | #VALUE! | #VALUE! | #VALUE! | #VALUE! | #VALUE! |  |  | #VALUE! | #VALUE! | #VALUE! | #VALUE! | #VALUE! |  |  | #VALUE! | #VALUE! | #VALUE! | #VALUE! | #VALUE! | #VALUE! | #VALUE! | #VALUE! |  |  | #VALUE! | #VALUE! | #VALUE! | #VALUE! | #VALUE! |  |  | #VALUE! | #VALUE! | #VALUE! | #VALUE! | #VALUE! | #VALUE! | #VALUE! | #VALUE! | 0 | #REF! | #VALUE! | #VALUE! | #VALUE! | #VALUE! | #VALUE! | #VALUE! | #VALUE! | 0
|  |  |  | 0 | 51 | 0 |  |  | 1 | 1.0842e-19 | 0 | 1.0669e-18 | 1.0669e-18 | 1.0669e-18 | 0 | 0 |  |  |  |  | #VALUE! | #VALUE! | #VALUE! |  |  | #VALUE! | #VALUE! | #VALUE! | #VALUE! | #VALUE! | #VALUE! | #VALUE! | #VALUE! |  |  |  |  | #VALUE! | #VALUE! | #VALUE! |  |  | #VALUE! | #VALUE! | #VALUE! | #VALUE! | #VALUE! | #VALUE! | #VALUE! | #VALUE! |  |  |  |  | #VALUE! | #VALUE! | #VALUE! |  |  | #VALUE! | #VALUE! | #VALUE! | #VALUE! | #VALUE! | #VALUE! | #VALUE! | #VALUE! |  |  |  |  | #VALUE! | #VALUE! | #VALUE! |  |  | #VALUE! | #VALUE! | #VALUE! | #VALUE! | #VALUE! | #VALUE! | #VALUE! | #VALUE! |  |  |  |  | #VALUE! | #VALUE! | #VALUE! |  |  | #VALUE! | #VALUE! | #VALUE! | #VALUE! | #VALUE! | #VALUE! | #VALUE! | #VALUE! |  |  | #VALUE! | #VALUE! | #VALUE! | #VALUE! | #VALUE! |  |  | #VALUE! | #VALUE! | #VALUE! | #VALUE! | #VALUE! | #VALUE! | #VALUE! | #VALUE! |  |  | #VALUE! | #VALUE! | #VALUE! | #VALUE! | #VALUE! |  |  | #VALUE! | #VALUE! | #VALUE! | #VALUE! | #VALUE! | #VALUE! | #VALUE! | #VALUE! | 0 | #REF! | #VALUE! | #VALUE! | #VALUE! | #VALUE! | #VALUE! | #VALUE! | #VALUE! | 0
|  |  |  | 0 | 51 | 0 |  |  | 1 | 1.0842e-19 | 0 | 1.0669e-18 | 1.0669e-18 | 1.0669e-18 | 0 | 0 |  |  |  |  | #VALUE! | #VALUE! | #VALUE! |  |  | #VALUE! | #VALUE! | #VALUE! | #VALUE! | #VALUE! | #VALUE! | #VALUE! | #VALUE! |  |  |  |  | #VALUE! | #VALUE! | #VALUE! |  |  | #VALUE! | #VALUE! | #VALUE! | #VALUE! | #VALUE! | #VALUE! | #VALUE! | #VALUE! |  |  |  |  | #VALUE! | #VALUE! | #VALUE! |  |  | #VALUE! | #VALUE! | #VALUE! | #VALUE! | #VALUE! | #VALUE! | #VALUE! | #VALUE! |  |  |  |  | #VALUE! | #VALUE! | #VALUE! |  |  | #VALUE! | #VALUE! | #VALUE! | #VALUE! | #VALUE! | #VALUE! | #VALUE! | #VALUE! |  |  |  |  | #VALUE! | #VALUE! | #VALUE! |  |  | #VALUE! | #VALUE! | #VALUE! | #VALUE! | #VALUE! | #VALUE! | #VALUE! | #VALUE! |  |  | #VALUE! | #VALUE! | #VALUE! | #VALUE! | #VALUE! |  |  | #VALUE! | #VALUE! | #VALUE! | #VALUE! | #VALUE! | #VALUE! | #VALUE! | #VALUE! |  |  | #VALUE! | #VALUE! | #VALUE! | #VALUE! | #VALUE! |  |  | #VALUE! | #VALUE! | #VALUE! | #VALUE! | #VALUE! | #VALUE! | #VALUE! | #VALUE! | 0 | #REF! | #VALUE! | #VALUE! | #VALUE! | #VALUE! | #VALUE! | #VALUE! | #VALUE! | 0
|  |  |  | 0 | 51 | 0 |  |  | 1 | 1.0842e-19 | 0 | 1.0669e-18 | 1.0669e-18 | 1.0669e-18 | 0 | 0 |  |  |  |  | #VALUE! | #VALUE! | #VALUE! |  |  | #VALUE! | #VALUE! | #VALUE! | #VALUE! | #VALUE! | #VALUE! | #VALUE! | #VALUE! |  |  |  |  | #VALUE! | #VALUE! | #VALUE! |  |  | #VALUE! | #VALUE! | #VALUE! | #VALUE! | #VALUE! | #VALUE! | #VALUE! | #VALUE! |  |  |  |  | #VALUE! | #VALUE! | #VALUE! |  |  | #VALUE! | #VALUE! | #VALUE! | #VALUE! | #VALUE! | #VALUE! | #VALUE! | #VALUE! |  |  |  |  | #VALUE! | #VALUE! | #VALUE! |  |  | #VALUE! | #VALUE! | #VALUE! | #VALUE! | #VALUE! | #VALUE! | #VALUE! | #VALUE! |  |  |  |  | #VALUE! | #VALUE! | #VALUE! |  |  | #VALUE! | #VALUE! | #VALUE! | #VALUE! | #VALUE! | #VALUE! | #VALUE! | #VALUE! |  |  | #VALUE! | #VALUE! | #VALUE! | #VALUE! | #VALUE! |  |  | #VALUE! | #VALUE! | #VALUE! | #VALUE! | #VALUE! | #VALUE! | #VALUE! | #VALUE! |  |  | #VALUE! | #VALUE! | #VALUE! | #VALUE! | #VALUE! |  |  | #VALUE! | #VALUE! | #VALUE! | #VALUE! | #VALUE! | #VALUE! | #VALUE! | #VALUE! | 0 | #REF! | #VALUE! | #VALUE! | #VALUE! | #VALUE! | #VALUE! | #VALUE! | #VALUE! | 0
|  |  |  | 0 | 51 | 0 |  |  | 1 | 1.0842e-19 | 0 | 1.0669e-18 | 1.0669e-18 | 1.0669e-18 | 0 | 0 |  |  |  |  | #VALUE! | #VALUE! | #VALUE! |  |  | #VALUE! | #VALUE! | #VALUE! | #VALUE! | #VALUE! | #VALUE! | #VALUE! | #VALUE! |  |  |  |  | #VALUE! | #VALUE! | #VALUE! |  |  | #VALUE! | #VALUE! | #VALUE! | #VALUE! | #VALUE! | #VALUE! | #VALUE! | #VALUE! |  |  |  |  | #VALUE! | #VALUE! | #VALUE! |  |  | #VALUE! | #VALUE! | #VALUE! | #VALUE! | #VALUE! | #VALUE! | #VALUE! | #VALUE! |  |  |  |  | #VALUE! | #VALUE! | #VALUE! |  |  | #VALUE! | #VALUE! | #VALUE! | #VALUE! | #VALUE! | #VALUE! | #VALUE! | #VALUE! |  |  |  |  | #VALUE! | #VALUE! | #VALUE! |  |  | #VALUE! | #VALUE! | #VALUE! | #VALUE! | #VALUE! | #VALUE! | #VALUE! | #VALUE! |  |  | #VALUE! | #VALUE! | #VALUE! | #VALUE! | #VALUE! |  |  | #VALUE! | #VALUE! | #VALUE! | #VALUE! | #VALUE! | #VALUE! | #VALUE! | #VALUE! |  |  | #VALUE! | #VALUE! | #VALUE! | #VALUE! | #VALUE! |  |  | #VALUE! | #VALUE! | #VALUE! | #VALUE! | #VALUE! | #VALUE! | #VALUE! | #VALUE! | 0 | #REF! | #VALUE! | #VALUE! | #VALUE! | #VALUE! | #VALUE! | #VALUE! | #VALUE! | 0
|  |  |  | 0 | 51 | 0 |  |  | 1 | 1.0842e-19 | 0 | 1.0669e-18 | 1.0669e-18 | 1.0669e-18 | 0 | 0 |  |  |  |  | #VALUE! | #VALUE! | #VALUE! |  |  | #VALUE! | #VALUE! | #VALUE! | #VALUE! | #VALUE! | #VALUE! | #VALUE! | #VALUE! |  |  |  |  | #VALUE! | #VALUE! | #VALUE! |  |  | #VALUE! | #VALUE! | #VALUE! | #VALUE! | #VALUE! | #VALUE! | #VALUE! | #VALUE! |  |  |  |  | #VALUE! | #VALUE! | #VALUE! |  |  | #VALUE! | #VALUE! | #VALUE! | #VALUE! | #VALUE! | #VALUE! | #VALUE! | #VALUE! |  |  |  |  | #VALUE! | #VALUE! | #VALUE! |  |  | #VALUE! | #VALUE! | #VALUE! | #VALUE! | #VALUE! | #VALUE! | #VALUE! | #VALUE! |  |  |  |  | #VALUE! | #VALUE! | #VALUE! |  |  | #VALUE! | #VALUE! | #VALUE! | #VALUE! | #VALUE! | #VALUE! | #VALUE! | #VALUE! |  |  | #VALUE! | #VALUE! | #VALUE! | #VALUE! | #VALUE! |  |  | #VALUE! | #VALUE! | #VALUE! | #VALUE! | #VALUE! | #VALUE! | #VALUE! | #VALUE! |  |  | #VALUE! | #VALUE! | #VALUE! | #VALUE! | #VALUE! |  |  | #VALUE! | #VALUE! | #VALUE! | #VALUE! | #VALUE! | #VALUE! | #VALUE! | #VALUE! | 0 | #REF! | #VALUE! | #VALUE! | #VALUE! | #VALUE! | #VALUE! | #VALUE! | #VALUE! | 0
|  |  |  | 0 | 51 | 0 |  |  | 1 | 1.0842e-19 | 0 | 1.0669e-18 | 1.0669e-18 | 1.0669e-18 | 0 | 0 |  |  |  |  | #VALUE! | #VALUE! | #VALUE! |  |  | #VALUE! | #VALUE! | #VALUE! | #VALUE! | #VALUE! | #VALUE! | #VALUE! | #VALUE! |  |  |  |  | #VALUE! | #VALUE! | #VALUE! |  |  | #VALUE! | #VALUE! | #VALUE! | #VALUE! | #VALUE! | #VALUE! | #VALUE! | #VALUE! |  |  |  |  | #VALUE! | #VALUE! | #VALUE! |  |  | #VALUE! | #VALUE! | #VALUE! | #VALUE! | #VALUE! | #VALUE! | #VALUE! | #VALUE! |  |  |  |  | #VALUE! | #VALUE! | #VALUE! |  |  | #VALUE! | #VALUE! | #VALUE! | #VALUE! | #VALUE! | #VALUE! | #VALUE! | #VALUE! |  |  |  |  | #VALUE! | #VALUE! | #VALUE! |  |  | #VALUE! | #VALUE! | #VALUE! | #VALUE! | #VALUE! | #VALUE! | #VALUE! | #VALUE! |  |  | #VALUE! | #VALUE! | #VALUE! | #VALUE! | #VALUE! |  |  | #VALUE! | #VALUE! | #VALUE! | #VALUE! | #VALUE! | #VALUE! | #VALUE! | #VALUE! |  |  | #VALUE! | #VALUE! | #VALUE! | #VALUE! | #VALUE! |  |  | #VALUE! | #VALUE! | #VALUE! | #VALUE! | #VALUE! | #VALUE! | #VALUE! | #VALUE! | 0 | #REF! | #VALUE! | #VALUE! | #VALUE! | #VALUE! | #VALUE! | #VALUE! | #VALUE! | 0
|  |  |  | 0 | 51 | 0 |  |  | 1 | 1.0842e-19 | 0 | 1.0669e-18 | 1.0669e-18 | 1.0669e-18 | 0 | 0 |  |  |  |  | #VALUE! | #VALUE! | #VALUE! |  |  | #VALUE! | #VALUE! | #VALUE! | #VALUE! | #VALUE! | #VALUE! | #VALUE! | #VALUE! |  |  |  |  | #VALUE! | #VALUE! | #VALUE! |  |  | #VALUE! | #VALUE! | #VALUE! | #VALUE! | #VALUE! | #VALUE! | #VALUE! | #VALUE! |  |  |  |  | #VALUE! | #VALUE! | #VALUE! |  |  | #VALUE! | #VALUE! | #VALUE! | #VALUE! | #VALUE! | #VALUE! | #VALUE! | #VALUE! |  |  |  |  | #VALUE! | #VALUE! | #VALUE! |  |  | #VALUE! | #VALUE! | #VALUE! | #VALUE! | #VALUE! | #VALUE! | #VALUE! | #VALUE! |  |  |  |  | #VALUE! | #VALUE! | #VALUE! |  |  | #VALUE! | #VALUE! | #VALUE! | #VALUE! | #VALUE! | #VALUE! | #VALUE! | #VALUE! |  |  | #VALUE! | #VALUE! | #VALUE! | #VALUE! | #VALUE! |  |  | #VALUE! | #VALUE! | #VALUE! | #VALUE! | #VALUE! | #VALUE! | #VALUE! | #VALUE! |  |  | #VALUE! | #VALUE! | #VALUE! | #VALUE! | #VALUE! |  |  | #VALUE! | #VALUE! | #VALUE! | #VALUE! | #VALUE! | #VALUE! | #VALUE! | #VALUE! | 0 | #REF! | #VALUE! | #VALUE! | #VALUE! | #VALUE! | #VALUE! | #VALUE! | #VALUE! | 0
|  |  |  | 0 | 51 | 0 |  |  | 1 | 1.0842e-19 | 0 | 1.0669e-18 | 1.0669e-18 | 1.0669e-18 | 0 | 0 |  |  |  |  | #VALUE! | #VALUE! | #VALUE! |  |  | #VALUE! | #VALUE! | #VALUE! | #VALUE! | #VALUE! | #VALUE! | #VALUE! | #VALUE! |  |  |  |  | #VALUE! | #VALUE! | #VALUE! |  |  | #VALUE! | #VALUE! | #VALUE! | #VALUE! | #VALUE! | #VALUE! | #VALUE! | #VALUE! |  |  |  |  | #VALUE! | #VALUE! | #VALUE! |  |  | #VALUE! | #VALUE! | #VALUE! | #VALUE! | #VALUE! | #VALUE! | #VALUE! | #VALUE! |  |  |  |  | #VALUE! | #VALUE! | #VALUE! |  |  | #VALUE! | #VALUE! | #VALUE! | #VALUE! | #VALUE! | #VALUE! | #VALUE! | #VALUE! |  |  |  |  | #VALUE! | #VALUE! | #VALUE! |  |  | #VALUE! | #VALUE! | #VALUE! | #VALUE! | #VALUE! | #VALUE! | #VALUE! | #VALUE! |  |  | #VALUE! | #VALUE! | #VALUE! | #VALUE! | #VALUE! |  |  | #VALUE! | #VALUE! | #VALUE! | #VALUE! | #VALUE! | #VALUE! | #VALUE! | #VALUE! |  |  | #VALUE! | #VALUE! | #VALUE! | #VALUE! | #VALUE! |  |  | #VALUE! | #VALUE! | #VALUE! | #VALUE! | #VALUE! | #VALUE! | #VALUE! | #VALUE! | 0 | #REF! | #VALUE! | #VALUE! | #VALUE! | #VALUE! | #VALUE! | #VALUE! | #VALUE! | 0
|  |  |  | 0 | 51 | 0 |  |  | 1 | 1.0842e-19 | 0 | 1.0669e-18 | 1.0669e-18 | 1.0669e-18 | 0 | 0 |  |  |  |  | #VALUE! | #VALUE! | #VALUE! |  |  | #VALUE! | #VALUE! | #VALUE! | #VALUE! | #VALUE! | #VALUE! | #VALUE! | #VALUE! |  |  |  |  | #VALUE! | #VALUE! | #VALUE! |  |  | #VALUE! | #VALUE! | #VALUE! | #VALUE! | #VALUE! | #VALUE! | #VALUE! | #VALUE! |  |  |  |  | #VALUE! | #VALUE! | #VALUE! |  |  | #VALUE! | #VALUE! | #VALUE! | #VALUE! | #VALUE! | #VALUE! | #VALUE! | #VALUE! |  |  |  |  | #VALUE! | #VALUE! | #VALUE! |  |  | #VALUE! | #VALUE! | #VALUE! | #VALUE! | #VALUE! | #VALUE! | #VALUE! | #VALUE! |  |  |  |  | #VALUE! | #VALUE! | #VALUE! |  |  | #VALUE! | #VALUE! | #VALUE! | #VALUE! | #VALUE! | #VALUE! | #VALUE! | #VALUE! |  |  | #VALUE! | #VALUE! | #VALUE! | #VALUE! | #VALUE! |  |  | #VALUE! | #VALUE! | #VALUE! | #VALUE! | #VALUE! | #VALUE! | #VALUE! | #VALUE! |  |  | #VALUE! | #VALUE! | #VALUE! | #VALUE! | #VALUE! |  |  | #VALUE! | #VALUE! | #VALUE! | #VALUE! | #VALUE! | #VALUE! | #VALUE! | #VALUE! | 0 | #REF! | #VALUE! | #VALUE! | #VALUE! | #VALUE! | #VALUE! | #VALUE! | #VALUE! | 0
|  |  |  | 0 | 51 | 0 |  |  | 1 | 1.0842e-19 | 0 | 1.0669e-18 | 1.0669e-18 | 1.0669e-18 | 0 | 0 |  |  |  |  | #VALUE! | #VALUE! | #VALUE! |  |  | #VALUE! | #VALUE! | #VALUE! | #VALUE! | #VALUE! | #VALUE! | #VALUE! | #VALUE! |  |  |  |  | #VALUE! | #VALUE! | #VALUE! |  |  | #VALUE! | #VALUE! | #VALUE! | #VALUE! | #VALUE! | #VALUE! | #VALUE! | #VALUE! |  |  |  |  | #VALUE! | #VALUE! | #VALUE! |  |  | #VALUE! | #VALUE! | #VALUE! | #VALUE! | #VALUE! | #VALUE! | #VALUE! | #VALUE! |  |  |  |  | #VALUE! | #VALUE! | #VALUE! |  |  | #VALUE! | #VALUE! | #VALUE! | #VALUE! | #VALUE! | #VALUE! | #VALUE! | #VALUE! |  |  |  |  | #VALUE! | #VALUE! | #VALUE! |  |  | #VALUE! | #VALUE! | #VALUE! | #VALUE! | #VALUE! | #VALUE! | #VALUE! | #VALUE! |  |  | #VALUE! | #VALUE! | #VALUE! | #VALUE! | #VALUE! |  |  | #VALUE! | #VALUE! | #VALUE! | #VALUE! | #VALUE! | #VALUE! | #VALUE! | #VALUE! |  |  | #VALUE! | #VALUE! | #VALUE! | #VALUE! | #VALUE! |  |  | #VALUE! | #VALUE! | #VALUE! | #VALUE! | #VALUE! | #VALUE! | #VALUE! | #VALUE! | 0 | #REF! | #VALUE! | #VALUE! | #VALUE! | #VALUE! | #VALUE! | #VALUE! | #VALUE! | 0
|  |  |  | 0 | 51 | 0 |  |  | 1 | 1.0842e-19 | 0 | 1.0669e-18 | 1.0669e-18 | 1.0669e-18 | 0 | 0 |  |  |  |  | #VALUE! | #VALUE! | #VALUE! |  |  | #VALUE! | #VALUE! | #VALUE! | #VALUE! | #VALUE! | #VALUE! | #VALUE! | #VALUE! |  |  |  |  | #VALUE! | #VALUE! | #VALUE! |  |  | #VALUE! | #VALUE! | #VALUE! | #VALUE! | #VALUE! | #VALUE! | #VALUE! | #VALUE! |  |  |  |  | #VALUE! | #VALUE! | #VALUE! |  |  | #VALUE! | #VALUE! | #VALUE! | #VALUE! | #VALUE! | #VALUE! | #VALUE! | #VALUE! |  |  |  |  | #VALUE! | #VALUE! | #VALUE! |  |  | #VALUE! | #VALUE! | #VALUE! | #VALUE! | #VALUE! | #VALUE! | #VALUE! | #VALUE! |  |  |  |  | #VALUE! | #VALUE! | #VALUE! |  |  | #VALUE! | #VALUE! | #VALUE! | #VALUE! | #VALUE! | #VALUE! | #VALUE! | #VALUE! |  |  | #VALUE! | #VALUE! | #VALUE! | #VALUE! | #VALUE! |  |  | #VALUE! | #VALUE! | #VALUE! | #VALUE! | #VALUE! | #VALUE! | #VALUE! | #VALUE! |  |  | #VALUE! | #VALUE! | #VALUE! | #VALUE! | #VALUE! |  |  | #VALUE! | #VALUE! | #VALUE! | #VALUE! | #VALUE! | #VALUE! | #VALUE! | #VALUE! | 0 | #REF! | #VALUE! | #VALUE! | #VALUE! | #VALUE! | #VALUE! | #VALUE! | #VALUE! | 0
|  |  |  | 0 | 51 | 0 |  |  | 1 | 1.0842e-19 | 0 | 1.0669e-18 | 1.0669e-18 | 1.0669e-18 | 0 | 0 |  |  |  |  | #VALUE! | #VALUE! | #VALUE! |  |  | #VALUE! | #VALUE! | #VALUE! | #VALUE! | #VALUE! | #VALUE! | #VALUE! | #VALUE! |  |  |  |  | #VALUE! | #VALUE! | #VALUE! |  |  | #VALUE! | #VALUE! | #VALUE! | #VALUE! | #VALUE! | #VALUE! | #VALUE! | #VALUE! |  |  |  |  | #VALUE! | #VALUE! | #VALUE! |  |  | #VALUE! | #VALUE! | #VALUE! | #VALUE! | #VALUE! | #VALUE! | #VALUE! | #VALUE! |  |  |  |  | #VALUE! | #VALUE! | #VALUE! |  |  | #VALUE! | #VALUE! | #VALUE! | #VALUE! | #VALUE! | #VALUE! | #VALUE! | #VALUE! |  |  |  |  | #VALUE! | #VALUE! | #VALUE! |  |  | #VALUE! | #VALUE! | #VALUE! | #VALUE! | #VALUE! | #VALUE! | #VALUE! | #VALUE! |  |  | #VALUE! | #VALUE! | #VALUE! | #VALUE! | #VALUE! |  |  | #VALUE! | #VALUE! | #VALUE! | #VALUE! | #VALUE! | #VALUE! | #VALUE! | #VALUE! |  |  | #VALUE! | #VALUE! | #VALUE! | #VALUE! | #VALUE! |  |  | #VALUE! | #VALUE! | #VALUE! | #VALUE! | #VALUE! | #VALUE! | #VALUE! | #VALUE! | 0 | #REF! | #VALUE! | #VALUE! | #VALUE! | #VALUE! | #VALUE! | #VALUE! | #VALUE! | 0
|  |  |  | 0 | 51 | 0 |  |  | 1 | 1.0842e-19 | 0 | 1.0669e-18 | 1.0669e-18 | 1.0669e-18 | 0 | 0 |  |  |  |  | #VALUE! | #VALUE! | #VALUE! |  |  | #VALUE! | #VALUE! | #VALUE! | #VALUE! | #VALUE! | #VALUE! | #VALUE! | #VALUE! |  |  |  |  | #VALUE! | #VALUE! | #VALUE! |  |  | #VALUE! | #VALUE! | #VALUE! | #VALUE! | #VALUE! | #VALUE! | #VALUE! | #VALUE! |  |  |  |  | #VALUE! | #VALUE! | #VALUE! |  |  | #VALUE! | #VALUE! | #VALUE! | #VALUE! | #VALUE! | #VALUE! | #VALUE! | #VALUE! |  |  |  |  | #VALUE! | #VALUE! | #VALUE! |  |  | #VALUE! | #VALUE! | #VALUE! | #VALUE! | #VALUE! | #VALUE! | #VALUE! | #VALUE! |  |  |  |  | #VALUE! | #VALUE! | #VALUE! |  |  | #VALUE! | #VALUE! | #VALUE! | #VALUE! | #VALUE! | #VALUE! | #VALUE! | #VALUE! |  |  | #VALUE! | #VALUE! | #VALUE! | #VALUE! | #VALUE! |  |  | #VALUE! | #VALUE! | #VALUE! | #VALUE! | #VALUE! | #VALUE! | #VALUE! | #VALUE! |  |  | #VALUE! | #VALUE! | #VALUE! | #VALUE! | #VALUE! |  |  | #VALUE! | #VALUE! | #VALUE! | #VALUE! | #VALUE! | #VALUE! | #VALUE! | #VALUE! | 0 | #REF! | #VALUE! | #VALUE! | #VALUE! | #VALUE! | #VALUE! | #VALUE! | #VALUE! | 0
|  |  |  | 0 | 51 | 0 |  |  | 1 | 1.0842e-19 | 0 | 1.0669e-18 | 1.0669e-18 | 1.0669e-18 | 0 | 0 |  |  |  |  | #VALUE! | #VALUE! | #VALUE! |  |  | #VALUE! | #VALUE! | #VALUE! | #VALUE! | #VALUE! | #VALUE! | #VALUE! | #VALUE! |  |  |  |  | #VALUE! | #VALUE! | #VALUE! |  |  | #VALUE! | #VALUE! | #VALUE! | #VALUE! | #VALUE! | #VALUE! | #VALUE! | #VALUE! |  |  |  |  | #VALUE! | #VALUE! | #VALUE! |  |  | #VALUE! | #VALUE! | #VALUE! | #VALUE! | #VALUE! | #VALUE! | #VALUE! | #VALUE! |  |  |  |  | #VALUE! | #VALUE! | #VALUE! |  |  | #VALUE! | #VALUE! | #VALUE! | #VALUE! | #VALUE! | #VALUE! | #VALUE! | #VALUE! |  |  |  |  | #VALUE! | #VALUE! | #VALUE! |  |  | #VALUE! | #VALUE! | #VALUE! | #VALUE! | #VALUE! | #VALUE! | #VALUE! | #VALUE! |  |  | #VALUE! | #VALUE! | #VALUE! | #VALUE! | #VALUE! |  |  | #VALUE! | #VALUE! | #VALUE! | #VALUE! | #VALUE! | #VALUE! | #VALUE! | #VALUE! |  |  | #VALUE! | #VALUE! | #VALUE! | #VALUE! | #VALUE! |  |  | #VALUE! | #VALUE! | #VALUE! | #VALUE! | #VALUE! | #VALUE! | #VALUE! | #VALUE! | 0 | #REF! | #VALUE! | #VALUE! | #VALUE! | #VALUE! | #VALUE! | #VALUE! | #VALUE! | 0
|  |  |  | 0 | 51 | 0 |  |  | 1 | 1.0842e-19 | 0 | 1.0669e-18 | 1.0669e-18 | 1.0669e-18 | 0 | 0 |  |  |  |  | #VALUE! | #VALUE! | #VALUE! |  |  | #VALUE! | #VALUE! | #VALUE! | #VALUE! | #VALUE! | #VALUE! | #VALUE! | #VALUE! |  |  |  |  | #VALUE! | #VALUE! | #VALUE! |  |  | #VALUE! | #VALUE! | #VALUE! | #VALUE! | #VALUE! | #VALUE! | #VALUE! | #VALUE! |  |  |  |  | #VALUE! | #VALUE! | #VALUE! |  |  | #VALUE! | #VALUE! | #VALUE! | #VALUE! | #VALUE! | #VALUE! | #VALUE! | #VALUE! |  |  |  |  | #VALUE! | #VALUE! | #VALUE! |  |  | #VALUE! | #VALUE! | #VALUE! | #VALUE! | #VALUE! | #VALUE! | #VALUE! | #VALUE! |  |  |  |  | #VALUE! | #VALUE! | #VALUE! |  |  | #VALUE! | #VALUE! | #VALUE! | #VALUE! | #VALUE! | #VALUE! | #VALUE! | #VALUE! |  |  | #VALUE! | #VALUE! | #VALUE! | #VALUE! | #VALUE! |  |  | #VALUE! | #VALUE! | #VALUE! | #VALUE! | #VALUE! | #VALUE! | #VALUE! | #VALUE! |  |  | #VALUE! | #VALUE! | #VALUE! | #VALUE! | #VALUE! |  |  | #VALUE! | #VALUE! | #VALUE! | #VALUE! | #VALUE! | #VALUE! | #VALUE! | #VALUE! | 0 | #REF! | #VALUE! | #VALUE! | #VALUE! | #VALUE! | #VALUE! | #VALUE! | #VALUE! | 0
|  |  |  | 0 | 51 | 0 |  |  | 1 | 1.0842e-19 | 0 | 1.0669e-18 | 1.0669e-18 | 1.0669e-18 | 0 | 0 |  |  |  |  | #VALUE! | #VALUE! | #VALUE! |  |  | #VALUE! | #VALUE! | #VALUE! | #VALUE! | #VALUE! | #VALUE! | #VALUE! | #VALUE! |  |  |  |  | #VALUE! | #VALUE! | #VALUE! |  |  | #VALUE! | #VALUE! | #VALUE! | #VALUE! | #VALUE! | #VALUE! | #VALUE! | #VALUE! |  |  |  |  | #VALUE! | #VALUE! | #VALUE! |  |  | #VALUE! | #VALUE! | #VALUE! | #VALUE! | #VALUE! | #VALUE! | #VALUE! | #VALUE! |  |  |  |  | #VALUE! | #VALUE! | #VALUE! |  |  | #VALUE! | #VALUE! | #VALUE! | #VALUE! | #VALUE! | #VALUE! | #VALUE! | #VALUE! |  |  |  |  | #VALUE! | #VALUE! | #VALUE! |  |  | #VALUE! | #VALUE! | #VALUE! | #VALUE! | #VALUE! | #VALUE! | #VALUE! | #VALUE! |  |  | #VALUE! | #VALUE! | #VALUE! | #VALUE! | #VALUE! |  |  | #VALUE! | #VALUE! | #VALUE! | #VALUE! | #VALUE! | #VALUE! | #VALUE! | #VALUE! |  |  | #VALUE! | #VALUE! | #VALUE! | #VALUE! | #VALUE! |  |  | #VALUE! | #VALUE! | #VALUE! | #VALUE! | #VALUE! | #VALUE! | #VALUE! | #VALUE! | 0 | #REF! | #VALUE! | #VALUE! | #VALUE! | #VALUE! | #VALUE! | #VALUE! | #VALUE! | 0
|  |  |  | 0 | 51 | 0 |  |  | 1 | 1.0842e-19 | 0 | 1.0669e-18 | 1.0669e-18 | 1.0669e-18 | 0 | 0 |  |  |  |  | #VALUE! | #VALUE! | #VALUE! |  |  | #VALUE! | #VALUE! | #VALUE! | #VALUE! | #VALUE! | #VALUE! | #VALUE! | #VALUE! |  |  |  |  | #VALUE! | #VALUE! | #VALUE! |  |  | #VALUE! | #VALUE! | #VALUE! | #VALUE! | #VALUE! | #VALUE! | #VALUE! | #VALUE! |  |  |  |  | #VALUE! | #VALUE! | #VALUE! |  |  | #VALUE! | #VALUE! | #VALUE! | #VALUE! | #VALUE! | #VALUE! | #VALUE! | #VALUE! |  |  |  |  | #VALUE! | #VALUE! | #VALUE! |  |  | #VALUE! | #VALUE! | #VALUE! | #VALUE! | #VALUE! | #VALUE! | #VALUE! | #VALUE! |  |  |  |  | #VALUE! | #VALUE! | #VALUE! |  |  | #VALUE! | #VALUE! | #VALUE! | #VALUE! | #VALUE! | #VALUE! | #VALUE! | #VALUE! |  |  | #VALUE! | #VALUE! | #VALUE! | #VALUE! | #VALUE! |  |  | #VALUE! | #VALUE! | #VALUE! | #VALUE! | #VALUE! | #VALUE! | #VALUE! | #VALUE! |  |  | #VALUE! | #VALUE! | #VALUE! | #VALUE! | #VALUE! |  |  | #VALUE! | #VALUE! | #VALUE! | #VALUE! | #VALUE! | #VALUE! | #VALUE! | #VALUE! | 0 | #REF! | #VALUE! | #VALUE! | #VALUE! | #VALUE! | #VALUE! | #VALUE! | #VALUE! | 0
|  |  |  | 0 | 51 | 0 |  |  | 1 | 1.0842e-19 | 0 | 1.0669e-18 | 1.0669e-18 | 1.0669e-18 | 0 | 0 |  |  |  |  | #VALUE! | #VALUE! | #VALUE! |  |  | #VALUE! | #VALUE! | #VALUE! | #VALUE! | #VALUE! | #VALUE! | #VALUE! | #VALUE! |  |  |  |  | #VALUE! | #VALUE! | #VALUE! |  |  | #VALUE! | #VALUE! | #VALUE! | #VALUE! | #VALUE! | #VALUE! | #VALUE! | #VALUE! |  |  |  |  | #VALUE! | #VALUE! | #VALUE! |  |  | #VALUE! | #VALUE! | #VALUE! | #VALUE! | #VALUE! | #VALUE! | #VALUE! | #VALUE! |  |  |  |  | #VALUE! | #VALUE! | #VALUE! |  |  | #VALUE! | #VALUE! | #VALUE! | #VALUE! | #VALUE! | #VALUE! | #VALUE! | #VALUE! |  |  |  |  | #VALUE! | #VALUE! | #VALUE! |  |  | #VALUE! | #VALUE! | #VALUE! | #VALUE! | #VALUE! | #VALUE! | #VALUE! | #VALUE! |  |  | #VALUE! | #VALUE! | #VALUE! | #VALUE! | #VALUE! |  |  | #VALUE! | #VALUE! | #VALUE! | #VALUE! | #VALUE! | #VALUE! | #VALUE! | #VALUE! |  |  | #VALUE! | #VALUE! | #VALUE! | #VALUE! | #VALUE! |  |  | #VALUE! | #VALUE! | #VALUE! | #VALUE! | #VALUE! | #VALUE! | #VALUE! | #VALUE! | 0 | #REF! | #VALUE! | #VALUE! | #VALUE! | #VALUE! | #VALUE! | #VALUE! | #VALUE! | 0
|  |  |  | 0 | 51 | 0 |  |  | 1 | 1.0842e-19 | 0 | 1.0669e-18 | 1.0669e-18 | 1.0669e-18 | 0 | 0 |  |  |  |  | #VALUE! | #VALUE! | #VALUE! |  |  | #VALUE! | #VALUE! | #VALUE! | #VALUE! | #VALUE! | #VALUE! | #VALUE! | #VALUE! |  |  |  |  | #VALUE! | #VALUE! | #VALUE! |  |  | #VALUE! | #VALUE! | #VALUE! | #VALUE! | #VALUE! | #VALUE! | #VALUE! | #VALUE! |  |  |  |  | #VALUE! | #VALUE! | #VALUE! |  |  | #VALUE! | #VALUE! | #VALUE! | #VALUE! | #VALUE! | #VALUE! | #VALUE! | #VALUE! |  |  |  |  | #VALUE! | #VALUE! | #VALUE! |  |  | #VALUE! | #VALUE! | #VALUE! | #VALUE! | #VALUE! | #VALUE! | #VALUE! | #VALUE! |  |  |  |  | #VALUE! | #VALUE! | #VALUE! |  |  | #VALUE! | #VALUE! | #VALUE! | #VALUE! | #VALUE! | #VALUE! | #VALUE! | #VALUE! |  |  | #VALUE! | #VALUE! | #VALUE! | #VALUE! | #VALUE! |  |  | #VALUE! | #VALUE! | #VALUE! | #VALUE! | #VALUE! | #VALUE! | #VALUE! | #VALUE! |  |  | #VALUE! | #VALUE! | #VALUE! | #VALUE! | #VALUE! |  |  | #VALUE! | #VALUE! | #VALUE! | #VALUE! | #VALUE! | #VALUE! | #VALUE! | #VALUE! | 0 | #REF! | #VALUE! | #VALUE! | #VALUE! | #VALUE! | #VALUE! | #VALUE! | #VALUE! | 0
|  |  |  | 0 | 51 | 0 |  |  | 1 | 1.0842e-19 | 0 | 1.0669e-18 | 1.0669e-18 | 1.0669e-18 | 0 | 0 |  |  |  |  | #VALUE! | #VALUE! | #VALUE! |  |  | #VALUE! | #VALUE! | #VALUE! | #VALUE! | #VALUE! | #VALUE! | #VALUE! | #VALUE! |  |  |  |  | #VALUE! | #VALUE! | #VALUE! |  |  | #VALUE! | #VALUE! | #VALUE! | #VALUE! | #VALUE! | #VALUE! | #VALUE! | #VALUE! |  |  |  |  | #VALUE! | #VALUE! | #VALUE! |  |  | #VALUE! | #VALUE! | #VALUE! | #VALUE! | #VALUE! | #VALUE! | #VALUE! | #VALUE! |  |  |  |  | #VALUE! | #VALUE! | #VALUE! |  |  | #VALUE! | #VALUE! | #VALUE! | #VALUE! | #VALUE! | #VALUE! | #VALUE! | #VALUE! |  |  |  |  | #VALUE! | #VALUE! | #VALUE! |  |  | #VALUE! | #VALUE! | #VALUE! | #VALUE! | #VALUE! | #VALUE! | #VALUE! | #VALUE! |  |  | #VALUE! | #VALUE! | #VALUE! | #VALUE! | #VALUE! |  |  | #VALUE! | #VALUE! | #VALUE! | #VALUE! | #VALUE! | #VALUE! | #VALUE! | #VALUE! |  |  | #VALUE! | #VALUE! | #VALUE! | #VALUE! | #VALUE! |  |  | #VALUE! | #VALUE! | #VALUE! | #VALUE! | #VALUE! | #VALUE! | #VALUE! | #VALUE! | 0 | #REF! | #VALUE! | #VALUE! | #VALUE! | #VALUE! | #VALUE! | #VALUE! | #VALUE! | 0
|  |  |  | 0 | 51 | 0 |  |  | 1 | 1.0842e-19 | 0 | 1.0669e-18 | 1.0669e-18 | 1.0669e-18 | 0 | 0 |  |  |  |  | #VALUE! | #VALUE! | #VALUE! |  |  | #VALUE! | #VALUE! | #VALUE! | #VALUE! | #VALUE! | #VALUE! | #VALUE! | #VALUE! |  |  |  |  | #VALUE! | #VALUE! | #VALUE! |  |  | #VALUE! | #VALUE! | #VALUE! | #VALUE! | #VALUE! | #VALUE! | #VALUE! | #VALUE! |  |  |  |  | #VALUE! | #VALUE! | #VALUE! |  |  | #VALUE! | #VALUE! | #VALUE! | #VALUE! | #VALUE! | #VALUE! | #VALUE! | #VALUE! |  |  |  |  | #VALUE! | #VALUE! | #VALUE! |  |  | #VALUE! | #VALUE! | #VALUE! | #VALUE! | #VALUE! | #VALUE! | #VALUE! | #VALUE! |  |  |  |  | #VALUE! | #VALUE! | #VALUE! |  |  | #VALUE! | #VALUE! | #VALUE! | #VALUE! | #VALUE! | #VALUE! | #VALUE! | #VALUE! |  |  | #VALUE! | #VALUE! | #VALUE! | #VALUE! | #VALUE! |  |  | #VALUE! | #VALUE! | #VALUE! | #VALUE! | #VALUE! | #VALUE! | #VALUE! | #VALUE! |  |  | #VALUE! | #VALUE! | #VALUE! | #VALUE! | #VALUE! |  |  | #VALUE! | #VALUE! | #VALUE! | #VALUE! | #VALUE! | #VALUE! | #VALUE! | #VALUE! | 0 | #REF! | #VALUE! | #VALUE! | #VALUE! | #VALUE! | #VALUE! | #VALUE! | #VALUE! | 0
|  |  |  | 0 | 51 | 0 |  |  | 1 | 1.0842e-19 | 0 | 1.0669e-18 | 1.0669e-18 | 1.0669e-18 | 0 | 0 |  |  |  |  | #VALUE! | #VALUE! | #VALUE! |  |  | #VALUE! | #VALUE! | #VALUE! | #VALUE! | #VALUE! | #VALUE! | #VALUE! | #VALUE! |  |  |  |  | #VALUE! | #VALUE! | #VALUE! |  |  | #VALUE! | #VALUE! | #VALUE! | #VALUE! | #VALUE! | #VALUE! | #VALUE! | #VALUE! |  |  |  |  | #VALUE! | #VALUE! | #VALUE! |  |  | #VALUE! | #VALUE! | #VALUE! | #VALUE! | #VALUE! | #VALUE! | #VALUE! | #VALUE! |  |  |  |  | #VALUE! | #VALUE! | #VALUE! |  |  | #VALUE! | #VALUE! | #VALUE! | #VALUE! | #VALUE! | #VALUE! | #VALUE! | #VALUE! |  |  |  |  | #VALUE! | #VALUE! | #VALUE! |  |  | #VALUE! | #VALUE! | #VALUE! | #VALUE! | #VALUE! | #VALUE! | #VALUE! | #VALUE! |  |  | #VALUE! | #VALUE! | #VALUE! | #VALUE! | #VALUE! |  |  | #VALUE! | #VALUE! | #VALUE! | #VALUE! | #VALUE! | #VALUE! | #VALUE! | #VALUE! |  |  | #VALUE! | #VALUE! | #VALUE! | #VALUE! | #VALUE! |  |  | #VALUE! | #VALUE! | #VALUE! | #VALUE! | #VALUE! | #VALUE! | #VALUE! | #VALUE! | 0 | #REF! | #VALUE! | #VALUE! | #VALUE! | #VALUE! | #VALUE! | #VALUE! | #VALUE! | 0
|  |  |  | 0 | 51 | 0 |  |  | 1 | 1.0842e-19 | 0 | 1.0669e-18 | 1.0669e-18 | 1.0669e-18 | 0 | 0 |  |  |  |  | #VALUE! | #VALUE! | #VALUE! |  |  | #VALUE! | #VALUE! | #VALUE! | #VALUE! | #VALUE! | #VALUE! | #VALUE! | #VALUE! |  |  |  |  | #VALUE! | #VALUE! | #VALUE! |  |  | #VALUE! | #VALUE! | #VALUE! | #VALUE! | #VALUE! | #VALUE! | #VALUE! | #VALUE! |  |  |  |  | #VALUE! | #VALUE! | #VALUE! |  |  | #VALUE! | #VALUE! | #VALUE! | #VALUE! | #VALUE! | #VALUE! | #VALUE! | #VALUE! |  |  |  |  | #VALUE! | #VALUE! | #VALUE! |  |  | #VALUE! | #VALUE! | #VALUE! | #VALUE! | #VALUE! | #VALUE! | #VALUE! | #VALUE! |  |  |  |  | #VALUE! | #VALUE! | #VALUE! |  |  | #VALUE! | #VALUE! | #VALUE! | #VALUE! | #VALUE! | #VALUE! | #VALUE! | #VALUE! |  |  | #VALUE! | #VALUE! | #VALUE! | #VALUE! | #VALUE! |  |  | #VALUE! | #VALUE! | #VALUE! | #VALUE! | #VALUE! | #VALUE! | #VALUE! | #VALUE! |  |  | #VALUE! | #VALUE! | #VALUE! | #VALUE! | #VALUE! |  |  | #VALUE! | #VALUE! | #VALUE! | #VALUE! | #VALUE! | #VALUE! | #VALUE! | #VALUE! | 0 | #REF! | #VALUE! | #VALUE! | #VALUE! | #VALUE! | #VALUE! | #VALUE! | #VALUE! | 0
|  |  |  | 0 | 51 | 0 |  |  | 1 | 1.0842e-19 | 0 | 1.0669e-18 | 1.0669e-18 | 1.0669e-18 | 0 | 0 |  |  |  |  | #VALUE! | #VALUE! | #VALUE! |  |  | #VALUE! | #VALUE! | #VALUE! | #VALUE! | #VALUE! | #VALUE! | #VALUE! | #VALUE! |  |  |  |  | #VALUE! | #VALUE! | #VALUE! |  |  | #VALUE! | #VALUE! | #VALUE! | #VALUE! | #VALUE! | #VALUE! | #VALUE! | #VALUE! |  |  |  |  | #VALUE! | #VALUE! | #VALUE! |  |  | #VALUE! | #VALUE! | #VALUE! | #VALUE! | #VALUE! | #VALUE! | #VALUE! | #VALUE! |  |  |  |  | #VALUE! | #VALUE! | #VALUE! |  |  | #VALUE! | #VALUE! | #VALUE! | #VALUE! | #VALUE! | #VALUE! | #VALUE! | #VALUE! |  |  |  |  | #VALUE! | #VALUE! | #VALUE! |  |  | #VALUE! | #VALUE! | #VALUE! | #VALUE! | #VALUE! | #VALUE! | #VALUE! | #VALUE! |  |  | #VALUE! | #VALUE! | #VALUE! | #VALUE! | #VALUE! |  |  | #VALUE! | #VALUE! | #VALUE! | #VALUE! | #VALUE! | #VALUE! | #VALUE! | #VALUE! |  |  | #VALUE! | #VALUE! | #VALUE! | #VALUE! | #VALUE! |  |  | #VALUE! | #VALUE! | #VALUE! | #VALUE! | #VALUE! | #VALUE! | #VALUE! | #VALUE! | 0 | #REF! | #VALUE! | #VALUE! | #VALUE! | #VALUE! | #VALUE! | #VALUE! | #VALUE! | 0
|  |  |  | 0 | 51 | 0 |  |  | 1 | 1.0842e-19 | 0 | 1.0669e-18 | 1.0669e-18 | 1.0669e-18 | 0 | 0 |  |  |  |  | #VALUE! | #VALUE! | #VALUE! |  |  | #VALUE! | #VALUE! | #VALUE! | #VALUE! | #VALUE! | #VALUE! | #VALUE! | #VALUE! |  |  |  |  | #VALUE! | #VALUE! | #VALUE! |  |  | #VALUE! | #VALUE! | #VALUE! | #VALUE! | #VALUE! | #VALUE! | #VALUE! | #VALUE! |  |  |  |  | #VALUE! | #VALUE! | #VALUE! |  |  | #VALUE! | #VALUE! | #VALUE! | #VALUE! | #VALUE! | #VALUE! | #VALUE! | #VALUE! |  |  |  |  | #VALUE! | #VALUE! | #VALUE! |  |  | #VALUE! | #VALUE! | #VALUE! | #VALUE! | #VALUE! | #VALUE! | #VALUE! | #VALUE! |  |  |  |  | #VALUE! | #VALUE! | #VALUE! |  |  | #VALUE! | #VALUE! | #VALUE! | #VALUE! | #VALUE! | #VALUE! | #VALUE! | #VALUE! |  |  | #VALUE! | #VALUE! | #VALUE! | #VALUE! | #VALUE! |  |  | #VALUE! | #VALUE! | #VALUE! | #VALUE! | #VALUE! | #VALUE! | #VALUE! | #VALUE! |  |  | #VALUE! | #VALUE! | #VALUE! | #VALUE! | #VALUE! |  |  | #VALUE! | #VALUE! | #VALUE! | #VALUE! | #VALUE! | #VALUE! | #VALUE! | #VALUE! | 0 | #REF! | #VALUE! | #VALUE! | #VALUE! | #VALUE! | #VALUE! | #VALUE! | #VALUE! | 0
|  |  |  | 0 | 51 | 0 |  |  | 1 | 1.0842e-19 | 0 | 1.0669e-18 | 1.0669e-18 | 1.0669e-18 | 0 | 0 |  |  |  |  | #VALUE! | #VALUE! | #VALUE! |  |  | #VALUE! | #VALUE! | #VALUE! | #VALUE! | #VALUE! | #VALUE! | #VALUE! | #VALUE! |  |  |  |  | #VALUE! | #VALUE! | #VALUE! |  |  | #VALUE! | #VALUE! | #VALUE! | #VALUE! | #VALUE! | #VALUE! | #VALUE! | #VALUE! |  |  |  |  | #VALUE! | #VALUE! | #VALUE! |  |  | #VALUE! | #VALUE! | #VALUE! | #VALUE! | #VALUE! | #VALUE! | #VALUE! | #VALUE! |  |  |  |  | #VALUE! | #VALUE! | #VALUE! |  |  | #VALUE! | #VALUE! | #VALUE! | #VALUE! | #VALUE! | #VALUE! | #VALUE! | #VALUE! |  |  |  |  | #VALUE! | #VALUE! | #VALUE! |  |  | #VALUE! | #VALUE! | #VALUE! | #VALUE! | #VALUE! | #VALUE! | #VALUE! | #VALUE! |  |  | #VALUE! | #VALUE! | #VALUE! | #VALUE! | #VALUE! |  |  | #VALUE! | #VALUE! | #VALUE! | #VALUE! | #VALUE! | #VALUE! | #VALUE! | #VALUE! |  |  | #VALUE! | #VALUE! | #VALUE! | #VALUE! | #VALUE! |  |  | #VALUE! | #VALUE! | #VALUE! | #VALUE! | #VALUE! | #VALUE! | #VALUE! | #VALUE! | 0 | #REF! | #VALUE! | #VALUE! | #VALUE! | #VALUE! | #VALUE! | #VALUE! | #VALUE! | 0
|  |  |  | 0 | 51 | 0 |  |  | 1 | 1.0842e-19 | 0 | 1.0669e-18 | 1.0669e-18 | 1.0669e-18 | 0 | 0 |  |  |  |  | #VALUE! | #VALUE! | #VALUE! |  |  | #VALUE! | #VALUE! | #VALUE! | #VALUE! | #VALUE! | #VALUE! | #VALUE! | #VALUE! |  |  |  |  | #VALUE! | #VALUE! | #VALUE! |  |  | #VALUE! | #VALUE! | #VALUE! | #VALUE! | #VALUE! | #VALUE! | #VALUE! | #VALUE! |  |  |  |  | #VALUE! | #VALUE! | #VALUE! |  |  | #VALUE! | #VALUE! | #VALUE! | #VALUE! | #VALUE! | #VALUE! | #VALUE! | #VALUE! |  |  |  |  | #VALUE! | #VALUE! | #VALUE! |  |  | #VALUE! | #VALUE! | #VALUE! | #VALUE! | #VALUE! | #VALUE! | #VALUE! | #VALUE! |  |  |  |  | #VALUE! | #VALUE! | #VALUE! |  |  | #VALUE! | #VALUE! | #VALUE! | #VALUE! | #VALUE! | #VALUE! | #VALUE! | #VALUE! |  |  | #VALUE! | #VALUE! | #VALUE! | #VALUE! | #VALUE! |  |  | #VALUE! | #VALUE! | #VALUE! | #VALUE! | #VALUE! | #VALUE! | #VALUE! | #VALUE! |  |  | #VALUE! | #VALUE! | #VALUE! | #VALUE! | #VALUE! |  |  | #VALUE! | #VALUE! | #VALUE! | #VALUE! | #VALUE! | #VALUE! | #VALUE! | #VALUE! | 0 | #REF! | #VALUE! | #VALUE! | #VALUE! | #VALUE! | #VALUE! | #VALUE! | #VALUE! | 0
|  |  |  | 0 | 51 | 0 |  |  | 1 | 1.0842e-19 | 0 | 1.0669e-18 | 1.0669e-18 | 1.0669e-18 | 0 | 0 |  |  |  |  | #VALUE! | #VALUE! | #VALUE! |  |  | #VALUE! | #VALUE! | #VALUE! | #VALUE! | #VALUE! | #VALUE! | #VALUE! | #VALUE! |  |  |  |  | #VALUE! | #VALUE! | #VALUE! |  |  | #VALUE! | #VALUE! | #VALUE! | #VALUE! | #VALUE! | #VALUE! | #VALUE! | #VALUE! |  |  |  |  | #VALUE! | #VALUE! | #VALUE! |  |  | #VALUE! | #VALUE! | #VALUE! | #VALUE! | #VALUE! | #VALUE! | #VALUE! | #VALUE! |  |  |  |  | #VALUE! | #VALUE! | #VALUE! |  |  | #VALUE! | #VALUE! | #VALUE! | #VALUE! | #VALUE! | #VALUE! | #VALUE! | #VALUE! |  |  |  |  | #VALUE! | #VALUE! | #VALUE! |  |  | #VALUE! | #VALUE! | #VALUE! | #VALUE! | #VALUE! | #VALUE! | #VALUE! | #VALUE! |  |  | #VALUE! | #VALUE! | #VALUE! | #VALUE! | #VALUE! |  |  | #VALUE! | #VALUE! | #VALUE! | #VALUE! | #VALUE! | #VALUE! | #VALUE! | #VALUE! |  |  | #VALUE! | #VALUE! | #VALUE! | #VALUE! | #VALUE! |  |  | #VALUE! | #VALUE! | #VALUE! | #VALUE! | #VALUE! | #VALUE! | #VALUE! | #VALUE! | 0 | #REF! | #VALUE! | #VALUE! | #VALUE! | #VALUE! | #VALUE! | #VALUE! | #VALUE! | 0
|  |  |  | 0 | 51 | 0 |  |  | 1 | 1.0842e-19 | 0 | 1.0669e-18 | 1.0669e-18 | 1.0669e-18 | 0 | 0 |  |  |  |  | #VALUE! | #VALUE! | #VALUE! |  |  | #VALUE! | #VALUE! | #VALUE! | #VALUE! | #VALUE! | #VALUE! | #VALUE! | #VALUE! |  |  |  |  | #VALUE! | #VALUE! | #VALUE! |  |  | #VALUE! | #VALUE! | #VALUE! | #VALUE! | #VALUE! | #VALUE! | #VALUE! | #VALUE! |  |  |  |  | #VALUE! | #VALUE! | #VALUE! |  |  | #VALUE! | #VALUE! | #VALUE! | #VALUE! | #VALUE! | #VALUE! | #VALUE! | #VALUE! |  |  |  |  | #VALUE! | #VALUE! | #VALUE! |  |  | #VALUE! | #VALUE! | #VALUE! | #VALUE! | #VALUE! | #VALUE! | #VALUE! | #VALUE! |  |  |  |  | #VALUE! | #VALUE! | #VALUE! |  |  | #VALUE! | #VALUE! | #VALUE! | #VALUE! | #VALUE! | #VALUE! | #VALUE! | #VALUE! |  |  | #VALUE! | #VALUE! | #VALUE! | #VALUE! | #VALUE! |  |  | #VALUE! | #VALUE! | #VALUE! | #VALUE! | #VALUE! | #VALUE! | #VALUE! | #VALUE! |  |  | #VALUE! | #VALUE! | #VALUE! | #VALUE! | #VALUE! |  |  | #VALUE! | #VALUE! | #VALUE! | #VALUE! | #VALUE! | #VALUE! | #VALUE! | #VALUE! | 0 | #REF! | #VALUE! | #VALUE! | #VALUE! | #VALUE! | #VALUE! | #VALUE! | #VALUE! | 0
|  |  |  | 0 | 51 | 0 |  |  | 1 | 1.0842e-19 | 0 | 1.0669e-18 | 1.0669e-18 | 1.0669e-18 | 0 | 0 |  |  |  |  | #VALUE! | #VALUE! | #VALUE! |  |  | #VALUE! | #VALUE! | #VALUE! | #VALUE! | #VALUE! | #VALUE! | #VALUE! | #VALUE! |  |  |  |  | #VALUE! | #VALUE! | #VALUE! |  |  | #VALUE! | #VALUE! | #VALUE! | #VALUE! | #VALUE! | #VALUE! | #VALUE! | #VALUE! |  |  |  |  | #VALUE! | #VALUE! | #VALUE! |  |  | #VALUE! | #VALUE! | #VALUE! | #VALUE! | #VALUE! | #VALUE! | #VALUE! | #VALUE! |  |  |  |  | #VALUE! | #VALUE! | #VALUE! |  |  | #VALUE! | #VALUE! | #VALUE! | #VALUE! | #VALUE! | #VALUE! | #VALUE! | #VALUE! |  |  |  |  | #VALUE! | #VALUE! | #VALUE! |  |  | #VALUE! | #VALUE! | #VALUE! | #VALUE! | #VALUE! | #VALUE! | #VALUE! | #VALUE! |  |  | #VALUE! | #VALUE! | #VALUE! | #VALUE! | #VALUE! |  |  | #VALUE! | #VALUE! | #VALUE! | #VALUE! | #VALUE! | #VALUE! | #VALUE! | #VALUE! |  |  | #VALUE! | #VALUE! | #VALUE! | #VALUE! | #VALUE! |  |  | #VALUE! | #VALUE! | #VALUE! | #VALUE! | #VALUE! | #VALUE! | #VALUE! | #VALUE! | 0 | #REF! | #VALUE! | #VALUE! | #VALUE! | #VALUE! | #VALUE! | #VALUE! | #VALUE! | 0
|  |  |  | 0 | 51 | 0 |  |  | 1 | 1.0842e-19 | 0 | 1.0669e-18 | 1.0669e-18 | 1.0669e-18 | 0 | 0 |  |  |  |  | #VALUE! | #VALUE! | #VALUE! |  |  | #VALUE! | #VALUE! | #VALUE! | #VALUE! | #VALUE! | #VALUE! | #VALUE! | #VALUE! |  |  |  |  | #VALUE! | #VALUE! | #VALUE! |  |  | #VALUE! | #VALUE! | #VALUE! | #VALUE! | #VALUE! | #VALUE! | #VALUE! | #VALUE! |  |  |  |  | #VALUE! | #VALUE! | #VALUE! |  |  | #VALUE! | #VALUE! | #VALUE! | #VALUE! | #VALUE! | #VALUE! | #VALUE! | #VALUE! |  |  |  |  | #VALUE! | #VALUE! | #VALUE! |  |  | #VALUE! | #VALUE! | #VALUE! | #VALUE! | #VALUE! | #VALUE! | #VALUE! | #VALUE! |  |  |  |  | #VALUE! | #VALUE! | #VALUE! |  |  | #VALUE! | #VALUE! | #VALUE! | #VALUE! | #VALUE! | #VALUE! | #VALUE! | #VALUE! |  |  | #VALUE! | #VALUE! | #VALUE! | #VALUE! | #VALUE! |  |  | #VALUE! | #VALUE! | #VALUE! | #VALUE! | #VALUE! | #VALUE! | #VALUE! | #VALUE! |  |  | #VALUE! | #VALUE! | #VALUE! | #VALUE! | #VALUE! |  |  | #VALUE! | #VALUE! | #VALUE! | #VALUE! | #VALUE! | #VALUE! | #VALUE! | #VALUE! | 0 | #REF! | #VALUE! | #VALUE! | #VALUE! | #VALUE! | #VALUE! | #VALUE! | #VALUE! | 0
|  |  |  | 0 | 51 | 0 |  |  | 1 | 1.0842e-19 | 0 | 1.0669e-18 | 1.0669e-18 | 1.0669e-18 | 0 | 0 |  |  |  |  | #VALUE! | #VALUE! | #VALUE! |  |  | #VALUE! | #VALUE! | #VALUE! | #VALUE! | #VALUE! | #VALUE! | #VALUE! | #VALUE! |  |  |  |  | #VALUE! | #VALUE! | #VALUE! |  |  | #VALUE! | #VALUE! | #VALUE! | #VALUE! | #VALUE! | #VALUE! | #VALUE! | #VALUE! |  |  |  |  | #VALUE! | #VALUE! | #VALUE! |  |  | #VALUE! | #VALUE! | #VALUE! | #VALUE! | #VALUE! | #VALUE! | #VALUE! | #VALUE! |  |  |  |  | #VALUE! | #VALUE! | #VALUE! |  |  | #VALUE! | #VALUE! | #VALUE! | #VALUE! | #VALUE! | #VALUE! | #VALUE! | #VALUE! |  |  |  |  | #VALUE! | #VALUE! | #VALUE! |  |  | #VALUE! | #VALUE! | #VALUE! | #VALUE! | #VALUE! | #VALUE! | #VALUE! | #VALUE! |  |  | #VALUE! | #VALUE! | #VALUE! | #VALUE! | #VALUE! |  |  | #VALUE! | #VALUE! | #VALUE! | #VALUE! | #VALUE! | #VALUE! | #VALUE! | #VALUE! |  |  | #VALUE! | #VALUE! | #VALUE! | #VALUE! | #VALUE! |  |  | #VALUE! | #VALUE! | #VALUE! | #VALUE! | #VALUE! | #VALUE! | #VALUE! | #VALUE! | 0 | #REF! | #VALUE! | #VALUE! | #VALUE! | #VALUE! | #VALUE! | #VALUE! | #VALUE! | 0
|  |  |  | 0 | 51 | 0 |  |  | 1 | 1.0842e-19 | 0 | 1.0669e-18 | 1.0669e-18 | 1.0669e-18 | 0 | 0 |  |  |  |  | #VALUE! | #VALUE! | #VALUE! |  |  | #VALUE! | #VALUE! | #VALUE! | #VALUE! | #VALUE! | #VALUE! | #VALUE! | #VALUE! |  |  |  |  | #VALUE! | #VALUE! | #VALUE! |  |  | #VALUE! | #VALUE! | #VALUE! | #VALUE! | #VALUE! | #VALUE! | #VALUE! | #VALUE! |  |  |  |  | #VALUE! | #VALUE! | #VALUE! |  |  | #VALUE! | #VALUE! | #VALUE! | #VALUE! | #VALUE! | #VALUE! | #VALUE! | #VALUE! |  |  |  |  | #VALUE! | #VALUE! | #VALUE! |  |  | #VALUE! | #VALUE! | #VALUE! | #VALUE! | #VALUE! | #VALUE! | #VALUE! | #VALUE! |  |  |  |  | #VALUE! | #VALUE! | #VALUE! |  |  | #VALUE! | #VALUE! | #VALUE! | #VALUE! | #VALUE! | #VALUE! | #VALUE! | #VALUE! |  |  | #VALUE! | #VALUE! | #VALUE! | #VALUE! | #VALUE! |  |  | #VALUE! | #VALUE! | #VALUE! | #VALUE! | #VALUE! | #VALUE! | #VALUE! | #VALUE! |  |  | #VALUE! | #VALUE! | #VALUE! | #VALUE! | #VALUE! |  |  | #VALUE! | #VALUE! | #VALUE! | #VALUE! | #VALUE! | #VALUE! | #VALUE! | #VALUE! | 0 | #REF! | #VALUE! | #VALUE! | #VALUE! | #VALUE! | #VALUE! | #VALUE! | #VALUE! | 0
|  |  |  | 0 | 51 | 0 |  |  | 1 | 1.0842e-19 | 0 | 1.0669e-18 | 1.0669e-18 | 1.0669e-18 | 0 | 0 |  |  |  |  | #VALUE! | #VALUE! | #VALUE! |  |  | #VALUE! | #VALUE! | #VALUE! | #VALUE! | #VALUE! | #VALUE! | #VALUE! | #VALUE! |  |  |  |  | #VALUE! | #VALUE! | #VALUE! |  |  | #VALUE! | #VALUE! | #VALUE! | #VALUE! | #VALUE! | #VALUE! | #VALUE! | #VALUE! |  |  |  |  | #VALUE! | #VALUE! | #VALUE! |  |  | #VALUE! | #VALUE! | #VALUE! | #VALUE! | #VALUE! | #VALUE! | #VALUE! | #VALUE! |  |  |  |  | #VALUE! | #VALUE! | #VALUE! |  |  | #VALUE! | #VALUE! | #VALUE! | #VALUE! | #VALUE! | #VALUE! | #VALUE! | #VALUE! |  |  |  |  | #VALUE! | #VALUE! | #VALUE! |  |  | #VALUE! | #VALUE! | #VALUE! | #VALUE! | #VALUE! | #VALUE! | #VALUE! | #VALUE! |  |  | #VALUE! | #VALUE! | #VALUE! | #VALUE! | #VALUE! |  |  | #VALUE! | #VALUE! | #VALUE! | #VALUE! | #VALUE! | #VALUE! | #VALUE! | #VALUE! |  |  | #VALUE! | #VALUE! | #VALUE! | #VALUE! | #VALUE! |  |  | #VALUE! | #VALUE! | #VALUE! | #VALUE! | #VALUE! | #VALUE! | #VALUE! | #VALUE! | 0 | #REF! | #VALUE! | #VALUE! | #VALUE! | #VALUE! | #VALUE! | #VALUE! | #VALUE! | 0
|  |  |  | 0 | 51 | 0 |  |  | 1 | 1.0842e-19 | 0 | 1.0669e-18 | 1.0669e-18 | 1.0669e-18 | 0 | 0 |  |  |  |  | #VALUE! | #VALUE! | #VALUE! |  |  | #VALUE! | #VALUE! | #VALUE! | #VALUE! | #VALUE! | #VALUE! | #VALUE! | #VALUE! |  |  |  |  | #VALUE! | #VALUE! | #VALUE! |  |  | #VALUE! | #VALUE! | #VALUE! | #VALUE! | #VALUE! | #VALUE! | #VALUE! | #VALUE! |  |  |  |  | #VALUE! | #VALUE! | #VALUE! |  |  | #VALUE! | #VALUE! | #VALUE! | #VALUE! | #VALUE! | #VALUE! | #VALUE! | #VALUE! |  |  |  |  | #VALUE! | #VALUE! | #VALUE! |  |  | #VALUE! | #VALUE! | #VALUE! | #VALUE! | #VALUE! | #VALUE! | #VALUE! | #VALUE! |  |  |  |  | #VALUE! | #VALUE! | #VALUE! |  |  | #VALUE! | #VALUE! | #VALUE! | #VALUE! | #VALUE! | #VALUE! | #VALUE! | #VALUE! |  |  | #VALUE! | #VALUE! | #VALUE! | #VALUE! | #VALUE! |  |  | #VALUE! | #VALUE! | #VALUE! | #VALUE! | #VALUE! | #VALUE! | #VALUE! | #VALUE! |  |  | #VALUE! | #VALUE! | #VALUE! | #VALUE! | #VALUE! |  |  | #VALUE! | #VALUE! | #VALUE! | #VALUE! | #VALUE! | #VALUE! | #VALUE! | #VALUE! | 0 | #REF! | #VALUE! | #VALUE! | #VALUE! | #VALUE! | #VALUE! | #VALUE! | #VALUE! | 0
|  |  |  | 0 | 51 | 0 |  |  | 1 | 1.0842e-19 | 0 | 1.0669e-18 | 1.0669e-18 | 1.0669e-18 | 0 | 0 |  |  |  |  | #VALUE! | #VALUE! | #VALUE! |  |  | #VALUE! | #VALUE! | #VALUE! | #VALUE! | #VALUE! | #VALUE! | #VALUE! | #VALUE! |  |  |  |  | #VALUE! | #VALUE! | #VALUE! |  |  | #VALUE! | #VALUE! | #VALUE! | #VALUE! | #VALUE! | #VALUE! | #VALUE! | #VALUE! |  |  |  |  | #VALUE! | #VALUE! | #VALUE! |  |  | #VALUE! | #VALUE! | #VALUE! | #VALUE! | #VALUE! | #VALUE! | #VALUE! | #VALUE! |  |  |  |  | #VALUE! | #VALUE! | #VALUE! |  |  | #VALUE! | #VALUE! | #VALUE! | #VALUE! | #VALUE! | #VALUE! | #VALUE! | #VALUE! |  |  |  |  | #VALUE! | #VALUE! | #VALUE! |  |  | #VALUE! | #VALUE! | #VALUE! | #VALUE! | #VALUE! | #VALUE! | #VALUE! | #VALUE! |  |  | #VALUE! | #VALUE! | #VALUE! | #VALUE! | #VALUE! |  |  | #VALUE! | #VALUE! | #VALUE! | #VALUE! | #VALUE! | #VALUE! | #VALUE! | #VALUE! |  |  | #VALUE! | #VALUE! | #VALUE! | #VALUE! | #VALUE! |  |  | #VALUE! | #VALUE! | #VALUE! | #VALUE! | #VALUE! | #VALUE! | #VALUE! | #VALUE! | 0 | #REF! | #VALUE! | #VALUE! | #VALUE! | #VALUE! | #VALUE! | #VALUE! | #VALUE! | 0
|  |  |  | 0 | 51 | 0 |  |  | 1 | 1.0842e-19 | 0 | 1.0669e-18 | 1.0669e-18 | 1.0669e-18 | 0 | 0 |  |  |  |  | #VALUE! | #VALUE! | #VALUE! |  |  | #VALUE! | #VALUE! | #VALUE! | #VALUE! | #VALUE! | #VALUE! | #VALUE! | #VALUE! |  |  |  |  | #VALUE! | #VALUE! | #VALUE! |  |  | #VALUE! | #VALUE! | #VALUE! | #VALUE! | #VALUE! | #VALUE! | #VALUE! | #VALUE! |  |  |  |  | #VALUE! | #VALUE! | #VALUE! |  |  | #VALUE! | #VALUE! | #VALUE! | #VALUE! | #VALUE! | #VALUE! | #VALUE! | #VALUE! |  |  |  |  | #VALUE! | #VALUE! | #VALUE! |  |  | #VALUE! | #VALUE! | #VALUE! | #VALUE! | #VALUE! | #VALUE! | #VALUE! | #VALUE! |  |  |  |  | #VALUE! | #VALUE! | #VALUE! |  |  | #VALUE! | #VALUE! | #VALUE! | #VALUE! | #VALUE! | #VALUE! | #VALUE! | #VALUE! |  |  | #VALUE! | #VALUE! | #VALUE! | #VALUE! | #VALUE! |  |  | #VALUE! | #VALUE! | #VALUE! | #VALUE! | #VALUE! | #VALUE! | #VALUE! | #VALUE! |  |  | #VALUE! | #VALUE! | #VALUE! | #VALUE! | #VALUE! |  |  | #VALUE! | #VALUE! | #VALUE! | #VALUE! | #VALUE! | #VALUE! | #VALUE! | #VALUE! | 0 | #REF! | #VALUE! | #VALUE! | #VALUE! | #VALUE! | #VALUE! | #VALUE! | #VALUE! | 0
|  |  |  | 0 | 51 | 0 |  |  | 1 | 1.0842e-19 | 0 | 1.0669e-18 | 1.0669e-18 | 1.0669e-18 | 0 | 0 |  |  |  |  | #VALUE! | #VALUE! | #VALUE! |  |  | #VALUE! | #VALUE! | #VALUE! | #VALUE! | #VALUE! | #VALUE! | #VALUE! | #VALUE! |  |  |  |  | #VALUE! | #VALUE! | #VALUE! |  |  | #VALUE! | #VALUE! | #VALUE! | #VALUE! | #VALUE! | #VALUE! | #VALUE! | #VALUE! |  |  |  |  | #VALUE! | #VALUE! | #VALUE! |  |  | #VALUE! | #VALUE! | #VALUE! | #VALUE! | #VALUE! | #VALUE! | #VALUE! | #VALUE! |  |  |  |  | #VALUE! | #VALUE! | #VALUE! |  |  | #VALUE! | #VALUE! | #VALUE! | #VALUE! | #VALUE! | #VALUE! | #VALUE! | #VALUE! |  |  |  |  | #VALUE! | #VALUE! | #VALUE! |  |  | #VALUE! | #VALUE! | #VALUE! | #VALUE! | #VALUE! | #VALUE! | #VALUE! | #VALUE! |  |  | #VALUE! | #VALUE! | #VALUE! | #VALUE! | #VALUE! |  |  | #VALUE! | #VALUE! | #VALUE! | #VALUE! | #VALUE! | #VALUE! | #VALUE! | #VALUE! |  |  | #VALUE! | #VALUE! | #VALUE! | #VALUE! | #VALUE! |  |  | #VALUE! | #VALUE! | #VALUE! | #VALUE! | #VALUE! | #VALUE! | #VALUE! | #VALUE! | 0 | #REF! | #VALUE! | #VALUE! | #VALUE! | #VALUE! | #VALUE! | #VALUE! | #VALUE! | 0
|  |  |  | 0 | 51 | 0 |  |  | 1 | 1.0842e-19 | 0 | 1.0669e-18 | 1.0669e-18 | 1.0669e-18 | 0 | 0 |  |  |  |  | #VALUE! | #VALUE! | #VALUE! |  |  | #VALUE! | #VALUE! | #VALUE! | #VALUE! | #VALUE! | #VALUE! | #VALUE! | #VALUE! |  |  |  |  | #VALUE! | #VALUE! | #VALUE! |  |  | #VALUE! | #VALUE! | #VALUE! | #VALUE! | #VALUE! | #VALUE! | #VALUE! | #VALUE! |  |  |  |  | #VALUE! | #VALUE! | #VALUE! |  |  | #VALUE! | #VALUE! | #VALUE! | #VALUE! | #VALUE! | #VALUE! | #VALUE! | #VALUE! |  |  |  |  | #VALUE! | #VALUE! | #VALUE! |  |  | #VALUE! | #VALUE! | #VALUE! | #VALUE! | #VALUE! | #VALUE! | #VALUE! | #VALUE! |  |  |  |  | #VALUE! | #VALUE! | #VALUE! |  |  | #VALUE! | #VALUE! | #VALUE! | #VALUE! | #VALUE! | #VALUE! | #VALUE! | #VALUE! |  |  | #VALUE! | #VALUE! | #VALUE! | #VALUE! | #VALUE! |  |  | #VALUE! | #VALUE! | #VALUE! | #VALUE! | #VALUE! | #VALUE! | #VALUE! | #VALUE! |  |  | #VALUE! | #VALUE! | #VALUE! | #VALUE! | #VALUE! |  |  | #VALUE! | #VALUE! | #VALUE! | #VALUE! | #VALUE! | #VALUE! | #VALUE! | #VALUE! | 0 | #REF! | #VALUE! | #VALUE! | #VALUE! | #VALUE! | #VALUE! | #VALUE! | #VALUE! | 0
|  |  |  | 0 | 51 | 0 |  |  | 1 | 1.0842e-19 | 0 | 1.0669e-18 | 1.0669e-18 | 1.0669e-18 | 0 | 0 |  |  |  |  | #VALUE! | #VALUE! | #VALUE! |  |  | #VALUE! | #VALUE! | #VALUE! | #VALUE! | #VALUE! | #VALUE! | #VALUE! | #VALUE! |  |  |  |  | #VALUE! | #VALUE! | #VALUE! |  |  | #VALUE! | #VALUE! | #VALUE! | #VALUE! | #VALUE! | #VALUE! | #VALUE! | #VALUE! |  |  |  |  | #VALUE! | #VALUE! | #VALUE! |  |  | #VALUE! | #VALUE! | #VALUE! | #VALUE! | #VALUE! | #VALUE! | #VALUE! | #VALUE! |  |  |  |  | #VALUE! | #VALUE! | #VALUE! |  |  | #VALUE! | #VALUE! | #VALUE! | #VALUE! | #VALUE! | #VALUE! | #VALUE! | #VALUE! |  |  |  |  | #VALUE! | #VALUE! | #VALUE! |  |  | #VALUE! | #VALUE! | #VALUE! | #VALUE! | #VALUE! | #VALUE! | #VALUE! | #VALUE! |  |  | #VALUE! | #VALUE! | #VALUE! | #VALUE! | #VALUE! |  |  | #VALUE! | #VALUE! | #VALUE! | #VALUE! | #VALUE! | #VALUE! | #VALUE! | #VALUE! |  |  | #VALUE! | #VALUE! | #VALUE! | #VALUE! | #VALUE! |  |  | #VALUE! | #VALUE! | #VALUE! | #VALUE! | #VALUE! | #VALUE! | #VALUE! | #VALUE! | 0 | #REF! | #VALUE! | #VALUE! | #VALUE! | #VALUE! | #VALUE! | #VALUE! | #VALUE! | 0
|  |  |  | 0 | 51 | 0 |  |  | 1 | 1.0842e-19 | 0 | 1.0669e-18 | 1.0669e-18 | 1.0669e-18 | 0 | 0 |  |  |  |  | #VALUE! | #VALUE! | #VALUE! |  |  | #VALUE! | #VALUE! | #VALUE! | #VALUE! | #VALUE! | #VALUE! | #VALUE! | #VALUE! |  |  |  |  | #VALUE! | #VALUE! | #VALUE! |  |  | #VALUE! | #VALUE! | #VALUE! | #VALUE! | #VALUE! | #VALUE! | #VALUE! | #VALUE! |  |  |  |  | #VALUE! | #VALUE! | #VALUE! |  |  | #VALUE! | #VALUE! | #VALUE! | #VALUE! | #VALUE! | #VALUE! | #VALUE! | #VALUE! |  |  |  |  | #VALUE! | #VALUE! | #VALUE! |  |  | #VALUE! | #VALUE! | #VALUE! | #VALUE! | #VALUE! | #VALUE! | #VALUE! | #VALUE! |  |  |  |  | #VALUE! | #VALUE! | #VALUE! |  |  | #VALUE! | #VALUE! | #VALUE! | #VALUE! | #VALUE! | #VALUE! | #VALUE! | #VALUE! |  |  | #VALUE! | #VALUE! | #VALUE! | #VALUE! | #VALUE! |  |  | #VALUE! | #VALUE! | #VALUE! | #VALUE! | #VALUE! | #VALUE! | #VALUE! | #VALUE! |  |  | #VALUE! | #VALUE! | #VALUE! | #VALUE! | #VALUE! |  |  | #VALUE! | #VALUE! | #VALUE! | #VALUE! | #VALUE! | #VALUE! | #VALUE! | #VALUE! | 0 | #REF! | #VALUE! | #VALUE! | #VALUE! | #VALUE! | #VALUE! | #VALUE! | #VALUE! | 0
|  |  |  | 0 | 51 | 0 |  |  | 1 | 1.0842e-19 | 0 | 1.0669e-18 | 1.0669e-18 | 1.0669e-18 | 0 | 0 |  |  |  |  | #VALUE! | #VALUE! | #VALUE! |  |  | #VALUE! | #VALUE! | #VALUE! | #VALUE! | #VALUE! | #VALUE! | #VALUE! | #VALUE! |  |  |  |  | #VALUE! | #VALUE! | #VALUE! |  |  | #VALUE! | #VALUE! | #VALUE! | #VALUE! | #VALUE! | #VALUE! | #VALUE! | #VALUE! |  |  |  |  | #VALUE! | #VALUE! | #VALUE! |  |  | #VALUE! | #VALUE! | #VALUE! | #VALUE! | #VALUE! | #VALUE! | #VALUE! | #VALUE! |  |  |  |  | #VALUE! | #VALUE! | #VALUE! |  |  | #VALUE! | #VALUE! | #VALUE! | #VALUE! | #VALUE! | #VALUE! | #VALUE! | #VALUE! |  |  |  |  | #VALUE! | #VALUE! | #VALUE! |  |  | #VALUE! | #VALUE! | #VALUE! | #VALUE! | #VALUE! | #VALUE! | #VALUE! | #VALUE! |  |  | #VALUE! | #VALUE! | #VALUE! | #VALUE! | #VALUE! |  |  | #VALUE! | #VALUE! | #VALUE! | #VALUE! | #VALUE! | #VALUE! | #VALUE! | #VALUE! |  |  | #VALUE! | #VALUE! | #VALUE! | #VALUE! | #VALUE! |  |  | #VALUE! | #VALUE! | #VALUE! | #VALUE! | #VALUE! | #VALUE! | #VALUE! | #VALUE! | 0 | #REF! | #VALUE! | #VALUE! | #VALUE! | #VALUE! | #VALUE! | #VALUE! | #VALUE! | 0
|  |  |  | 0 | 51 | 0 |  |  | 1 | 1.0842e-19 | 0 | 1.0669e-18 | 1.0669e-18 | 1.0669e-18 | 0 | 0 |  |  |  |  | #VALUE! | #VALUE! | #VALUE! |  |  | #VALUE! | #VALUE! | #VALUE! | #VALUE! | #VALUE! | #VALUE! | #VALUE! | #VALUE! |  |  |  |  | #VALUE! | #VALUE! | #VALUE! |  |  | #VALUE! | #VALUE! | #VALUE! | #VALUE! | #VALUE! | #VALUE! | #VALUE! | #VALUE! |  |  |  |  | #VALUE! | #VALUE! | #VALUE! |  |  | #VALUE! | #VALUE! | #VALUE! | #VALUE! | #VALUE! | #VALUE! | #VALUE! | #VALUE! |  |  |  |  | #VALUE! | #VALUE! | #VALUE! |  |  | #VALUE! | #VALUE! | #VALUE! | #VALUE! | #VALUE! | #VALUE! | #VALUE! | #VALUE! |  |  |  |  | #VALUE! | #VALUE! | #VALUE! |  |  | #VALUE! | #VALUE! | #VALUE! | #VALUE! | #VALUE! | #VALUE! | #VALUE! | #VALUE! |  |  | #VALUE! | #VALUE! | #VALUE! | #VALUE! | #VALUE! |  |  | #VALUE! | #VALUE! | #VALUE! | #VALUE! | #VALUE! | #VALUE! | #VALUE! | #VALUE! |  |  | #VALUE! | #VALUE! | #VALUE! | #VALUE! | #VALUE! |  |  | #VALUE! | #VALUE! | #VALUE! | #VALUE! | #VALUE! | #VALUE! | #VALUE! | #VALUE! | 0 | #REF! | #VALUE! | #VALUE! | #VALUE! | #VALUE! | #VALUE! | #VALUE! | #VALUE! | 0
|  |  |  | 0 | 51 | 0 |  |  | 1 | 1.0842e-19 | 0 | 1.0669e-18 | 1.0669e-18 | 1.0669e-18 | 0 | 0 |  |  |  |  | #VALUE! | #VALUE! | #VALUE! |  |  | #VALUE! | #VALUE! | #VALUE! | #VALUE! | #VALUE! | #VALUE! | #VALUE! | #VALUE! |  |  |  |  | #VALUE! | #VALUE! | #VALUE! |  |  | #VALUE! | #VALUE! | #VALUE! | #VALUE! | #VALUE! | #VALUE! | #VALUE! | #VALUE! |  |  |  |  | #VALUE! | #VALUE! | #VALUE! |  |  | #VALUE! | #VALUE! | #VALUE! | #VALUE! | #VALUE! | #VALUE! | #VALUE! | #VALUE! |  |  |  |  | #VALUE! | #VALUE! | #VALUE! |  |  | #VALUE! | #VALUE! | #VALUE! | #VALUE! | #VALUE! | #VALUE! | #VALUE! | #VALUE! |  |  |  |  | #VALUE! | #VALUE! | #VALUE! |  |  | #VALUE! | #VALUE! | #VALUE! | #VALUE! | #VALUE! | #VALUE! | #VALUE! | #VALUE! |  |  | #VALUE! | #VALUE! | #VALUE! | #VALUE! | #VALUE! |  |  | #VALUE! | #VALUE! | #VALUE! | #VALUE! | #VALUE! | #VALUE! | #VALUE! | #VALUE! |  |  | #VALUE! | #VALUE! | #VALUE! | #VALUE! | #VALUE! |  |  | #VALUE! | #VALUE! | #VALUE! | #VALUE! | #VALUE! | #VALUE! | #VALUE! | #VALUE! | 0 | #REF! | #VALUE! | #VALUE! | #VALUE! | #VALUE! | #VALUE! | #VALUE! | #VALUE! | 0
|  |  |  | 0 | 51 | 0 |  |  | 1 | 1.0842e-19 | 0 | 1.0669e-18 | 1.0669e-18 | 1.0669e-18 | 0 | 0 |  |  |  |  | #VALUE! | #VALUE! | #VALUE! |  |  | #VALUE! | #VALUE! | #VALUE! | #VALUE! | #VALUE! | #VALUE! | #VALUE! | #VALUE! |  |  |  |  | #VALUE! | #VALUE! | #VALUE! |  |  | #VALUE! | #VALUE! | #VALUE! | #VALUE! | #VALUE! | #VALUE! | #VALUE! | #VALUE! |  |  |  |  | #VALUE! | #VALUE! | #VALUE! |  |  | #VALUE! | #VALUE! | #VALUE! | #VALUE! | #VALUE! | #VALUE! | #VALUE! | #VALUE! |  |  |  |  | #VALUE! | #VALUE! | #VALUE! |  |  | #VALUE! | #VALUE! | #VALUE! | #VALUE! | #VALUE! | #VALUE! | #VALUE! | #VALUE! |  |  |  |  | #VALUE! | #VALUE! | #VALUE! |  |  | #VALUE! | #VALUE! | #VALUE! | #VALUE! | #VALUE! | #VALUE! | #VALUE! | #VALUE! |  |  | #VALUE! | #VALUE! | #VALUE! | #VALUE! | #VALUE! |  |  | #VALUE! | #VALUE! | #VALUE! | #VALUE! | #VALUE! | #VALUE! | #VALUE! | #VALUE! |  |  | #VALUE! | #VALUE! | #VALUE! | #VALUE! | #VALUE! |  |  | #VALUE! | #VALUE! | #VALUE! | #VALUE! | #VALUE! | #VALUE! | #VALUE! | #VALUE! | 0 | #REF! | #VALUE! | #VALUE! | #VALUE! | #VALUE! | #VALUE! | #VALUE! | #VALUE! | 0
|  |  |  | 0 | 51 | 0 |  |  | 1 | 1.0842e-19 | 0 | 1.0669e-18 | 1.0669e-18 | 1.0669e-18 | 0 | 0 |  |  |  |  | #VALUE! | #VALUE! | #VALUE! |  |  | #VALUE! | #VALUE! | #VALUE! | #VALUE! | #VALUE! | #VALUE! | #VALUE! | #VALUE! |  |  |  |  | #VALUE! | #VALUE! | #VALUE! |  |  | #VALUE! | #VALUE! | #VALUE! | #VALUE! | #VALUE! | #VALUE! | #VALUE! | #VALUE! |  |  |  |  | #VALUE! | #VALUE! | #VALUE! |  |  | #VALUE! | #VALUE! | #VALUE! | #VALUE! | #VALUE! | #VALUE! | #VALUE! | #VALUE! |  |  |  |  | #VALUE! | #VALUE! | #VALUE! |  |  | #VALUE! | #VALUE! | #VALUE! | #VALUE! | #VALUE! | #VALUE! | #VALUE! | #VALUE! |  |  |  |  | #VALUE! | #VALUE! | #VALUE! |  |  | #VALUE! | #VALUE! | #VALUE! | #VALUE! | #VALUE! | #VALUE! | #VALUE! | #VALUE! |  |  | #VALUE! | #VALUE! | #VALUE! | #VALUE! | #VALUE! |  |  | #VALUE! | #VALUE! | #VALUE! | #VALUE! | #VALUE! | #VALUE! | #VALUE! | #VALUE! |  |  | #VALUE! | #VALUE! | #VALUE! | #VALUE! | #VALUE! |  |  | #VALUE! | #VALUE! | #VALUE! | #VALUE! | #VALUE! | #VALUE! | #VALUE! | #VALUE! | 0 | #REF! | #VALUE! | #VALUE! | #VALUE! | #VALUE! | #VALUE! | #VALUE! | #VALUE! | 0
|  |  |  | 0 | 51 | 0 |  |  | 1 | 1.0842e-19 | 0 | 1.0669e-18 | 1.0669e-18 | 1.0669e-18 | 0 | 0 |  |  |  |  | #VALUE! | #VALUE! | #VALUE! |  |  | #VALUE! | #VALUE! | #VALUE! | #VALUE! | #VALUE! | #VALUE! | #VALUE! | #VALUE! |  |  |  |  | #VALUE! | #VALUE! | #VALUE! |  |  | #VALUE! | #VALUE! | #VALUE! | #VALUE! | #VALUE! | #VALUE! | #VALUE! | #VALUE! |  |  |  |  | #VALUE! | #VALUE! | #VALUE! |  |  | #VALUE! | #VALUE! | #VALUE! | #VALUE! | #VALUE! | #VALUE! | #VALUE! | #VALUE! |  |  |  |  | #VALUE! | #VALUE! | #VALUE! |  |  | #VALUE! | #VALUE! | #VALUE! | #VALUE! | #VALUE! | #VALUE! | #VALUE! | #VALUE! |  |  |  |  | #VALUE! | #VALUE! | #VALUE! |  |  | #VALUE! | #VALUE! | #VALUE! | #VALUE! | #VALUE! | #VALUE! | #VALUE! | #VALUE! |  |  | #VALUE! | #VALUE! | #VALUE! | #VALUE! | #VALUE! |  |  | #VALUE! | #VALUE! | #VALUE! | #VALUE! | #VALUE! | #VALUE! | #VALUE! | #VALUE! |  |  | #VALUE! | #VALUE! | #VALUE! | #VALUE! | #VALUE! |  |  | #VALUE! | #VALUE! | #VALUE! | #VALUE! | #VALUE! | #VALUE! | #VALUE! | #VALUE! | 0 | #REF! | #VALUE! | #VALUE! | #VALUE! | #VALUE! | #VALUE! | #VALUE! | #VALUE! | 0
|  |  |  | 0 | 51 | 0 |  |  | 1 | 1.0842e-19 | 0 | 1.0669e-18 | 1.0669e-18 | 1.0669e-18 | 0 | 0 |  |  |  |  | #VALUE! | #VALUE! | #VALUE! |  |  | #VALUE! | #VALUE! | #VALUE! | #VALUE! | #VALUE! | #VALUE! | #VALUE! | #VALUE! |  |  |  |  | #VALUE! | #VALUE! | #VALUE! |  |  | #VALUE! | #VALUE! | #VALUE! | #VALUE! | #VALUE! | #VALUE! | #VALUE! | #VALUE! |  |  |  |  | #VALUE! | #VALUE! | #VALUE! |  |  | #VALUE! | #VALUE! | #VALUE! | #VALUE! | #VALUE! | #VALUE! | #VALUE! | #VALUE! |  |  |  |  | #VALUE! | #VALUE! | #VALUE! |  |  | #VALUE! | #VALUE! | #VALUE! | #VALUE! | #VALUE! | #VALUE! | #VALUE! | #VALUE! |  |  |  |  | #VALUE! | #VALUE! | #VALUE! |  |  | #VALUE! | #VALUE! | #VALUE! | #VALUE! | #VALUE! | #VALUE! | #VALUE! | #VALUE! |  |  | #VALUE! | #VALUE! | #VALUE! | #VALUE! | #VALUE! |  |  | #VALUE! | #VALUE! | #VALUE! | #VALUE! | #VALUE! | #VALUE! | #VALUE! | #VALUE! |  |  | #VALUE! | #VALUE! | #VALUE! | #VALUE! | #VALUE! |  |  | #VALUE! | #VALUE! | #VALUE! | #VALUE! | #VALUE! | #VALUE! | #VALUE! | #VALUE! | 0 | #REF! | #VALUE! | #VALUE! | #VALUE! | #VALUE! | #VALUE! | #VALUE! | #VALUE! | 0
|  |  |  | 0 | 51 | 0 |  |  | 1 | 1.0842e-19 | 0 | 1.0669e-18 | 1.0669e-18 | 1.0669e-18 | 0 | 0 |  |  |  |  | #VALUE! | #VALUE! | #VALUE! |  |  | #VALUE! | #VALUE! | #VALUE! | #VALUE! | #VALUE! | #VALUE! | #VALUE! | #VALUE! |  |  |  |  | #VALUE! | #VALUE! | #VALUE! |  |  | #VALUE! | #VALUE! | #VALUE! | #VALUE! | #VALUE! | #VALUE! | #VALUE! | #VALUE! |  |  |  |  | #VALUE! | #VALUE! | #VALUE! |  |  | #VALUE! | #VALUE! | #VALUE! | #VALUE! | #VALUE! | #VALUE! | #VALUE! | #VALUE! |  |  |  |  | #VALUE! | #VALUE! | #VALUE! |  |  | #VALUE! | #VALUE! | #VALUE! | #VALUE! | #VALUE! | #VALUE! | #VALUE! | #VALUE! |  |  |  |  | #VALUE! | #VALUE! | #VALUE! |  |  | #VALUE! | #VALUE! | #VALUE! | #VALUE! | #VALUE! | #VALUE! | #VALUE! | #VALUE! |  |  | #VALUE! | #VALUE! | #VALUE! | #VALUE! | #VALUE! |  |  | #VALUE! | #VALUE! | #VALUE! | #VALUE! | #VALUE! | #VALUE! | #VALUE! | #VALUE! |  |  | #VALUE! | #VALUE! | #VALUE! | #VALUE! | #VALUE! |  |  | #VALUE! | #VALUE! | #VALUE! | #VALUE! | #VALUE! | #VALUE! | #VALUE! | #VALUE! | 0 | #REF! | #VALUE! | #VALUE! | #VALUE! | #VALUE! | #VALUE! | #VALUE! | #VALUE! | 0
|  |  |  | 0 | 51 | 0 |  |  | 1 | 1.0842e-19 | 0 | 1.0669e-18 | 1.0669e-18 | 1.0669e-18 | 0 | 0 |  |  |  |  | #VALUE! | #VALUE! | #VALUE! |  |  | #VALUE! | #VALUE! | #VALUE! | #VALUE! | #VALUE! | #VALUE! | #VALUE! | #VALUE! |  |  |  |  | #VALUE! | #VALUE! | #VALUE! |  |  | #VALUE! | #VALUE! | #VALUE! | #VALUE! | #VALUE! | #VALUE! | #VALUE! | #VALUE! |  |  |  |  | #VALUE! | #VALUE! | #VALUE! |  |  | #VALUE! | #VALUE! | #VALUE! | #VALUE! | #VALUE! | #VALUE! | #VALUE! | #VALUE! |  |  |  |  | #VALUE! | #VALUE! | #VALUE! |  |  | #VALUE! | #VALUE! | #VALUE! | #VALUE! | #VALUE! | #VALUE! | #VALUE! | #VALUE! |  |  |  |  | #VALUE! | #VALUE! | #VALUE! |  |  | #VALUE! | #VALUE! | #VALUE! | #VALUE! | #VALUE! | #VALUE! | #VALUE! | #VALUE! |  |  | #VALUE! | #VALUE! | #VALUE! | #VALUE! | #VALUE! |  |  | #VALUE! | #VALUE! | #VALUE! | #VALUE! | #VALUE! | #VALUE! | #VALUE! | #VALUE! |  |  | #VALUE! | #VALUE! | #VALUE! | #VALUE! | #VALUE! |  |  | #VALUE! | #VALUE! | #VALUE! | #VALUE! | #VALUE! | #VALUE! | #VALUE! | #VALUE! | 0 | #REF! | #VALUE! | #VALUE! | #VALUE! | #VALUE! | #VALUE! | #VALUE! | #VALUE! | 0
|  |  |  | 0 | 51 | 0 |  |  | 1 | 1.0842e-19 | 0 | 1.0669e-18 | 1.0669e-18 | 1.0669e-18 | 0 | 0 |  |  |  |  | #VALUE! | #VALUE! | #VALUE! |  |  | #VALUE! | #VALUE! | #VALUE! | #VALUE! | #VALUE! | #VALUE! | #VALUE! | #VALUE! |  |  |  |  | #VALUE! | #VALUE! | #VALUE! |  |  | #VALUE! | #VALUE! | #VALUE! | #VALUE! | #VALUE! | #VALUE! | #VALUE! | #VALUE! |  |  |  |  | #VALUE! | #VALUE! | #VALUE! |  |  | #VALUE! | #VALUE! | #VALUE! | #VALUE! | #VALUE! | #VALUE! | #VALUE! | #VALUE! |  |  |  |  | #VALUE! | #VALUE! | #VALUE! |  |  | #VALUE! | #VALUE! | #VALUE! | #VALUE! | #VALUE! | #VALUE! | #VALUE! | #VALUE! |  |  |  |  | #VALUE! | #VALUE! | #VALUE! |  |  | #VALUE! | #VALUE! | #VALUE! | #VALUE! | #VALUE! | #VALUE! | #VALUE! | #VALUE! |  |  | #VALUE! | #VALUE! | #VALUE! | #VALUE! | #VALUE! |  |  | #VALUE! | #VALUE! | #VALUE! | #VALUE! | #VALUE! | #VALUE! | #VALUE! | #VALUE! |  |  | #VALUE! | #VALUE! | #VALUE! | #VALUE! | #VALUE! |  |  | #VALUE! | #VALUE! | #VALUE! | #VALUE! | #VALUE! | #VALUE! | #VALUE! | #VALUE! | 0 | #REF! | #VALUE! | #VALUE! | #VALUE! | #VALUE! | #VALUE! | #VALUE! | #VALUE! | 0
|  |  |  | 0 | 51 | 0 |  |  | 1 | 1.0842e-19 | 0 | 1.0669e-18 | 1.0669e-18 | 1.0669e-18 | 0 | 0 |  |  |  |  | #VALUE! | #VALUE! | #VALUE! |  |  | #VALUE! | #VALUE! | #VALUE! | #VALUE! | #VALUE! | #VALUE! | #VALUE! | #VALUE! |  |  |  |  | #VALUE! | #VALUE! | #VALUE! |  |  | #VALUE! | #VALUE! | #VALUE! | #VALUE! | #VALUE! | #VALUE! | #VALUE! | #VALUE! |  |  |  |  | #VALUE! | #VALUE! | #VALUE! |  |  | #VALUE! | #VALUE! | #VALUE! | #VALUE! | #VALUE! | #VALUE! | #VALUE! | #VALUE! |  |  |  |  | #VALUE! | #VALUE! | #VALUE! |  |  | #VALUE! | #VALUE! | #VALUE! | #VALUE! | #VALUE! | #VALUE! | #VALUE! | #VALUE! |  |  |  |  | #VALUE! | #VALUE! | #VALUE! |  |  | #VALUE! | #VALUE! | #VALUE! | #VALUE! | #VALUE! | #VALUE! | #VALUE! | #VALUE! |  |  | #VALUE! | #VALUE! | #VALUE! | #VALUE! | #VALUE! |  |  | #VALUE! | #VALUE! | #VALUE! | #VALUE! | #VALUE! | #VALUE! | #VALUE! | #VALUE! |  |  | #VALUE! | #VALUE! | #VALUE! | #VALUE! | #VALUE! |  |  | #VALUE! | #VALUE! | #VALUE! | #VALUE! | #VALUE! | #VALUE! | #VALUE! | #VALUE! | 0 | #REF! | #VALUE! | #VALUE! | #VALUE! | #VALUE! | #VALUE! | #VALUE! | #VALUE! | 0
|  |  |  | 0 | 51 | 0 |  |  | 1 | 1.0842e-19 | 0 | 1.0669e-18 | 1.0669e-18 | 1.0669e-18 | 0 | 0 |  |  |  |  | #VALUE! | #VALUE! | #VALUE! |  |  | #VALUE! | #VALUE! | #VALUE! | #VALUE! | #VALUE! | #VALUE! | #VALUE! | #VALUE! |  |  |  |  | #VALUE! | #VALUE! | #VALUE! |  |  | #VALUE! | #VALUE! | #VALUE! | #VALUE! | #VALUE! | #VALUE! | #VALUE! | #VALUE! |  |  |  |  | #VALUE! | #VALUE! | #VALUE! |  |  | #VALUE! | #VALUE! | #VALUE! | #VALUE! | #VALUE! | #VALUE! | #VALUE! | #VALUE! |  |  |  |  | #VALUE! | #VALUE! | #VALUE! |  |  | #VALUE! | #VALUE! | #VALUE! | #VALUE! | #VALUE! | #VALUE! | #VALUE! | #VALUE! |  |  |  |  | #VALUE! | #VALUE! | #VALUE! |  |  | #VALUE! | #VALUE! | #VALUE! | #VALUE! | #VALUE! | #VALUE! | #VALUE! | #VALUE! |  |  | #VALUE! | #VALUE! | #VALUE! | #VALUE! | #VALUE! |  |  | #VALUE! | #VALUE! | #VALUE! | #VALUE! | #VALUE! | #VALUE! | #VALUE! | #VALUE! |  |  | #VALUE! | #VALUE! | #VALUE! | #VALUE! | #VALUE! |  |  | #VALUE! | #VALUE! | #VALUE! | #VALUE! | #VALUE! | #VALUE! | #VALUE! | #VALUE! | 0 | #REF! | #VALUE! | #VALUE! | #VALUE! | #VALUE! | #VALUE! | #VALUE! | #VALUE! | 0
|  |  |  | 0 | 51 | 0 |  |  | 1 | 1.0842e-19 | 0 | 1.0669e-18 | 1.0669e-18 | 1.0669e-18 | 0 | 0 |  |  |  |  | #VALUE! | #VALUE! | #VALUE! |  |  | #VALUE! | #VALUE! | #VALUE! | #VALUE! | #VALUE! | #VALUE! | #VALUE! | #VALUE! |  |  |  |  | #VALUE! | #VALUE! | #VALUE! |  |  | #VALUE! | #VALUE! | #VALUE! | #VALUE! | #VALUE! | #VALUE! | #VALUE! | #VALUE! |  |  |  |  | #VALUE! | #VALUE! | #VALUE! |  |  | #VALUE! | #VALUE! | #VALUE! | #VALUE! | #VALUE! | #VALUE! | #VALUE! | #VALUE! |  |  |  |  | #VALUE! | #VALUE! | #VALUE! |  |  | #VALUE! | #VALUE! | #VALUE! | #VALUE! | #VALUE! | #VALUE! | #VALUE! | #VALUE! |  |  |  |  | #VALUE! | #VALUE! | #VALUE! |  |  | #VALUE! | #VALUE! | #VALUE! | #VALUE! | #VALUE! | #VALUE! | #VALUE! | #VALUE! |  |  | #VALUE! | #VALUE! | #VALUE! | #VALUE! | #VALUE! |  |  | #VALUE! | #VALUE! | #VALUE! | #VALUE! | #VALUE! | #VALUE! | #VALUE! | #VALUE! |  |  | #VALUE! | #VALUE! | #VALUE! | #VALUE! | #VALUE! |  |  | #VALUE! | #VALUE! | #VALUE! | #VALUE! | #VALUE! | #VALUE! | #VALUE! | #VALUE! | 0 | #REF! | #VALUE! | #VALUE! | #VALUE! | #VALUE! | #VALUE! | #VALUE! | #VALUE! | 0
|  |  |  | 0 | 51 | 0 |  |  | 1 | 1.0842e-19 | 0 | 1.0669e-18 | 1.0669e-18 | 1.0669e-18 | 0 | 0 |  |  |  |  | #VALUE! | #VALUE! | #VALUE! |  |  | #VALUE! | #VALUE! | #VALUE! | #VALUE! | #VALUE! | #VALUE! | #VALUE! | #VALUE! |  |  |  |  | #VALUE! | #VALUE! | #VALUE! |  |  | #VALUE! | #VALUE! | #VALUE! | #VALUE! | #VALUE! | #VALUE! | #VALUE! | #VALUE! |  |  |  |  | #VALUE! | #VALUE! | #VALUE! |  |  | #VALUE! | #VALUE! | #VALUE! | #VALUE! | #VALUE! | #VALUE! | #VALUE! | #VALUE! |  |  |  |  | #VALUE! | #VALUE! | #VALUE! |  |  | #VALUE! | #VALUE! | #VALUE! | #VALUE! | #VALUE! | #VALUE! | #VALUE! | #VALUE! |  |  |  |  | #VALUE! | #VALUE! | #VALUE! |  |  | #VALUE! | #VALUE! | #VALUE! | #VALUE! | #VALUE! | #VALUE! | #VALUE! | #VALUE! |  |  | #VALUE! | #VALUE! | #VALUE! | #VALUE! | #VALUE! |  |  | #VALUE! | #VALUE! | #VALUE! | #VALUE! | #VALUE! | #VALUE! | #VALUE! | #VALUE! |  |  | #VALUE! | #VALUE! | #VALUE! | #VALUE! | #VALUE! |  |  | #VALUE! | #VALUE! | #VALUE! | #VALUE! | #VALUE! | #VALUE! | #VALUE! | #VALUE! | 0 | #REF! | #VALUE! | #VALUE! | #VALUE! | #VALUE! | #VALUE! | #VALUE! | #VALUE! | 0
|  |  |  | 0 | 51 | 0 |  |  | 1 | 1.0842e-19 | 0 | 1.0669e-18 | 1.0669e-18 | 1.0669e-18 | 0 | 0 |  |  |  |  | #VALUE! | #VALUE! | #VALUE! |  |  | #VALUE! | #VALUE! | #VALUE! | #VALUE! | #VALUE! | #VALUE! | #VALUE! | #VALUE! |  |  |  |  | #VALUE! | #VALUE! | #VALUE! |  |  | #VALUE! | #VALUE! | #VALUE! | #VALUE! | #VALUE! | #VALUE! | #VALUE! | #VALUE! |  |  |  |  | #VALUE! | #VALUE! | #VALUE! |  |  | #VALUE! | #VALUE! | #VALUE! | #VALUE! | #VALUE! | #VALUE! | #VALUE! | #VALUE! |  |  |  |  | #VALUE! | #VALUE! | #VALUE! |  |  | #VALUE! | #VALUE! | #VALUE! | #VALUE! | #VALUE! | #VALUE! | #VALUE! | #VALUE! |  |  |  |  | #VALUE! | #VALUE! | #VALUE! |  |  | #VALUE! | #VALUE! | #VALUE! | #VALUE! | #VALUE! | #VALUE! | #VALUE! | #VALUE! |  |  | #VALUE! | #VALUE! | #VALUE! | #VALUE! | #VALUE! |  |  | #VALUE! | #VALUE! | #VALUE! | #VALUE! | #VALUE! | #VALUE! | #VALUE! | #VALUE! |  |  | #VALUE! | #VALUE! | #VALUE! | #VALUE! | #VALUE! |  |  | #VALUE! | #VALUE! | #VALUE! | #VALUE! | #VALUE! | #VALUE! | #VALUE! | #VALUE! | 0 | #REF! | #VALUE! | #VALUE! | #VALUE! | #VALUE! | #VALUE! | #VALUE! | #VALUE! | 0
|  |  |  | 0 | 51 | 0 |  |  | 1 | 1.0842e-19 | 0 | 1.0669e-18 | 1.0669e-18 | 1.0669e-18 | 0 | 0 |  |  |  |  | #VALUE! | #VALUE! | #VALUE! |  |  | #VALUE! | #VALUE! | #VALUE! | #VALUE! | #VALUE! | #VALUE! | #VALUE! | #VALUE! |  |  |  |  | #VALUE! | #VALUE! | #VALUE! |  |  | #VALUE! | #VALUE! | #VALUE! | #VALUE! | #VALUE! | #VALUE! | #VALUE! | #VALUE! |  |  |  |  | #VALUE! | #VALUE! | #VALUE! |  |  | #VALUE! | #VALUE! | #VALUE! | #VALUE! | #VALUE! | #VALUE! | #VALUE! | #VALUE! |  |  |  |  | #VALUE! | #VALUE! | #VALUE! |  |  | #VALUE! | #VALUE! | #VALUE! | #VALUE! | #VALUE! | #VALUE! | #VALUE! | #VALUE! |  |  |  |  | #VALUE! | #VALUE! | #VALUE! |  |  | #VALUE! | #VALUE! | #VALUE! | #VALUE! | #VALUE! | #VALUE! | #VALUE! | #VALUE! |  |  | #VALUE! | #VALUE! | #VALUE! | #VALUE! | #VALUE! |  |  | #VALUE! | #VALUE! | #VALUE! | #VALUE! | #VALUE! | #VALUE! | #VALUE! | #VALUE! |  |  | #VALUE! | #VALUE! | #VALUE! | #VALUE! | #VALUE! |  |  | #VALUE! | #VALUE! | #VALUE! | #VALUE! | #VALUE! | #VALUE! | #VALUE! | #VALUE! | 0 | #REF! | #VALUE! | #VALUE! | #VALUE! | #VALUE! | #VALUE! | #VALUE! | #VALUE! | 0
|  |  |  | 0 | 51 | 0 |  |  | 1 | 1.0842e-19 | 0 | 1.0669e-18 | 1.0669e-18 | 1.0669e-18 | 0 | 0 |  |  |  |  | #VALUE! | #VALUE! | #VALUE! |  |  | #VALUE! | #VALUE! | #VALUE! | #VALUE! | #VALUE! | #VALUE! | #VALUE! | #VALUE! |  |  |  |  | #VALUE! | #VALUE! | #VALUE! |  |  | #VALUE! | #VALUE! | #VALUE! | #VALUE! | #VALUE! | #VALUE! | #VALUE! | #VALUE! |  |  |  |  | #VALUE! | #VALUE! | #VALUE! |  |  | #VALUE! | #VALUE! | #VALUE! | #VALUE! | #VALUE! | #VALUE! | #VALUE! | #VALUE! |  |  |  |  | #VALUE! | #VALUE! | #VALUE! |  |  | #VALUE! | #VALUE! | #VALUE! | #VALUE! | #VALUE! | #VALUE! | #VALUE! | #VALUE! |  |  |  |  | #VALUE! | #VALUE! | #VALUE! |  |  | #VALUE! | #VALUE! | #VALUE! | #VALUE! | #VALUE! | #VALUE! | #VALUE! | #VALUE! |  |  | #VALUE! | #VALUE! | #VALUE! | #VALUE! | #VALUE! |  |  | #VALUE! | #VALUE! | #VALUE! | #VALUE! | #VALUE! | #VALUE! | #VALUE! | #VALUE! |  |  | #VALUE! | #VALUE! | #VALUE! | #VALUE! | #VALUE! |  |  | #VALUE! | #VALUE! | #VALUE! | #VALUE! | #VALUE! | #VALUE! | #VALUE! | #VALUE! | 0 | #REF! | #VALUE! | #VALUE! | #VALUE! | #VALUE! | #VALUE! | #VALUE! | #VALUE! | 0
|  |  |  | 0 | 51 | 0 |  |  | 1 | 1.0842e-19 | 0 | 1.0669e-18 | 1.0669e-18 | 1.0669e-18 | 0 | 0 |  |  |  |  | #VALUE! | #VALUE! | #VALUE! |  |  | #VALUE! | #VALUE! | #VALUE! | #VALUE! | #VALUE! | #VALUE! | #VALUE! | #VALUE! |  |  |  |  | #VALUE! | #VALUE! | #VALUE! |  |  | #VALUE! | #VALUE! | #VALUE! | #VALUE! | #VALUE! | #VALUE! | #VALUE! | #VALUE! |  |  |  |  | #VALUE! | #VALUE! | #VALUE! |  |  | #VALUE! | #VALUE! | #VALUE! | #VALUE! | #VALUE! | #VALUE! | #VALUE! | #VALUE! |  |  |  |  | #VALUE! | #VALUE! | #VALUE! |  |  | #VALUE! | #VALUE! | #VALUE! | #VALUE! | #VALUE! | #VALUE! | #VALUE! | #VALUE! |  |  |  |  | #VALUE! | #VALUE! | #VALUE! |  |  | #VALUE! | #VALUE! | #VALUE! | #VALUE! | #VALUE! | #VALUE! | #VALUE! | #VALUE! |  |  | #VALUE! | #VALUE! | #VALUE! | #VALUE! | #VALUE! |  |  | #VALUE! | #VALUE! | #VALUE! | #VALUE! | #VALUE! | #VALUE! | #VALUE! | #VALUE! |  |  | #VALUE! | #VALUE! | #VALUE! | #VALUE! | #VALUE! |  |  | #VALUE! | #VALUE! | #VALUE! | #VALUE! | #VALUE! | #VALUE! | #VALUE! | #VALUE! | 0 | #REF! | #VALUE! | #VALUE! | #VALUE! | #VALUE! | #VALUE! | #VALUE! | #VALUE! | 0
|  |  |  | 0 | 51 | 0 |  |  | 1 | 1.0842e-19 | 0 | 1.0669e-18 | 1.0669e-18 | 1.0669e-18 | 0 | 0 |  |  |  |  | #VALUE! | #VALUE! | #VALUE! |  |  | #VALUE! | #VALUE! | #VALUE! | #VALUE! | #VALUE! | #VALUE! | #VALUE! | #VALUE! |  |  |  |  | #VALUE! | #VALUE! | #VALUE! |  |  | #VALUE! | #VALUE! | #VALUE! | #VALUE! | #VALUE! | #VALUE! | #VALUE! | #VALUE! |  |  |  |  | #VALUE! | #VALUE! | #VALUE! |  |  | #VALUE! | #VALUE! | #VALUE! | #VALUE! | #VALUE! | #VALUE! | #VALUE! | #VALUE! |  |  |  |  | #VALUE! | #VALUE! | #VALUE! |  |  | #VALUE! | #VALUE! | #VALUE! | #VALUE! | #VALUE! | #VALUE! | #VALUE! | #VALUE! |  |  |  |  | #VALUE! | #VALUE! | #VALUE! |  |  | #VALUE! | #VALUE! | #VALUE! | #VALUE! | #VALUE! | #VALUE! | #VALUE! | #VALUE! |  |  | #VALUE! | #VALUE! | #VALUE! | #VALUE! | #VALUE! |  |  | #VALUE! | #VALUE! | #VALUE! | #VALUE! | #VALUE! | #VALUE! | #VALUE! | #VALUE! |  |  | #VALUE! | #VALUE! | #VALUE! | #VALUE! | #VALUE! |  |  | #VALUE! | #VALUE! | #VALUE! | #VALUE! | #VALUE! | #VALUE! | #VALUE! | #VALUE! | 0 | #REF! | #VALUE! | #VALUE! | #VALUE! | #VALUE! | #VALUE! | #VALUE! | #VALUE! | 0
|  |  |  | 0 | 51 | 0 |  |  | 1 | 1.0842e-19 | 0 | 1.0669e-18 | 1.0669e-18 | 1.0669e-18 | 0 | 0 |  |  |  |  | #VALUE! | #VALUE! | #VALUE! |  |  | #VALUE! | #VALUE! | #VALUE! | #VALUE! | #VALUE! | #VALUE! | #VALUE! | #VALUE! |  |  |  |  | #VALUE! | #VALUE! | #VALUE! |  |  | #VALUE! | #VALUE! | #VALUE! | #VALUE! | #VALUE! | #VALUE! | #VALUE! | #VALUE! |  |  |  |  | #VALUE! | #VALUE! | #VALUE! |  |  | #VALUE! | #VALUE! | #VALUE! | #VALUE! | #VALUE! | #VALUE! | #VALUE! | #VALUE! |  |  |  |  | #VALUE! | #VALUE! | #VALUE! |  |  | #VALUE! | #VALUE! | #VALUE! | #VALUE! | #VALUE! | #VALUE! | #VALUE! | #VALUE! |  |  |  |  | #VALUE! | #VALUE! | #VALUE! |  |  | #VALUE! | #VALUE! | #VALUE! | #VALUE! | #VALUE! | #VALUE! | #VALUE! | #VALUE! |  |  | #VALUE! | #VALUE! | #VALUE! | #VALUE! | #VALUE! |  |  | #VALUE! | #VALUE! | #VALUE! | #VALUE! | #VALUE! | #VALUE! | #VALUE! | #VALUE! |  |  | #VALUE! | #VALUE! | #VALUE! | #VALUE! | #VALUE! |  |  | #VALUE! | #VALUE! | #VALUE! | #VALUE! | #VALUE! | #VALUE! | #VALUE! | #VALUE! | 0 | #REF! | #VALUE! | #VALUE! | #VALUE! | #VALUE! | #VALUE! | #VALUE! | #VALUE! | 0
|  |  |  | 0 | 51 | 0 |  |  | 1 | 1.0842e-19 | 0 | 1.0669e-18 | 1.0669e-18 | 1.0669e-18 | 0 | 0 |  |  |  |  | #VALUE! | #VALUE! | #VALUE! |  |  | #VALUE! | #VALUE! | #VALUE! | #VALUE! | #VALUE! | #VALUE! | #VALUE! | #VALUE! |  |  |  |  | #VALUE! | #VALUE! | #VALUE! |  |  | #VALUE! | #VALUE! | #VALUE! | #VALUE! | #VALUE! | #VALUE! | #VALUE! | #VALUE! |  |  |  |  | #VALUE! | #VALUE! | #VALUE! |  |  | #VALUE! | #VALUE! | #VALUE! | #VALUE! | #VALUE! | #VALUE! | #VALUE! | #VALUE! |  |  |  |  | #VALUE! | #VALUE! | #VALUE! |  |  | #VALUE! | #VALUE! | #VALUE! | #VALUE! | #VALUE! | #VALUE! | #VALUE! | #VALUE! |  |  |  |  | #VALUE! | #VALUE! | #VALUE! |  |  | #VALUE! | #VALUE! | #VALUE! | #VALUE! | #VALUE! | #VALUE! | #VALUE! | #VALUE! |  |  | #VALUE! | #VALUE! | #VALUE! | #VALUE! | #VALUE! |  |  | #VALUE! | #VALUE! | #VALUE! | #VALUE! | #VALUE! | #VALUE! | #VALUE! | #VALUE! |  |  | #VALUE! | #VALUE! | #VALUE! | #VALUE! | #VALUE! |  |  | #VALUE! | #VALUE! | #VALUE! | #VALUE! | #VALUE! | #VALUE! | #VALUE! | #VALUE! | 0 | #REF! | #VALUE! | #VALUE! | #VALUE! | #VALUE! | #VALUE! | #VALUE! | #VALUE! | 0
|  |  |  | 0 | 51 | 0 |  |  | 1 | 1.0842e-19 | 0 | 1.0669e-18 | 1.0669e-18 | 1.0669e-18 | 0 | 0 |  |  |  |  | #VALUE! | #VALUE! | #VALUE! |  |  | #VALUE! | #VALUE! | #VALUE! | #VALUE! | #VALUE! | #VALUE! | #VALUE! | #VALUE! |  |  |  |  | #VALUE! | #VALUE! | #VALUE! |  |  | #VALUE! | #VALUE! | #VALUE! | #VALUE! | #VALUE! | #VALUE! | #VALUE! | #VALUE! |  |  |  |  | #VALUE! | #VALUE! | #VALUE! |  |  | #VALUE! | #VALUE! | #VALUE! | #VALUE! | #VALUE! | #VALUE! | #VALUE! | #VALUE! |  |  |  |  | #VALUE! | #VALUE! | #VALUE! |  |  | #VALUE! | #VALUE! | #VALUE! | #VALUE! | #VALUE! | #VALUE! | #VALUE! | #VALUE! |  |  |  |  | #VALUE! | #VALUE! | #VALUE! |  |  | #VALUE! | #VALUE! | #VALUE! | #VALUE! | #VALUE! | #VALUE! | #VALUE! | #VALUE! |  |  | #VALUE! | #VALUE! | #VALUE! | #VALUE! | #VALUE! |  |  | #VALUE! | #VALUE! | #VALUE! | #VALUE! | #VALUE! | #VALUE! | #VALUE! | #VALUE! |  |  | #VALUE! | #VALUE! | #VALUE! | #VALUE! | #VALUE! |  |  | #VALUE! | #VALUE! | #VALUE! | #VALUE! | #VALUE! | #VALUE! | #VALUE! | #VALUE! | 0 | #REF! | #VALUE! | #VALUE! | #VALUE! | #VALUE! | #VALUE! | #VALUE! | #VALUE! | 0
|  |  |  | 0 | 51 | 0 |  |  | 1 | 1.0842e-19 | 0 | 1.0669e-18 | 1.0669e-18 | 1.0669e-18 | 0 | 0 |  |  |  |  | #VALUE! | #VALUE! | #VALUE! |  |  | #VALUE! | #VALUE! | #VALUE! | #VALUE! | #VALUE! | #VALUE! | #VALUE! | #VALUE! |  |  |  |  | #VALUE! | #VALUE! | #VALUE! |  |  | #VALUE! | #VALUE! | #VALUE! | #VALUE! | #VALUE! | #VALUE! | #VALUE! | #VALUE! |  |  |  |  | #VALUE! | #VALUE! | #VALUE! |  |  | #VALUE! | #VALUE! | #VALUE! | #VALUE! | #VALUE! | #VALUE! | #VALUE! | #VALUE! |  |  |  |  | #VALUE! | #VALUE! | #VALUE! |  |  | #VALUE! | #VALUE! | #VALUE! | #VALUE! | #VALUE! | #VALUE! | #VALUE! | #VALUE! |  |  |  |  | #VALUE! | #VALUE! | #VALUE! |  |  | #VALUE! | #VALUE! | #VALUE! | #VALUE! | #VALUE! | #VALUE! | #VALUE! | #VALUE! |  |  | #VALUE! | #VALUE! | #VALUE! | #VALUE! | #VALUE! |  |  | #VALUE! | #VALUE! | #VALUE! | #VALUE! | #VALUE! | #VALUE! | #VALUE! | #VALUE! |  |  | #VALUE! | #VALUE! | #VALUE! | #VALUE! | #VALUE! |  |  | #VALUE! | #VALUE! | #VALUE! | #VALUE! | #VALUE! | #VALUE! | #VALUE! | #VALUE! | 0 | #REF! | #VALUE! | #VALUE! | #VALUE! | #VALUE! | #VALUE! | #VALUE! | #VALUE! | 0
|  |  |  | 0 | 51 | 0 |  |  | 1 | 1.0842e-19 | 0 | 1.0669e-18 | 1.0669e-18 | 1.0669e-18 | 0 | 0 |  |  |  |  | #VALUE! | #VALUE! | #VALUE! |  |  | #VALUE! | #VALUE! | #VALUE! | #VALUE! | #VALUE! | #VALUE! | #VALUE! | #VALUE! |  |  |  |  | #VALUE! | #VALUE! | #VALUE! |  |  | #VALUE! | #VALUE! | #VALUE! | #VALUE! | #VALUE! | #VALUE! | #VALUE! | #VALUE! |  |  |  |  | #VALUE! | #VALUE! | #VALUE! |  |  | #VALUE! | #VALUE! | #VALUE! | #VALUE! | #VALUE! | #VALUE! | #VALUE! | #VALUE! |  |  |  |  | #VALUE! | #VALUE! | #VALUE! |  |  | #VALUE! | #VALUE! | #VALUE! | #VALUE! | #VALUE! | #VALUE! | #VALUE! | #VALUE! |  |  |  |  | #VALUE! | #VALUE! | #VALUE! |  |  | #VALUE! | #VALUE! | #VALUE! | #VALUE! | #VALUE! | #VALUE! | #VALUE! | #VALUE! |  |  | #VALUE! | #VALUE! | #VALUE! | #VALUE! | #VALUE! |  |  | #VALUE! | #VALUE! | #VALUE! | #VALUE! | #VALUE! | #VALUE! | #VALUE! | #VALUE! |  |  | #VALUE! | #VALUE! | #VALUE! | #VALUE! | #VALUE! |  |  | #VALUE! | #VALUE! | #VALUE! | #VALUE! | #VALUE! | #VALUE! | #VALUE! | #VALUE! | 0 | #REF! | #VALUE! | #VALUE! | #VALUE! | #VALUE! | #VALUE! | #VALUE! | #VALUE! | 0
|  |  |  | 0 | 51 | 0 |  |  | 1 | 1.0842e-19 | 0 | 1.0669e-18 | 1.0669e-18 | 1.0669e-18 | 0 | 0 |  |  |  |  | #VALUE! | #VALUE! | #VALUE! |  |  | #VALUE! | #VALUE! | #VALUE! | #VALUE! | #VALUE! | #VALUE! | #VALUE! | #VALUE! |  |  |  |  | #VALUE! | #VALUE! | #VALUE! |  |  | #VALUE! | #VALUE! | #VALUE! | #VALUE! | #VALUE! | #VALUE! | #VALUE! | #VALUE! |  |  |  |  | #VALUE! | #VALUE! | #VALUE! |  |  | #VALUE! | #VALUE! | #VALUE! | #VALUE! | #VALUE! | #VALUE! | #VALUE! | #VALUE! |  |  |  |  | #VALUE! | #VALUE! | #VALUE! |  |  | #VALUE! | #VALUE! | #VALUE! | #VALUE! | #VALUE! | #VALUE! | #VALUE! | #VALUE! |  |  |  |  | #VALUE! | #VALUE! | #VALUE! |  |  | #VALUE! | #VALUE! | #VALUE! | #VALUE! | #VALUE! | #VALUE! | #VALUE! | #VALUE! |  |  | #VALUE! | #VALUE! | #VALUE! | #VALUE! | #VALUE! |  |  | #VALUE! | #VALUE! | #VALUE! | #VALUE! | #VALUE! | #VALUE! | #VALUE! | #VALUE! |  |  | #VALUE! | #VALUE! | #VALUE! | #VALUE! | #VALUE! |  |  | #VALUE! | #VALUE! | #VALUE! | #VALUE! | #VALUE! | #VALUE! | #VALUE! | #VALUE! | 0 | #REF! | #VALUE! | #VALUE! | #VALUE! | #VALUE! | #VALUE! | #VALUE! | #VALUE! | 0
|  |  |  | 0 | 51 | 0 |  |  | 1 | 1.0842e-19 | 0 | 1.0669e-18 | 1.0669e-18 | 1.0669e-18 | 0 | 0 |  |  |  |  | #VALUE! | #VALUE! | #VALUE! |  |  | #VALUE! | #VALUE! | #VALUE! | #VALUE! | #VALUE! | #VALUE! | #VALUE! | #VALUE! |  |  |  |  | #VALUE! | #VALUE! | #VALUE! |  |  | #VALUE! | #VALUE! | #VALUE! | #VALUE! | #VALUE! | #VALUE! | #VALUE! | #VALUE! |  |  |  |  | #VALUE! | #VALUE! | #VALUE! |  |  | #VALUE! | #VALUE! | #VALUE! | #VALUE! | #VALUE! | #VALUE! | #VALUE! | #VALUE! |  |  |  |  | #VALUE! | #VALUE! | #VALUE! |  |  | #VALUE! | #VALUE! | #VALUE! | #VALUE! | #VALUE! | #VALUE! | #VALUE! | #VALUE! |  |  |  |  | #VALUE! | #VALUE! | #VALUE! |  |  | #VALUE! | #VALUE! | #VALUE! | #VALUE! | #VALUE! | #VALUE! | #VALUE! | #VALUE! |  |  | #VALUE! | #VALUE! | #VALUE! | #VALUE! | #VALUE! |  |  | #VALUE! | #VALUE! | #VALUE! | #VALUE! | #VALUE! | #VALUE! | #VALUE! | #VALUE! |  |  | #VALUE! | #VALUE! | #VALUE! | #VALUE! | #VALUE! |  |  | #VALUE! | #VALUE! | #VALUE! | #VALUE! | #VALUE! | #VALUE! | #VALUE! | #VALUE! | 0 | #REF! | #VALUE! | #VALUE! | #VALUE! | #VALUE! | #VALUE! | #VALUE! | #VALUE! | 0
|  |  |  | 0 | 51 | 0 |  |  | 1 | 1.0842e-19 | 0 | 1.0669e-18 | 1.0669e-18 | 1.0669e-18 | 0 | 0 |  |  |  |  | #VALUE! | #VALUE! | #VALUE! |  |  | #VALUE! | #VALUE! | #VALUE! | #VALUE! | #VALUE! | #VALUE! | #VALUE! | #VALUE! |  |  |  |  | #VALUE! | #VALUE! | #VALUE! |  |  | #VALUE! | #VALUE! | #VALUE! | #VALUE! | #VALUE! | #VALUE! | #VALUE! | #VALUE! |  |  |  |  | #VALUE! | #VALUE! | #VALUE! |  |  | #VALUE! | #VALUE! | #VALUE! | #VALUE! | #VALUE! | #VALUE! | #VALUE! | #VALUE! |  |  |  |  | #VALUE! | #VALUE! | #VALUE! |  |  | #VALUE! | #VALUE! | #VALUE! | #VALUE! | #VALUE! | #VALUE! | #VALUE! | #VALUE! |  |  |  |  | #VALUE! | #VALUE! | #VALUE! |  |  | #VALUE! | #VALUE! | #VALUE! | #VALUE! | #VALUE! | #VALUE! | #VALUE! | #VALUE! |  |  | #VALUE! | #VALUE! | #VALUE! | #VALUE! | #VALUE! |  |  | #VALUE! | #VALUE! | #VALUE! | #VALUE! | #VALUE! | #VALUE! | #VALUE! | #VALUE! |  |  | #VALUE! | #VALUE! | #VALUE! | #VALUE! | #VALUE! |  |  | #VALUE! | #VALUE! | #VALUE! | #VALUE! | #VALUE! | #VALUE! | #VALUE! | #VALUE! | 0 | #REF! | #VALUE! | #VALUE! | #VALUE! | #VALUE! | #VALUE! | #VALUE! | #VALUE! | 0
|  |  |  | 0 | 51 | 0 |  |  | 1 | 1.0842e-19 | 0 | 1.0669e-18 | 1.0669e-18 | 1.0669e-18 | 0 | 0 |  |  |  |  | #VALUE! | #VALUE! | #VALUE! |  |  | #VALUE! | #VALUE! | #VALUE! | #VALUE! | #VALUE! | #VALUE! | #VALUE! | #VALUE! |  |  |  |  | #VALUE! | #VALUE! | #VALUE! |  |  | #VALUE! | #VALUE! | #VALUE! | #VALUE! | #VALUE! | #VALUE! | #VALUE! | #VALUE! |  |  |  |  | #VALUE! | #VALUE! | #VALUE! |  |  | #VALUE! | #VALUE! | #VALUE! | #VALUE! | #VALUE! | #VALUE! | #VALUE! | #VALUE! |  |  |  |  | #VALUE! | #VALUE! | #VALUE! |  |  | #VALUE! | #VALUE! | #VALUE! | #VALUE! | #VALUE! | #VALUE! | #VALUE! | #VALUE! |  |  |  |  | #VALUE! | #VALUE! | #VALUE! |  |  | #VALUE! | #VALUE! | #VALUE! | #VALUE! | #VALUE! | #VALUE! | #VALUE! | #VALUE! |  |  | #VALUE! | #VALUE! | #VALUE! | #VALUE! | #VALUE! |  |  | #VALUE! | #VALUE! | #VALUE! | #VALUE! | #VALUE! | #VALUE! | #VALUE! | #VALUE! |  |  | #VALUE! | #VALUE! | #VALUE! | #VALUE! | #VALUE! |  |  | #VALUE! | #VALUE! | #VALUE! | #VALUE! | #VALUE! | #VALUE! | #VALUE! | #VALUE! | 0 | #REF! | #VALUE! | #VALUE! | #VALUE! | #VALUE! | #VALUE! | #VALUE! | #VALUE! | 0
|  |  |  | 0 | 51 | 0 |  |  | 1 | 1.0842e-19 | 0 | 1.0669e-18 | 1.0669e-18 | 1.0669e-18 | 0 | 0 |  |  |  |  | #VALUE! | #VALUE! | #VALUE! |  |  | #VALUE! | #VALUE! | #VALUE! | #VALUE! | #VALUE! | #VALUE! | #VALUE! | #VALUE! |  |  |  |  | #VALUE! | #VALUE! | #VALUE! |  |  | #VALUE! | #VALUE! | #VALUE! | #VALUE! | #VALUE! | #VALUE! | #VALUE! | #VALUE! |  |  |  |  | #VALUE! | #VALUE! | #VALUE! |  |  | #VALUE! | #VALUE! | #VALUE! | #VALUE! | #VALUE! | #VALUE! | #VALUE! | #VALUE! |  |  |  |  | #VALUE! | #VALUE! | #VALUE! |  |  | #VALUE! | #VALUE! | #VALUE! | #VALUE! | #VALUE! | #VALUE! | #VALUE! | #VALUE! |  |  |  |  | #VALUE! | #VALUE! | #VALUE! |  |  | #VALUE! | #VALUE! | #VALUE! | #VALUE! | #VALUE! | #VALUE! | #VALUE! | #VALUE! |  |  | #VALUE! | #VALUE! | #VALUE! | #VALUE! | #VALUE! |  |  | #VALUE! | #VALUE! | #VALUE! | #VALUE! | #VALUE! | #VALUE! | #VALUE! | #VALUE! |  |  | #VALUE! | #VALUE! | #VALUE! | #VALUE! | #VALUE! |  |  | #VALUE! | #VALUE! | #VALUE! | #VALUE! | #VALUE! | #VALUE! | #VALUE! | #VALUE! | 0 | #REF! | #VALUE! | #VALUE! | #VALUE! | #VALUE! | #VALUE! | #VALUE! | #VALUE! | 0
|  |  |  | 0 | 51 | 0 |  |  | 1 | 1.0842e-19 | 0 | 1.0669e-18 | 1.0669e-18 | 1.0669e-18 | 0 | 0 |  |  |  |  | #VALUE! | #VALUE! | #VALUE! |  |  | #VALUE! | #VALUE! | #VALUE! | #VALUE! | #VALUE! | #VALUE! | #VALUE! | #VALUE! |  |  |  |  | #VALUE! | #VALUE! | #VALUE! |  |  | #VALUE! | #VALUE! | #VALUE! | #VALUE! | #VALUE! | #VALUE! | #VALUE! | #VALUE! |  |  |  |  | #VALUE! | #VALUE! | #VALUE! |  |  | #VALUE! | #VALUE! | #VALUE! | #VALUE! | #VALUE! | #VALUE! | #VALUE! | #VALUE! |  |  |  |  | #VALUE! | #VALUE! | #VALUE! |  |  | #VALUE! | #VALUE! | #VALUE! | #VALUE! | #VALUE! | #VALUE! | #VALUE! | #VALUE! |  |  |  |  | #VALUE! | #VALUE! | #VALUE! |  |  | #VALUE! | #VALUE! | #VALUE! | #VALUE! | #VALUE! | #VALUE! | #VALUE! | #VALUE! |  |  | #VALUE! | #VALUE! | #VALUE! | #VALUE! | #VALUE! |  |  | #VALUE! | #VALUE! | #VALUE! | #VALUE! | #VALUE! | #VALUE! | #VALUE! | #VALUE! |  |  | #VALUE! | #VALUE! | #VALUE! | #VALUE! | #VALUE! |  |  | #VALUE! | #VALUE! | #VALUE! | #VALUE! | #VALUE! | #VALUE! | #VALUE! | #VALUE! | 0 | #REF! | #VALUE! | #VALUE! | #VALUE! | #VALUE! | #VALUE! | #VALUE! | #VALUE! | 0
|  |  |  | 0 | 51 | 0 |  |  | 1 | 1.0842e-19 | 0 | 1.0669e-18 | 1.0669e-18 | 1.0669e-18 | 0 | 0 |  |  |  |  | #VALUE! | #VALUE! | #VALUE! |  |  | #VALUE! | #VALUE! | #VALUE! | #VALUE! | #VALUE! | #VALUE! | #VALUE! | #VALUE! |  |  |  |  | #VALUE! | #VALUE! | #VALUE! |  |  | #VALUE! | #VALUE! | #VALUE! | #VALUE! | #VALUE! | #VALUE! | #VALUE! | #VALUE! |  |  |  |  | #VALUE! | #VALUE! | #VALUE! |  |  | #VALUE! | #VALUE! | #VALUE! | #VALUE! | #VALUE! | #VALUE! | #VALUE! | #VALUE! |  |  |  |  | #VALUE! | #VALUE! | #VALUE! |  |  | #VALUE! | #VALUE! | #VALUE! | #VALUE! | #VALUE! | #VALUE! | #VALUE! | #VALUE! |  |  |  |  | #VALUE! | #VALUE! | #VALUE! |  |  | #VALUE! | #VALUE! | #VALUE! | #VALUE! | #VALUE! | #VALUE! | #VALUE! | #VALUE! |  |  | #VALUE! | #VALUE! | #VALUE! | #VALUE! | #VALUE! |  |  | #VALUE! | #VALUE! | #VALUE! | #VALUE! | #VALUE! | #VALUE! | #VALUE! | #VALUE! |  |  | #VALUE! | #VALUE! | #VALUE! | #VALUE! | #VALUE! |  |  | #VALUE! | #VALUE! | #VALUE! | #VALUE! | #VALUE! | #VALUE! | #VALUE! | #VALUE! | 0 | #REF! | #VALUE! | #VALUE! | #VALUE! | #VALUE! | #VALUE! | #VALUE! | #VALUE! | 0
|  |  |  | 0 | 51 | 0 |  |  | 1 | 1.0842e-19 | 0 | 1.0669e-18 | 1.0669e-18 | 1.0669e-18 | 0 | 0 |  |  |  |  | #VALUE! | #VALUE! | #VALUE! |  |  | #VALUE! | #VALUE! | #VALUE! | #VALUE! | #VALUE! | #VALUE! | #VALUE! | #VALUE! |  |  |  |  | #VALUE! | #VALUE! | #VALUE! |  |  | #VALUE! | #VALUE! | #VALUE! | #VALUE! | #VALUE! | #VALUE! | #VALUE! | #VALUE! |  |  |  |  | #VALUE! | #VALUE! | #VALUE! |  |  | #VALUE! | #VALUE! | #VALUE! | #VALUE! | #VALUE! | #VALUE! | #VALUE! | #VALUE! |  |  |  |  | #VALUE! | #VALUE! | #VALUE! |  |  | #VALUE! | #VALUE! | #VALUE! | #VALUE! | #VALUE! | #VALUE! | #VALUE! | #VALUE! |  |  |  |  | #VALUE! | #VALUE! | #VALUE! |  |  | #VALUE! | #VALUE! | #VALUE! | #VALUE! | #VALUE! | #VALUE! | #VALUE! | #VALUE! |  |  | #VALUE! | #VALUE! | #VALUE! | #VALUE! | #VALUE! |  |  | #VALUE! | #VALUE! | #VALUE! | #VALUE! | #VALUE! | #VALUE! | #VALUE! | #VALUE! |  |  | #VALUE! | #VALUE! | #VALUE! | #VALUE! | #VALUE! |  |  | #VALUE! | #VALUE! | #VALUE! | #VALUE! | #VALUE! | #VALUE! | #VALUE! | #VALUE! | 0 | #REF! | #VALUE! | #VALUE! | #VALUE! | #VALUE! | #VALUE! | #VALUE! | #VALUE! | 0
|  |  |  | 0 | 51 | 0 |  |  | 1 | 1.0842e-19 | 0 | 1.0669e-18 | 1.0669e-18 | 1.0669e-18 | 0 | 0 |  |  |  |  | #VALUE! | #VALUE! | #VALUE! |  |  | #VALUE! | #VALUE! | #VALUE! | #VALUE! | #VALUE! | #VALUE! | #VALUE! | #VALUE! |  |  |  |  | #VALUE! | #VALUE! | #VALUE! |  |  | #VALUE! | #VALUE! | #VALUE! | #VALUE! | #VALUE! | #VALUE! | #VALUE! | #VALUE! |  |  |  |  | #VALUE! | #VALUE! | #VALUE! |  |  | #VALUE! | #VALUE! | #VALUE! | #VALUE! | #VALUE! | #VALUE! | #VALUE! | #VALUE! |  |  |  |  | #VALUE! | #VALUE! | #VALUE! |  |  | #VALUE! | #VALUE! | #VALUE! | #VALUE! | #VALUE! | #VALUE! | #VALUE! | #VALUE! |  |  |  |  | #VALUE! | #VALUE! | #VALUE! |  |  | #VALUE! | #VALUE! | #VALUE! | #VALUE! | #VALUE! | #VALUE! | #VALUE! | #VALUE! |  |  | #VALUE! | #VALUE! | #VALUE! | #VALUE! | #VALUE! |  |  | #VALUE! | #VALUE! | #VALUE! | #VALUE! | #VALUE! | #VALUE! | #VALUE! | #VALUE! |  |  | #VALUE! | #VALUE! | #VALUE! | #VALUE! | #VALUE! |  |  | #VALUE! | #VALUE! | #VALUE! | #VALUE! | #VALUE! | #VALUE! | #VALUE! | #VALUE! | 0 | #REF! | #VALUE! | #VALUE! | #VALUE! | #VALUE! | #VALUE! | #VALUE! | #VALUE! | 0
|  |  |  | 0 | 51 | 0 |  |  | 1 | 1.0842e-19 | 0 | 1.0669e-18 | 1.0669e-18 | 1.0669e-18 | 0 | 0 |  |  |  |  | #VALUE! | #VALUE! | #VALUE! |  |  | #VALUE! | #VALUE! | #VALUE! | #VALUE! | #VALUE! | #VALUE! | #VALUE! | #VALUE! |  |  |  |  | #VALUE! | #VALUE! | #VALUE! |  |  | #VALUE! | #VALUE! | #VALUE! | #VALUE! | #VALUE! | #VALUE! | #VALUE! | #VALUE! |  |  |  |  | #VALUE! | #VALUE! | #VALUE! |  |  | #VALUE! | #VALUE! | #VALUE! | #VALUE! | #VALUE! | #VALUE! | #VALUE! | #VALUE! |  |  |  |  | #VALUE! | #VALUE! | #VALUE! |  |  | #VALUE! | #VALUE! | #VALUE! | #VALUE! | #VALUE! | #VALUE! | #VALUE! | #VALUE! |  |  |  |  | #VALUE! | #VALUE! | #VALUE! |  |  | #VALUE! | #VALUE! | #VALUE! | #VALUE! | #VALUE! | #VALUE! | #VALUE! | #VALUE! |  |  | #VALUE! | #VALUE! | #VALUE! | #VALUE! | #VALUE! |  |  | #VALUE! | #VALUE! | #VALUE! | #VALUE! | #VALUE! | #VALUE! | #VALUE! | #VALUE! |  |  | #VALUE! | #VALUE! | #VALUE! | #VALUE! | #VALUE! |  |  | #VALUE! | #VALUE! | #VALUE! | #VALUE! | #VALUE! | #VALUE! | #VALUE! | #VALUE! | 0 | #REF! | #VALUE! | #VALUE! | #VALUE! | #VALUE! | #VALUE! | #VALUE! | #VALUE! | 0
|  |  |  | 0 | 51 | 0 |  |  | 1 | 1.0842e-19 | 0 | 1.0669e-18 | 1.0669e-18 | 1.0669e-18 | 0 | 0 |  |  |  |  | #VALUE! | #VALUE! | #VALUE! |  |  | #VALUE! | #VALUE! | #VALUE! | #VALUE! | #VALUE! | #VALUE! | #VALUE! | #VALUE! |  |  |  |  | #VALUE! | #VALUE! | #VALUE! |  |  | #VALUE! | #VALUE! | #VALUE! | #VALUE! | #VALUE! | #VALUE! | #VALUE! | #VALUE! |  |  |  |  | #VALUE! | #VALUE! | #VALUE! |  |  | #VALUE! | #VALUE! | #VALUE! | #VALUE! | #VALUE! | #VALUE! | #VALUE! | #VALUE! |  |  |  |  | #VALUE! | #VALUE! | #VALUE! |  |  | #VALUE! | #VALUE! | #VALUE! | #VALUE! | #VALUE! | #VALUE! | #VALUE! | #VALUE! |  |  |  |  | #VALUE! | #VALUE! | #VALUE! |  |  | #VALUE! | #VALUE! | #VALUE! | #VALUE! | #VALUE! | #VALUE! | #VALUE! | #VALUE! |  |  | #VALUE! | #VALUE! | #VALUE! | #VALUE! | #VALUE! |  |  | #VALUE! | #VALUE! | #VALUE! | #VALUE! | #VALUE! | #VALUE! | #VALUE! | #VALUE! |  |  | #VALUE! | #VALUE! | #VALUE! | #VALUE! | #VALUE! |  |  | #VALUE! | #VALUE! | #VALUE! | #VALUE! | #VALUE! | #VALUE! | #VALUE! | #VALUE! | 0 | #REF! | #VALUE! | #VALUE! | #VALUE! | #VALUE! | #VALUE! | #VALUE! | #VALUE! | 0
|  |  |  | 0 | 51 | 0 |  |  | 1 | 1.0842e-19 | 0 | 1.0669e-18 | 1.0669e-18 | 1.0669e-18 | 0 | 0 |  |  |  |  | #VALUE! | #VALUE! | #VALUE! |  |  | #VALUE! | #VALUE! | #VALUE! | #VALUE! | #VALUE! | #VALUE! | #VALUE! | #VALUE! |  |  |  |  | #VALUE! | #VALUE! | #VALUE! |  |  | #VALUE! | #VALUE! | #VALUE! | #VALUE! | #VALUE! | #VALUE! | #VALUE! | #VALUE! |  |  |  |  | #VALUE! | #VALUE! | #VALUE! |  |  | #VALUE! | #VALUE! | #VALUE! | #VALUE! | #VALUE! | #VALUE! | #VALUE! | #VALUE! |  |  |  |  | #VALUE! | #VALUE! | #VALUE! |  |  | #VALUE! | #VALUE! | #VALUE! | #VALUE! | #VALUE! | #VALUE! | #VALUE! | #VALUE! |  |  |  |  | #VALUE! | #VALUE! | #VALUE! |  |  | #VALUE! | #VALUE! | #VALUE! | #VALUE! | #VALUE! | #VALUE! | #VALUE! | #VALUE! |  |  | #VALUE! | #VALUE! | #VALUE! | #VALUE! | #VALUE! |  |  | #VALUE! | #VALUE! | #VALUE! | #VALUE! | #VALUE! | #VALUE! | #VALUE! | #VALUE! |  |  | #VALUE! | #VALUE! | #VALUE! | #VALUE! | #VALUE! |  |  | #VALUE! | #VALUE! | #VALUE! | #VALUE! | #VALUE! | #VALUE! | #VALUE! | #VALUE! | 0 | #REF! | #VALUE! | #VALUE! | #VALUE! | #VALUE! | #VALUE! | #VALUE! | #VALUE! | 0
|  |  |  | 0 | 51 | 0 |  |  | 1 | 1.0842e-19 | 0 | 1.0669e-18 | 1.0669e-18 | 1.0669e-18 | 0 | 0 |  |  |  |  | #VALUE! | #VALUE! | #VALUE! |  |  | #VALUE! | #VALUE! | #VALUE! | #VALUE! | #VALUE! | #VALUE! | #VALUE! | #VALUE! |  |  |  |  | #VALUE! | #VALUE! | #VALUE! |  |  | #VALUE! | #VALUE! | #VALUE! | #VALUE! | #VALUE! | #VALUE! | #VALUE! | #VALUE! |  |  |  |  | #VALUE! | #VALUE! | #VALUE! |  |  | #VALUE! | #VALUE! | #VALUE! | #VALUE! | #VALUE! | #VALUE! | #VALUE! | #VALUE! |  |  |  |  | #VALUE! | #VALUE! | #VALUE! |  |  | #VALUE! | #VALUE! | #VALUE! | #VALUE! | #VALUE! | #VALUE! | #VALUE! | #VALUE! |  |  |  |  | #VALUE! | #VALUE! | #VALUE! |  |  | #VALUE! | #VALUE! | #VALUE! | #VALUE! | #VALUE! | #VALUE! | #VALUE! | #VALUE! |  |  | #VALUE! | #VALUE! | #VALUE! | #VALUE! | #VALUE! |  |  | #VALUE! | #VALUE! | #VALUE! | #VALUE! | #VALUE! | #VALUE! | #VALUE! | #VALUE! |  |  | #VALUE! | #VALUE! | #VALUE! | #VALUE! | #VALUE! |  |  | #VALUE! | #VALUE! | #VALUE! | #VALUE! | #VALUE! | #VALUE! | #VALUE! | #VALUE! | 0 | #REF! | #VALUE! | #VALUE! | #VALUE! | #VALUE! | #VALUE! | #VALUE! | #VALUE! | 0
|  |  |  | 0 | 51 | 0 |  |  | 1 | 1.0842e-19 | 0 | 1.0669e-18 | 1.0669e-18 | 1.0669e-18 | 0 | 0 |  |  |  |  | #VALUE! | #VALUE! | #VALUE! |  |  | #VALUE! | #VALUE! | #VALUE! | #VALUE! | #VALUE! | #VALUE! | #VALUE! | #VALUE! |  |  |  |  | #VALUE! | #VALUE! | #VALUE! |  |  | #VALUE! | #VALUE! | #VALUE! | #VALUE! | #VALUE! | #VALUE! | #VALUE! | #VALUE! |  |  |  |  | #VALUE! | #VALUE! | #VALUE! |  |  | #VALUE! | #VALUE! | #VALUE! | #VALUE! | #VALUE! | #VALUE! | #VALUE! | #VALUE! |  |  |  |  | #VALUE! | #VALUE! | #VALUE! |  |  | #VALUE! | #VALUE! | #VALUE! | #VALUE! | #VALUE! | #VALUE! | #VALUE! | #VALUE! |  |  |  |  | #VALUE! | #VALUE! | #VALUE! |  |  | #VALUE! | #VALUE! | #VALUE! | #VALUE! | #VALUE! | #VALUE! | #VALUE! | #VALUE! |  |  | #VALUE! | #VALUE! | #VALUE! | #VALUE! | #VALUE! |  |  | #VALUE! | #VALUE! | #VALUE! | #VALUE! | #VALUE! | #VALUE! | #VALUE! | #VALUE! |  |  | #VALUE! | #VALUE! | #VALUE! | #VALUE! | #VALUE! |  |  | #VALUE! | #VALUE! | #VALUE! | #VALUE! | #VALUE! | #VALUE! | #VALUE! | #VALUE! | 0 | #REF! | #VALUE! | #VALUE! | #VALUE! | #VALUE! | #VALUE! | #VALUE! | #VALUE! | 0
|  |  |  | 0 | 51 | 0 |  |  | 1 | 1.0842e-19 | 0 | 1.0669e-18 | 1.0669e-18 | 1.0669e-18 | 0 | 0 |  |  |  |  | #VALUE! | #VALUE! | #VALUE! |  |  | #VALUE! | #VALUE! | #VALUE! | #VALUE! | #VALUE! | #VALUE! | #VALUE! | #VALUE! |  |  |  |  | #VALUE! | #VALUE! | #VALUE! |  |  | #VALUE! | #VALUE! | #VALUE! | #VALUE! | #VALUE! | #VALUE! | #VALUE! | #VALUE! |  |  |  |  | #VALUE! | #VALUE! | #VALUE! |  |  | #VALUE! | #VALUE! | #VALUE! | #VALUE! | #VALUE! | #VALUE! | #VALUE! | #VALUE! |  |  |  |  | #VALUE! | #VALUE! | #VALUE! |  |  | #VALUE! | #VALUE! | #VALUE! | #VALUE! | #VALUE! | #VALUE! | #VALUE! | #VALUE! |  |  |  |  | #VALUE! | #VALUE! | #VALUE! |  |  | #VALUE! | #VALUE! | #VALUE! | #VALUE! | #VALUE! | #VALUE! | #VALUE! | #VALUE! |  |  | #VALUE! | #VALUE! | #VALUE! | #VALUE! | #VALUE! |  |  | #VALUE! | #VALUE! | #VALUE! | #VALUE! | #VALUE! | #VALUE! | #VALUE! | #VALUE! |  |  | #VALUE! | #VALUE! | #VALUE! | #VALUE! | #VALUE! |  |  | #VALUE! | #VALUE! | #VALUE! | #VALUE! | #VALUE! | #VALUE! | #VALUE! | #VALUE! | 0 | #REF! | #VALUE! | #VALUE! | #VALUE! | #VALUE! | #VALUE! | #VALUE! | #VALUE! | 0
|  |  |  | 0 | 51 | 0 |  |  | 1 | 1.0842e-19 | 0 | 1.0669e-18 | 1.0669e-18 | 1.0669e-18 | 0 | 0 |  |  |  |  | #VALUE! | #VALUE! | #VALUE! |  |  | #VALUE! | #VALUE! | #VALUE! | #VALUE! | #VALUE! | #VALUE! | #VALUE! | #VALUE! |  |  |  |  | #VALUE! | #VALUE! | #VALUE! |  |  | #VALUE! | #VALUE! | #VALUE! | #VALUE! | #VALUE! | #VALUE! | #VALUE! | #VALUE! |  |  |  |  | #VALUE! | #VALUE! | #VALUE! |  |  | #VALUE! | #VALUE! | #VALUE! | #VALUE! | #VALUE! | #VALUE! | #VALUE! | #VALUE! |  |  |  |  | #VALUE! | #VALUE! | #VALUE! |  |  | #VALUE! | #VALUE! | #VALUE! | #VALUE! | #VALUE! | #VALUE! | #VALUE! | #VALUE! |  |  |  |  | #VALUE! | #VALUE! | #VALUE! |  |  | #VALUE! | #VALUE! | #VALUE! | #VALUE! | #VALUE! | #VALUE! | #VALUE! | #VALUE! |  |  | #VALUE! | #VALUE! | #VALUE! | #VALUE! | #VALUE! |  |  | #VALUE! | #VALUE! | #VALUE! | #VALUE! | #VALUE! | #VALUE! | #VALUE! | #VALUE! |  |  | #VALUE! | #VALUE! | #VALUE! | #VALUE! | #VALUE! |  |  | #VALUE! | #VALUE! | #VALUE! | #VALUE! | #VALUE! | #VALUE! | #VALUE! | #VALUE! | 0 | #REF! | #VALUE! | #VALUE! | #VALUE! | #VALUE! | #VALUE! | #VALUE! | #VALUE! | 0
|  |  |  | 0 | 51 | 0 |  |  | 1 | 1.0842e-19 | 0 | 1.0669e-18 | 1.0669e-18 | 1.0669e-18 | 0 | 0 |  |  |  |  | #VALUE! | #VALUE! | #VALUE! |  |  | #VALUE! | #VALUE! | #VALUE! | #VALUE! | #VALUE! | #VALUE! | #VALUE! | #VALUE! |  |  |  |  | #VALUE! | #VALUE! | #VALUE! |  |  | #VALUE! | #VALUE! | #VALUE! | #VALUE! | #VALUE! | #VALUE! | #VALUE! | #VALUE! |  |  |  |  | #VALUE! | #VALUE! | #VALUE! |  |  | #VALUE! | #VALUE! | #VALUE! | #VALUE! | #VALUE! | #VALUE! | #VALUE! | #VALUE! |  |  |  |  | #VALUE! | #VALUE! | #VALUE! |  |  | #VALUE! | #VALUE! | #VALUE! | #VALUE! | #VALUE! | #VALUE! | #VALUE! | #VALUE! |  |  |  |  | #VALUE! | #VALUE! | #VALUE! |  |  | #VALUE! | #VALUE! | #VALUE! | #VALUE! | #VALUE! | #VALUE! | #VALUE! | #VALUE! |  |  | #VALUE! | #VALUE! | #VALUE! | #VALUE! | #VALUE! |  |  | #VALUE! | #VALUE! | #VALUE! | #VALUE! | #VALUE! | #VALUE! | #VALUE! | #VALUE! |  |  | #VALUE! | #VALUE! | #VALUE! | #VALUE! | #VALUE! |  |  | #VALUE! | #VALUE! | #VALUE! | #VALUE! | #VALUE! | #VALUE! | #VALUE! | #VALUE! | 0 | #REF! | #VALUE! | #VALUE! | #VALUE! | #VALUE! | #VALUE! | #VALUE! | #VALUE! | 0
|  |  |  | 0 | 51 | 0 |  |  | 1 | 1.0842e-19 | 0 | 1.0669e-18 | 1.0669e-18 | 1.0669e-18 | 0 | 0 |  |  |  |  | #VALUE! | #VALUE! | #VALUE! |  |  | #VALUE! | #VALUE! | #VALUE! | #VALUE! | #VALUE! | #VALUE! | #VALUE! | #VALUE! |  |  |  |  | #VALUE! | #VALUE! | #VALUE! |  |  | #VALUE! | #VALUE! | #VALUE! | #VALUE! | #VALUE! | #VALUE! | #VALUE! | #VALUE! |  |  |  |  | #VALUE! | #VALUE! | #VALUE! |  |  | #VALUE! | #VALUE! | #VALUE! | #VALUE! | #VALUE! | #VALUE! | #VALUE! | #VALUE! |  |  |  |  | #VALUE! | #VALUE! | #VALUE! |  |  | #VALUE! | #VALUE! | #VALUE! | #VALUE! | #VALUE! | #VALUE! | #VALUE! | #VALUE! |  |  |  |  | #VALUE! | #VALUE! | #VALUE! |  |  | #VALUE! | #VALUE! | #VALUE! | #VALUE! | #VALUE! | #VALUE! | #VALUE! | #VALUE! |  |  | #VALUE! | #VALUE! | #VALUE! | #VALUE! | #VALUE! |  |  | #VALUE! | #VALUE! | #VALUE! | #VALUE! | #VALUE! | #VALUE! | #VALUE! | #VALUE! |  |  | #VALUE! | #VALUE! | #VALUE! | #VALUE! | #VALUE! |  |  | #VALUE! | #VALUE! | #VALUE! | #VALUE! | #VALUE! | #VALUE! | #VALUE! | #VALUE! | 0 | #REF! | #VALUE! | #VALUE! | #VALUE! | #VALUE! | #VALUE! | #VALUE! | #VALUE! | 0
|  |  |  | 0 | 51 | 0 |  |  | 1 | 1.0842e-19 | 0 | 1.0669e-18 | 1.0669e-18 | 1.0669e-18 | 0 | 0 |  |  |  |  | #VALUE! | #VALUE! | #VALUE! |  |  | #VALUE! | #VALUE! | #VALUE! | #VALUE! | #VALUE! | #VALUE! | #VALUE! | #VALUE! |  |  |  |  | #VALUE! | #VALUE! | #VALUE! |  |  | #VALUE! | #VALUE! | #VALUE! | #VALUE! | #VALUE! | #VALUE! | #VALUE! | #VALUE! |  |  |  |  | #VALUE! | #VALUE! | #VALUE! |  |  | #VALUE! | #VALUE! | #VALUE! | #VALUE! | #VALUE! | #VALUE! | #VALUE! | #VALUE! |  |  |  |  | #VALUE! | #VALUE! | #VALUE! |  |  | #VALUE! | #VALUE! | #VALUE! | #VALUE! | #VALUE! | #VALUE! | #VALUE! | #VALUE! |  |  |  |  | #VALUE! | #VALUE! | #VALUE! |  |  | #VALUE! | #VALUE! | #VALUE! | #VALUE! | #VALUE! | #VALUE! | #VALUE! | #VALUE! |  |  | #VALUE! | #VALUE! | #VALUE! | #VALUE! | #VALUE! |  |  | #VALUE! | #VALUE! | #VALUE! | #VALUE! | #VALUE! | #VALUE! | #VALUE! | #VALUE! |  |  | #VALUE! | #VALUE! | #VALUE! | #VALUE! | #VALUE! |  |  | #VALUE! | #VALUE! | #VALUE! | #VALUE! | #VALUE! | #VALUE! | #VALUE! | #VALUE! | 0 | #REF! | #VALUE! | #VALUE! | #VALUE! | #VALUE! | #VALUE! | #VALUE! | #VALUE! | 0
|  |  |  | 0 | 51 | 0 |  |  | 1 | 1.0842e-19 | 0 | 1.0669e-18 | 1.0669e-18 | 1.0669e-18 | 0 | 0 |  |  |  |  | #VALUE! | #VALUE! | #VALUE! |  |  | #VALUE! | #VALUE! | #VALUE! | #VALUE! | #VALUE! | #VALUE! | #VALUE! | #VALUE! |  |  |  |  | #VALUE! | #VALUE! | #VALUE! |  |  | #VALUE! | #VALUE! | #VALUE! | #VALUE! | #VALUE! | #VALUE! | #VALUE! | #VALUE! |  |  |  |  | #VALUE! | #VALUE! | #VALUE! |  |  | #VALUE! | #VALUE! | #VALUE! | #VALUE! | #VALUE! | #VALUE! | #VALUE! | #VALUE! |  |  |  |  | #VALUE! | #VALUE! | #VALUE! |  |  | #VALUE! | #VALUE! | #VALUE! | #VALUE! | #VALUE! | #VALUE! | #VALUE! | #VALUE! |  |  |  |  | #VALUE! | #VALUE! | #VALUE! |  |  | #VALUE! | #VALUE! | #VALUE! | #VALUE! | #VALUE! | #VALUE! | #VALUE! | #VALUE! |  |  | #VALUE! | #VALUE! | #VALUE! | #VALUE! | #VALUE! |  |  | #VALUE! | #VALUE! | #VALUE! | #VALUE! | #VALUE! | #VALUE! | #VALUE! | #VALUE! |  |  | #VALUE! | #VALUE! | #VALUE! | #VALUE! | #VALUE! |  |  | #VALUE! | #VALUE! | #VALUE! | #VALUE! | #VALUE! | #VALUE! | #VALUE! | #VALUE! | 0 | #REF! | #VALUE! | #VALUE! | #VALUE! | #VALUE! | #VALUE! | #VALUE! | #VALUE! | 0
|  |  |  | 0 | 51 | 0 |  |  | 1 | 1.0842e-19 | 0 | 1.0669e-18 | 1.0669e-18 | 1.0669e-18 | 0 | 0 |  |  |  |  | #VALUE! | #VALUE! | #VALUE! |  |  | #VALUE! | #VALUE! | #VALUE! | #VALUE! | #VALUE! | #VALUE! | #VALUE! | #VALUE! |  |  |  |  | #VALUE! | #VALUE! | #VALUE! |  |  | #VALUE! | #VALUE! | #VALUE! | #VALUE! | #VALUE! | #VALUE! | #VALUE! | #VALUE! |  |  |  |  | #VALUE! | #VALUE! | #VALUE! |  |  | #VALUE! | #VALUE! | #VALUE! | #VALUE! | #VALUE! | #VALUE! | #VALUE! | #VALUE! |  |  |  |  | #VALUE! | #VALUE! | #VALUE! |  |  | #VALUE! | #VALUE! | #VALUE! | #VALUE! | #VALUE! | #VALUE! | #VALUE! | #VALUE! |  |  |  |  | #VALUE! | #VALUE! | #VALUE! |  |  | #VALUE! | #VALUE! | #VALUE! | #VALUE! | #VALUE! | #VALUE! | #VALUE! | #VALUE! |  |  | #VALUE! | #VALUE! | #VALUE! | #VALUE! | #VALUE! |  |  | #VALUE! | #VALUE! | #VALUE! | #VALUE! | #VALUE! | #VALUE! | #VALUE! | #VALUE! |  |  | #VALUE! | #VALUE! | #VALUE! | #VALUE! | #VALUE! |  |  | #VALUE! | #VALUE! | #VALUE! | #VALUE! | #VALUE! | #VALUE! | #VALUE! | #VALUE! | 0 | #REF! | #VALUE! | #VALUE! | #VALUE! | #VALUE! | #VALUE! | #VALUE! | #VALUE! | 0
|  |  |  | 0 | 51 | 0 |  |  | 1 | 1.0842e-19 | 0 | 1.0669e-18 | 1.0669e-18 | 1.0669e-18 | 0 | 0 |  |  |  |  | #VALUE! | #VALUE! | #VALUE! |  |  | #VALUE! | #VALUE! | #VALUE! | #VALUE! | #VALUE! | #VALUE! | #VALUE! | #VALUE! |  |  |  |  | #VALUE! | #VALUE! | #VALUE! |  |  | #VALUE! | #VALUE! | #VALUE! | #VALUE! | #VALUE! | #VALUE! | #VALUE! | #VALUE! |  |  |  |  | #VALUE! | #VALUE! | #VALUE! |  |  | #VALUE! | #VALUE! | #VALUE! | #VALUE! | #VALUE! | #VALUE! | #VALUE! | #VALUE! |  |  |  |  | #VALUE! | #VALUE! | #VALUE! |  |  | #VALUE! | #VALUE! | #VALUE! | #VALUE! | #VALUE! | #VALUE! | #VALUE! | #VALUE! |  |  |  |  | #VALUE! | #VALUE! | #VALUE! |  |  | #VALUE! | #VALUE! | #VALUE! | #VALUE! | #VALUE! | #VALUE! | #VALUE! | #VALUE! |  |  | #VALUE! | #VALUE! | #VALUE! | #VALUE! | #VALUE! |  |  | #VALUE! | #VALUE! | #VALUE! | #VALUE! | #VALUE! | #VALUE! | #VALUE! | #VALUE! |  |  | #VALUE! | #VALUE! | #VALUE! | #VALUE! | #VALUE! |  |  | #VALUE! | #VALUE! | #VALUE! | #VALUE! | #VALUE! | #VALUE! | #VALUE! | #VALUE! | 0 | #REF! | #VALUE! | #VALUE! | #VALUE! | #VALUE! | #VALUE! | #VALUE! | #VALUE! | 0
|  |  |  | 0 | 51 | 0 |  |  | 1 | 1.0842e-19 | 0 | 1.0669e-18 | 1.0669e-18 | 1.0669e-18 | 0 | 0 |  |  |  |  | #VALUE! | #VALUE! | #VALUE! |  |  | #VALUE! | #VALUE! | #VALUE! | #VALUE! | #VALUE! | #VALUE! | #VALUE! | #VALUE! |  |  |  |  | #VALUE! | #VALUE! | #VALUE! |  |  | #VALUE! | #VALUE! | #VALUE! | #VALUE! | #VALUE! | #VALUE! | #VALUE! | #VALUE! |  |  |  |  | #VALUE! | #VALUE! | #VALUE! |  |  | #VALUE! | #VALUE! | #VALUE! | #VALUE! | #VALUE! | #VALUE! | #VALUE! | #VALUE! |  |  |  |  | #VALUE! | #VALUE! | #VALUE! |  |  | #VALUE! | #VALUE! | #VALUE! | #VALUE! | #VALUE! | #VALUE! | #VALUE! | #VALUE! |  |  |  |  | #VALUE! | #VALUE! | #VALUE! |  |  | #VALUE! | #VALUE! | #VALUE! | #VALUE! | #VALUE! | #VALUE! | #VALUE! | #VALUE! |  |  | #VALUE! | #VALUE! | #VALUE! | #VALUE! | #VALUE! |  |  | #VALUE! | #VALUE! | #VALUE! | #VALUE! | #VALUE! | #VALUE! | #VALUE! | #VALUE! |  |  | #VALUE! | #VALUE! | #VALUE! | #VALUE! | #VALUE! |  |  | #VALUE! | #VALUE! | #VALUE! | #VALUE! | #VALUE! | #VALUE! | #VALUE! | #VALUE! | 0 | #REF! | #VALUE! | #VALUE! | #VALUE! | #VALUE! | #VALUE! | #VALUE! | #VALUE! | 0
|  |  |  | 0 | 51 | 0 |  |  | 1 | 1.0842e-19 | 0 | 1.0669e-18 | 1.0669e-18 | 1.0669e-18 | 0 | 0 |  |  |  |  | #VALUE! | #VALUE! | #VALUE! |  |  | #VALUE! | #VALUE! | #VALUE! | #VALUE! | #VALUE! | #VALUE! | #VALUE! | #VALUE! |  |  |  |  | #VALUE! | #VALUE! | #VALUE! |  |  | #VALUE! | #VALUE! | #VALUE! | #VALUE! | #VALUE! | #VALUE! | #VALUE! | #VALUE! |  |  |  |  | #VALUE! | #VALUE! | #VALUE! |  |  | #VALUE! | #VALUE! | #VALUE! | #VALUE! | #VALUE! | #VALUE! | #VALUE! | #VALUE! |  |  |  |  | #VALUE! | #VALUE! | #VALUE! |  |  | #VALUE! | #VALUE! | #VALUE! | #VALUE! | #VALUE! | #VALUE! | #VALUE! | #VALUE! |  |  |  |  | #VALUE! | #VALUE! | #VALUE! |  |  | #VALUE! | #VALUE! | #VALUE! | #VALUE! | #VALUE! | #VALUE! | #VALUE! | #VALUE! |  |  | #VALUE! | #VALUE! | #VALUE! | #VALUE! | #VALUE! |  |  | #VALUE! | #VALUE! | #VALUE! | #VALUE! | #VALUE! | #VALUE! | #VALUE! | #VALUE! |  |  | #VALUE! | #VALUE! | #VALUE! | #VALUE! | #VALUE! |  |  | #VALUE! | #VALUE! | #VALUE! | #VALUE! | #VALUE! | #VALUE! | #VALUE! | #VALUE! | 0 | #REF! | #VALUE! | #VALUE! | #VALUE! | #VALUE! | #VALUE! | #VALUE! | #VALUE! | 0
|  |  |  | 0 | 51 | 0 |  |  | 1 | 1.0842e-19 | 0 | 1.0669e-18 | 1.0669e-18 | 1.0669e-18 | 0 | 0 |  |  |  |  | #VALUE! | #VALUE! | #VALUE! |  |  | #VALUE! | #VALUE! | #VALUE! | #VALUE! | #VALUE! | #VALUE! | #VALUE! | #VALUE! |  |  |  |  | #VALUE! | #VALUE! | #VALUE! |  |  | #VALUE! | #VALUE! | #VALUE! | #VALUE! | #VALUE! | #VALUE! | #VALUE! | #VALUE! |  |  |  |  | #VALUE! | #VALUE! | #VALUE! |  |  | #VALUE! | #VALUE! | #VALUE! | #VALUE! | #VALUE! | #VALUE! | #VALUE! | #VALUE! |  |  |  |  | #VALUE! | #VALUE! | #VALUE! |  |  | #VALUE! | #VALUE! | #VALUE! | #VALUE! | #VALUE! | #VALUE! | #VALUE! | #VALUE! |  |  |  |  | #VALUE! | #VALUE! | #VALUE! |  |  | #VALUE! | #VALUE! | #VALUE! | #VALUE! | #VALUE! | #VALUE! | #VALUE! | #VALUE! |  |  | #VALUE! | #VALUE! | #VALUE! | #VALUE! | #VALUE! |  |  | #VALUE! | #VALUE! | #VALUE! | #VALUE! | #VALUE! | #VALUE! | #VALUE! | #VALUE! |  |  | #VALUE! | #VALUE! | #VALUE! | #VALUE! | #VALUE! |  |  | #VALUE! | #VALUE! | #VALUE! | #VALUE! | #VALUE! | #VALUE! | #VALUE! | #VALUE! | 0 | #REF! | #VALUE! | #VALUE! | #VALUE! | #VALUE! | #VALUE! | #VALUE! | #VALUE! | 0
|  |  |  | 0 | 51 | 0 |  |  | 1 | 1.0842e-19 | 0 | 1.0669e-18 | 1.0669e-18 | 1.0669e-18 | 0 | 0 |  |  |  |  | #VALUE! | #VALUE! | #VALUE! |  |  | #VALUE! | #VALUE! | #VALUE! | #VALUE! | #VALUE! | #VALUE! | #VALUE! | #VALUE! |  |  |  |  | #VALUE! | #VALUE! | #VALUE! |  |  | #VALUE! | #VALUE! | #VALUE! | #VALUE! | #VALUE! | #VALUE! | #VALUE! | #VALUE! |  |  |  |  | #VALUE! | #VALUE! | #VALUE! |  |  | #VALUE! | #VALUE! | #VALUE! | #VALUE! | #VALUE! | #VALUE! | #VALUE! | #VALUE! |  |  |  |  | #VALUE! | #VALUE! | #VALUE! |  |  | #VALUE! | #VALUE! | #VALUE! | #VALUE! | #VALUE! | #VALUE! | #VALUE! | #VALUE! |  |  |  |  | #VALUE! | #VALUE! | #VALUE! |  |  | #VALUE! | #VALUE! | #VALUE! | #VALUE! | #VALUE! | #VALUE! | #VALUE! | #VALUE! |  |  | #VALUE! | #VALUE! | #VALUE! | #VALUE! | #VALUE! |  |  | #VALUE! | #VALUE! | #VALUE! | #VALUE! | #VALUE! | #VALUE! | #VALUE! | #VALUE! |  |  | #VALUE! | #VALUE! | #VALUE! | #VALUE! | #VALUE! |  |  | #VALUE! | #VALUE! | #VALUE! | #VALUE! | #VALUE! | #VALUE! | #VALUE! | #VALUE! | 0 | #REF! | #VALUE! | #VALUE! | #VALUE! | #VALUE! | #VALUE! | #VALUE! | #VALUE! | 0
|  |  |  | 0 | 51 | 0 |  |  | 1 | 1.0842e-19 | 0 | 1.0669e-18 | 1.0669e-18 | 1.0669e-18 | 0 | 0 |  |  |  |  | #VALUE! | #VALUE! | #VALUE! |  |  | #VALUE! | #VALUE! | #VALUE! | #VALUE! | #VALUE! | #VALUE! | #VALUE! | #VALUE! |  |  |  |  | #VALUE! | #VALUE! | #VALUE! |  |  | #VALUE! | #VALUE! | #VALUE! | #VALUE! | #VALUE! | #VALUE! | #VALUE! | #VALUE! |  |  |  |  | #VALUE! | #VALUE! | #VALUE! |  |  | #VALUE! | #VALUE! | #VALUE! | #VALUE! | #VALUE! | #VALUE! | #VALUE! | #VALUE! |  |  |  |  | #VALUE! | #VALUE! | #VALUE! |  |  | #VALUE! | #VALUE! | #VALUE! | #VALUE! | #VALUE! | #VALUE! | #VALUE! | #VALUE! |  |  |  |  | #VALUE! | #VALUE! | #VALUE! |  |  | #VALUE! | #VALUE! | #VALUE! | #VALUE! | #VALUE! | #VALUE! | #VALUE! | #VALUE! |  |  | #VALUE! | #VALUE! | #VALUE! | #VALUE! | #VALUE! |  |  | #VALUE! | #VALUE! | #VALUE! | #VALUE! | #VALUE! | #VALUE! | #VALUE! | #VALUE! |  |  | #VALUE! | #VALUE! | #VALUE! | #VALUE! | #VALUE! |  |  | #VALUE! | #VALUE! | #VALUE! | #VALUE! | #VALUE! | #VALUE! | #VALUE! | #VALUE! | 0 | #REF! | #VALUE! | #VALUE! | #VALUE! | #VALUE! | #VALUE! | #VALUE! | #VALUE! | 0
|  |  |  | 0 | 51 | 0 |  |  | 1 | 1.0842e-19 | 0 | 1.0669e-18 | 1.0669e-18 | 1.0669e-18 | 0 | 0 |  |  |  |  | #VALUE! | #VALUE! | #VALUE! |  |  | #VALUE! | #VALUE! | #VALUE! | #VALUE! | #VALUE! | #VALUE! | #VALUE! | #VALUE! |  |  |  |  | #VALUE! | #VALUE! | #VALUE! |  |  | #VALUE! | #VALUE! | #VALUE! | #VALUE! | #VALUE! | #VALUE! | #VALUE! | #VALUE! |  |  |  |  | #VALUE! | #VALUE! | #VALUE! |  |  | #VALUE! | #VALUE! | #VALUE! | #VALUE! | #VALUE! | #VALUE! | #VALUE! | #VALUE! |  |  |  |  | #VALUE! | #VALUE! | #VALUE! |  |  | #VALUE! | #VALUE! | #VALUE! | #VALUE! | #VALUE! | #VALUE! | #VALUE! | #VALUE! |  |  |  |  | #VALUE! | #VALUE! | #VALUE! |  |  | #VALUE! | #VALUE! | #VALUE! | #VALUE! | #VALUE! | #VALUE! | #VALUE! | #VALUE! |  |  | #VALUE! | #VALUE! | #VALUE! | #VALUE! | #VALUE! |  |  | #VALUE! | #VALUE! | #VALUE! | #VALUE! | #VALUE! | #VALUE! | #VALUE! | #VALUE! |  |  | #VALUE! | #VALUE! | #VALUE! | #VALUE! | #VALUE! |  |  | #VALUE! | #VALUE! | #VALUE! | #VALUE! | #VALUE! | #VALUE! | #VALUE! | #VALUE! | 0 | #REF! | #VALUE! | #VALUE! | #VALUE! | #VALUE! | #VALUE! | #VALUE! | #VALUE! | 0
|  |  |  | 0 | 51 | 0 |  |  | 1 | 1.0842e-19 | 0 | 1.0669e-18 | 1.0669e-18 | 1.0669e-18 | 0 | 0 |  |  |  |  | #VALUE! | #VALUE! | #VALUE! |  |  | #VALUE! | #VALUE! | #VALUE! | #VALUE! | #VALUE! | #VALUE! | #VALUE! | #VALUE! |  |  |  |  | #VALUE! | #VALUE! | #VALUE! |  |  | #VALUE! | #VALUE! | #VALUE! | #VALUE! | #VALUE! | #VALUE! | #VALUE! | #VALUE! |  |  |  |  | #VALUE! | #VALUE! | #VALUE! |  |  | #VALUE! | #VALUE! | #VALUE! | #VALUE! | #VALUE! | #VALUE! | #VALUE! | #VALUE! |  |  |  |  | #VALUE! | #VALUE! | #VALUE! |  |  | #VALUE! | #VALUE! | #VALUE! | #VALUE! | #VALUE! | #VALUE! | #VALUE! | #VALUE! |  |  |  |  | #VALUE! | #VALUE! | #VALUE! |  |  | #VALUE! | #VALUE! | #VALUE! | #VALUE! | #VALUE! | #VALUE! | #VALUE! | #VALUE! |  |  | #VALUE! | #VALUE! | #VALUE! | #VALUE! | #VALUE! |  |  | #VALUE! | #VALUE! | #VALUE! | #VALUE! | #VALUE! | #VALUE! | #VALUE! | #VALUE! |  |  | #VALUE! | #VALUE! | #VALUE! | #VALUE! | #VALUE! |  |  | #VALUE! | #VALUE! | #VALUE! | #VALUE! | #VALUE! | #VALUE! | #VALUE! | #VALUE! | 0 | #REF! | #VALUE! | #VALUE! | #VALUE! | #VALUE! | #VALUE! | #VALUE! | #VALUE! | 0
|  |  |  | 0 | 51 | 0 |  |  | 1 | 1.0842e-19 | 0 | 1.0669e-18 | 1.0669e-18 | 1.0669e-18 | 0 | 0 |  |  |  |  | #VALUE! | #VALUE! | #VALUE! |  |  | #VALUE! | #VALUE! | #VALUE! | #VALUE! | #VALUE! | #VALUE! | #VALUE! | #VALUE! |  |  |  |  | #VALUE! | #VALUE! | #VALUE! |  |  | #VALUE! | #VALUE! | #VALUE! | #VALUE! | #VALUE! | #VALUE! | #VALUE! | #VALUE! |  |  |  |  | #VALUE! | #VALUE! | #VALUE! |  |  | #VALUE! | #VALUE! | #VALUE! | #VALUE! | #VALUE! | #VALUE! | #VALUE! | #VALUE! |  |  |  |  | #VALUE! | #VALUE! | #VALUE! |  |  | #VALUE! | #VALUE! | #VALUE! | #VALUE! | #VALUE! | #VALUE! | #VALUE! | #VALUE! |  |  |  |  | #VALUE! | #VALUE! | #VALUE! |  |  | #VALUE! | #VALUE! | #VALUE! | #VALUE! | #VALUE! | #VALUE! | #VALUE! | #VALUE! |  |  | #VALUE! | #VALUE! | #VALUE! | #VALUE! | #VALUE! |  |  | #VALUE! | #VALUE! | #VALUE! | #VALUE! | #VALUE! | #VALUE! | #VALUE! | #VALUE! |  |  | #VALUE! | #VALUE! | #VALUE! | #VALUE! | #VALUE! |  |  | #VALUE! | #VALUE! | #VALUE! | #VALUE! | #VALUE! | #VALUE! | #VALUE! | #VALUE! | 0 | #REF! | #VALUE! | #VALUE! | #VALUE! | #VALUE! | #VALUE! | #VALUE! | #VALUE! | 0
|  |  |  | 0 | 51 | 0 |  |  | 1 | 1.0842e-19 | 0 | 1.0669e-18 | 1.0669e-18 | 1.0669e-18 | 0 | 0 |  |  |  |  | #VALUE! | #VALUE! | #VALUE! |  |  | #VALUE! | #VALUE! | #VALUE! | #VALUE! | #VALUE! | #VALUE! | #VALUE! | #VALUE! |  |  |  |  | #VALUE! | #VALUE! | #VALUE! |  |  | #VALUE! | #VALUE! | #VALUE! | #VALUE! | #VALUE! | #VALUE! | #VALUE! | #VALUE! |  |  |  |  | #VALUE! | #VALUE! | #VALUE! |  |  | #VALUE! | #VALUE! | #VALUE! | #VALUE! | #VALUE! | #VALUE! | #VALUE! | #VALUE! |  |  |  |  | #VALUE! | #VALUE! | #VALUE! |  |  | #VALUE! | #VALUE! | #VALUE! | #VALUE! | #VALUE! | #VALUE! | #VALUE! | #VALUE! |  |  |  |  | #VALUE! | #VALUE! | #VALUE! |  |  | #VALUE! | #VALUE! | #VALUE! | #VALUE! | #VALUE! | #VALUE! | #VALUE! | #VALUE! |  |  | #VALUE! | #VALUE! | #VALUE! | #VALUE! | #VALUE! |  |  | #VALUE! | #VALUE! | #VALUE! | #VALUE! | #VALUE! | #VALUE! | #VALUE! | #VALUE! |  |  | #VALUE! | #VALUE! | #VALUE! | #VALUE! | #VALUE! |  |  | #VALUE! | #VALUE! | #VALUE! | #VALUE! | #VALUE! | #VALUE! | #VALUE! | #VALUE! | 0 | #REF! | #VALUE! | #VALUE! | #VALUE! | #VALUE! | #VALUE! | #VALUE! | #VALUE! | 0
|  |  |  | 0 | 51 | 0 |  |  | 1 | 1.0842e-19 | 0 | 1.0669e-18 | 1.0669e-18 | 1.0669e-18 | 0 | 0 |  |  |  |  | #VALUE! | #VALUE! | #VALUE! |  |  | #VALUE! | #VALUE! | #VALUE! | #VALUE! | #VALUE! | #VALUE! | #VALUE! | #VALUE! |  |  |  |  | #VALUE! | #VALUE! | #VALUE! |  |  | #VALUE! | #VALUE! | #VALUE! | #VALUE! | #VALUE! | #VALUE! | #VALUE! | #VALUE! |  |  |  |  | #VALUE! | #VALUE! | #VALUE! |  |  | #VALUE! | #VALUE! | #VALUE! | #VALUE! | #VALUE! | #VALUE! | #VALUE! | #VALUE! |  |  |  |  | #VALUE! | #VALUE! | #VALUE! |  |  | #VALUE! | #VALUE! | #VALUE! | #VALUE! | #VALUE! | #VALUE! | #VALUE! | #VALUE! |  |  |  |  | #VALUE! | #VALUE! | #VALUE! |  |  | #VALUE! | #VALUE! | #VALUE! | #VALUE! | #VALUE! | #VALUE! | #VALUE! | #VALUE! |  |  | #VALUE! | #VALUE! | #VALUE! | #VALUE! | #VALUE! |  |  | #VALUE! | #VALUE! | #VALUE! | #VALUE! | #VALUE! | #VALUE! | #VALUE! | #VALUE! |  |  | #VALUE! | #VALUE! | #VALUE! | #VALUE! | #VALUE! |  |  | #VALUE! | #VALUE! | #VALUE! | #VALUE! | #VALUE! | #VALUE! | #VALUE! | #VALUE! | 0 | #REF! | #VALUE! | #VALUE! | #VALUE! | #VALUE! | #VALUE! | #VALUE! | #VALUE! | 0
|  |  |  | 0 | 51 | 0 |  |  | 1 | 1.0842e-19 | 0 | 1.0669e-18 | 1.0669e-18 | 1.0669e-18 | 0 | 0 |  |  |  |  | #VALUE! | #VALUE! | #VALUE! |  |  | #VALUE! | #VALUE! | #VALUE! | #VALUE! | #VALUE! | #VALUE! | #VALUE! | #VALUE! |  |  |  |  | #VALUE! | #VALUE! | #VALUE! |  |  | #VALUE! | #VALUE! | #VALUE! | #VALUE! | #VALUE! | #VALUE! | #VALUE! | #VALUE! |  |  |  |  | #VALUE! | #VALUE! | #VALUE! |  |  | #VALUE! | #VALUE! | #VALUE! | #VALUE! | #VALUE! | #VALUE! | #VALUE! | #VALUE! |  |  |  |  | #VALUE! | #VALUE! | #VALUE! |  |  | #VALUE! | #VALUE! | #VALUE! | #VALUE! | #VALUE! | #VALUE! | #VALUE! | #VALUE! |  |  |  |  | #VALUE! | #VALUE! | #VALUE! |  |  | #VALUE! | #VALUE! | #VALUE! | #VALUE! | #VALUE! | #VALUE! | #VALUE! | #VALUE! |  |  | #VALUE! | #VALUE! | #VALUE! | #VALUE! | #VALUE! |  |  | #VALUE! | #VALUE! | #VALUE! | #VALUE! | #VALUE! | #VALUE! | #VALUE! | #VALUE! |  |  | #VALUE! | #VALUE! | #VALUE! | #VALUE! | #VALUE! |  |  | #VALUE! | #VALUE! | #VALUE! | #VALUE! | #VALUE! | #VALUE! | #VALUE! | #VALUE! | 0 | #REF! | #VALUE! | #VALUE! | #VALUE! | #VALUE! | #VALUE! | #VALUE! | #VALUE! | 0
|  |  |  | 0 | 51 | 0 |  |  | 1 | 1.0842e-19 | 0 | 1.0669e-18 | 1.0669e-18 | 1.0669e-18 | 0 | 0 |  |  |  |  | #VALUE! | #VALUE! | #VALUE! |  |  | #VALUE! | #VALUE! | #VALUE! | #VALUE! | #VALUE! | #VALUE! | #VALUE! | #VALUE! |  |  |  |  | #VALUE! | #VALUE! | #VALUE! |  |  | #VALUE! | #VALUE! | #VALUE! | #VALUE! | #VALUE! | #VALUE! | #VALUE! | #VALUE! |  |  |  |  | #VALUE! | #VALUE! | #VALUE! |  |  | #VALUE! | #VALUE! | #VALUE! | #VALUE! | #VALUE! | #VALUE! | #VALUE! | #VALUE! |  |  |  |  | #VALUE! | #VALUE! | #VALUE! |  |  | #VALUE! | #VALUE! | #VALUE! | #VALUE! | #VALUE! | #VALUE! | #VALUE! | #VALUE! |  |  |  |  | #VALUE! | #VALUE! | #VALUE! |  |  | #VALUE! | #VALUE! | #VALUE! | #VALUE! | #VALUE! | #VALUE! | #VALUE! | #VALUE! |  |  | #VALUE! | #VALUE! | #VALUE! | #VALUE! | #VALUE! |  |  | #VALUE! | #VALUE! | #VALUE! | #VALUE! | #VALUE! | #VALUE! | #VALUE! | #VALUE! |  |  | #VALUE! | #VALUE! | #VALUE! | #VALUE! | #VALUE! |  |  | #VALUE! | #VALUE! | #VALUE! | #VALUE! | #VALUE! | #VALUE! | #VALUE! | #VALUE! | 0 | #REF! | #VALUE! | #VALUE! | #VALUE! | #VALUE! | #VALUE! | #VALUE! | #VALUE! | 0
|  |  |  | 0 | 51 | 0 |  |  | 1 | 1.0842e-19 | 0 | 1.0669e-18 | 1.0669e-18 | 1.0669e-18 | 0 | 0 |  |  |  |  | #VALUE! | #VALUE! | #VALUE! |  |  | #VALUE! | #VALUE! | #VALUE! | #VALUE! | #VALUE! | #VALUE! | #VALUE! | #VALUE! |  |  |  |  | #VALUE! | #VALUE! | #VALUE! |  |  | #VALUE! | #VALUE! | #VALUE! | #VALUE! | #VALUE! | #VALUE! | #VALUE! | #VALUE! |  |  |  |  | #VALUE! | #VALUE! | #VALUE! |  |  | #VALUE! | #VALUE! | #VALUE! | #VALUE! | #VALUE! | #VALUE! | #VALUE! | #VALUE! |  |  |  |  | #VALUE! | #VALUE! | #VALUE! |  |  | #VALUE! | #VALUE! | #VALUE! | #VALUE! | #VALUE! | #VALUE! | #VALUE! | #VALUE! |  |  |  |  | #VALUE! | #VALUE! | #VALUE! |  |  | #VALUE! | #VALUE! | #VALUE! | #VALUE! | #VALUE! | #VALUE! | #VALUE! | #VALUE! |  |  | #VALUE! | #VALUE! | #VALUE! | #VALUE! | #VALUE! |  |  | #VALUE! | #VALUE! | #VALUE! | #VALUE! | #VALUE! | #VALUE! | #VALUE! | #VALUE! |  |  | #VALUE! | #VALUE! | #VALUE! | #VALUE! | #VALUE! |  |  | #VALUE! | #VALUE! | #VALUE! | #VALUE! | #VALUE! | #VALUE! | #VALUE! | #VALUE! | 0 | #REF! | #VALUE! | #VALUE! | #VALUE! | #VALUE! | #VALUE! | #VALUE! | #VALUE! | 0
|  |  |  | 0 | 51 | 0 |  |  | 1 | 1.0842e-19 | 0 | 1.0669e-18 | 1.0669e-18 | 1.0669e-18 | 0 | 0 |  |  |  |  | #VALUE! | #VALUE! | #VALUE! |  |  | #VALUE! | #VALUE! | #VALUE! | #VALUE! | #VALUE! | #VALUE! | #VALUE! | #VALUE! |  |  |  |  | #VALUE! | #VALUE! | #VALUE! |  |  | #VALUE! | #VALUE! | #VALUE! | #VALUE! | #VALUE! | #VALUE! | #VALUE! | #VALUE! |  |  |  |  | #VALUE! | #VALUE! | #VALUE! |  |  | #VALUE! | #VALUE! | #VALUE! | #VALUE! | #VALUE! | #VALUE! | #VALUE! | #VALUE! |  |  |  |  | #VALUE! | #VALUE! | #VALUE! |  |  | #VALUE! | #VALUE! | #VALUE! | #VALUE! | #VALUE! | #VALUE! | #VALUE! | #VALUE! |  |  |  |  | #VALUE! | #VALUE! | #VALUE! |  |  | #VALUE! | #VALUE! | #VALUE! | #VALUE! | #VALUE! | #VALUE! | #VALUE! | #VALUE! |  |  | #VALUE! | #VALUE! | #VALUE! | #VALUE! | #VALUE! |  |  | #VALUE! | #VALUE! | #VALUE! | #VALUE! | #VALUE! | #VALUE! | #VALUE! | #VALUE! |  |  | #VALUE! | #VALUE! | #VALUE! | #VALUE! | #VALUE! |  |  | #VALUE! | #VALUE! | #VALUE! | #VALUE! | #VALUE! | #VALUE! | #VALUE! | #VALUE! | 0 | #REF! | #VALUE! | #VALUE! | #VALUE! | #VALUE! | #VALUE! | #VALUE! | #VALUE! | 0
|  |  |  | 0 | 51 | 0 |  |  | 1 | 1.0842e-19 | 0 | 1.0669e-18 | 1.0669e-18 | 1.0669e-18 | 0 | 0 |  |  |  |  | #VALUE! | #VALUE! | #VALUE! |  |  | #VALUE! | #VALUE! | #VALUE! | #VALUE! | #VALUE! | #VALUE! | #VALUE! | #VALUE! |  |  |  |  | #VALUE! | #VALUE! | #VALUE! |  |  | #VALUE! | #VALUE! | #VALUE! | #VALUE! | #VALUE! | #VALUE! | #VALUE! | #VALUE! |  |  |  |  | #VALUE! | #VALUE! | #VALUE! |  |  | #VALUE! | #VALUE! | #VALUE! | #VALUE! | #VALUE! | #VALUE! | #VALUE! | #VALUE! |  |  |  |  | #VALUE! | #VALUE! | #VALUE! |  |  | #VALUE! | #VALUE! | #VALUE! | #VALUE! | #VALUE! | #VALUE! | #VALUE! | #VALUE! |  |  |  |  | #VALUE! | #VALUE! | #VALUE! |  |  | #VALUE! | #VALUE! | #VALUE! | #VALUE! | #VALUE! | #VALUE! | #VALUE! | #VALUE! |  |  | #VALUE! | #VALUE! | #VALUE! | #VALUE! | #VALUE! |  |  | #VALUE! | #VALUE! | #VALUE! | #VALUE! | #VALUE! | #VALUE! | #VALUE! | #VALUE! |  |  | #VALUE! | #VALUE! | #VALUE! | #VALUE! | #VALUE! |  |  | #VALUE! | #VALUE! | #VALUE! | #VALUE! | #VALUE! | #VALUE! | #VALUE! | #VALUE! | 0 | #REF! | #VALUE! | #VALUE! | #VALUE! | #VALUE! | #VALUE! | #VALUE! | #VALUE! | 0
|  |  |  | 0 | 51 | 0 |  |  | 1 | 1.0842e-19 | 0 | 1.0669e-18 | 1.0669e-18 | 1.0669e-18 | 0 | 0 |  |  |  |  | #VALUE! | #VALUE! | #VALUE! |  |  | #VALUE! | #VALUE! | #VALUE! | #VALUE! | #VALUE! | #VALUE! | #VALUE! | #VALUE! |  |  |  |  | #VALUE! | #VALUE! | #VALUE! |  |  | #VALUE! | #VALUE! | #VALUE! | #VALUE! | #VALUE! | #VALUE! | #VALUE! | #VALUE! |  |  |  |  | #VALUE! | #VALUE! | #VALUE! |  |  | #VALUE! | #VALUE! | #VALUE! | #VALUE! | #VALUE! | #VALUE! | #VALUE! | #VALUE! |  |  |  |  | #VALUE! | #VALUE! | #VALUE! |  |  | #VALUE! | #VALUE! | #VALUE! | #VALUE! | #VALUE! | #VALUE! | #VALUE! | #VALUE! |  |  |  |  | #VALUE! | #VALUE! | #VALUE! |  |  | #VALUE! | #VALUE! | #VALUE! | #VALUE! | #VALUE! | #VALUE! | #VALUE! | #VALUE! |  |  | #VALUE! | #VALUE! | #VALUE! | #VALUE! | #VALUE! |  |  | #VALUE! | #VALUE! | #VALUE! | #VALUE! | #VALUE! | #VALUE! | #VALUE! | #VALUE! |  |  | #VALUE! | #VALUE! | #VALUE! | #VALUE! | #VALUE! |  |  | #VALUE! | #VALUE! | #VALUE! | #VALUE! | #VALUE! | #VALUE! | #VALUE! | #VALUE! | 0 | #REF! | #VALUE! | #VALUE! | #VALUE! | #VALUE! | #VALUE! | #VALUE! | #VALUE! | 0
|  |  |  | 0 | 51 | 0 |  |  | 1 | 1.0842e-19 | 0 | 1.0669e-18 | 1.0669e-18 | 1.0669e-18 | 0 | 0 |  |  |  |  | #VALUE! | #VALUE! | #VALUE! |  |  | #VALUE! | #VALUE! | #VALUE! | #VALUE! | #VALUE! | #VALUE! | #VALUE! | #VALUE! |  |  |  |  | #VALUE! | #VALUE! | #VALUE! |  |  | #VALUE! | #VALUE! | #VALUE! | #VALUE! | #VALUE! | #VALUE! | #VALUE! | #VALUE! |  |  |  |  | #VALUE! | #VALUE! | #VALUE! |  |  | #VALUE! | #VALUE! | #VALUE! | #VALUE! | #VALUE! | #VALUE! | #VALUE! | #VALUE! |  |  |  |  | #VALUE! | #VALUE! | #VALUE! |  |  | #VALUE! | #VALUE! | #VALUE! | #VALUE! | #VALUE! | #VALUE! | #VALUE! | #VALUE! |  |  |  |  | #VALUE! | #VALUE! | #VALUE! |  |  | #VALUE! | #VALUE! | #VALUE! | #VALUE! | #VALUE! | #VALUE! | #VALUE! | #VALUE! |  |  | #VALUE! | #VALUE! | #VALUE! | #VALUE! | #VALUE! |  |  | #VALUE! | #VALUE! | #VALUE! | #VALUE! | #VALUE! | #VALUE! | #VALUE! | #VALUE! |  |  | #VALUE! | #VALUE! | #VALUE! | #VALUE! | #VALUE! |  |  | #VALUE! | #VALUE! | #VALUE! | #VALUE! | #VALUE! | #VALUE! | #VALUE! | #VALUE! | 0 | #REF! | #VALUE! | #VALUE! | #VALUE! | #VALUE! | #VALUE! | #VALUE! | #VALUE! | 0
|  |  |  | 0 | 51 | 0 |  |  | 1 | 1.0842e-19 | 0 | 1.0669e-18 | 1.0669e-18 | 1.0669e-18 | 0 | 0 |  |  |  |  | #VALUE! | #VALUE! | #VALUE! |  |  | #VALUE! | #VALUE! | #VALUE! | #VALUE! | #VALUE! | #VALUE! | #VALUE! | #VALUE! |  |  |  |  | #VALUE! | #VALUE! | #VALUE! |  |  | #VALUE! | #VALUE! | #VALUE! | #VALUE! | #VALUE! | #VALUE! | #VALUE! | #VALUE! |  |  |  |  | #VALUE! | #VALUE! | #VALUE! |  |  | #VALUE! | #VALUE! | #VALUE! | #VALUE! | #VALUE! | #VALUE! | #VALUE! | #VALUE! |  |  |  |  | #VALUE! | #VALUE! | #VALUE! |  |  | #VALUE! | #VALUE! | #VALUE! | #VALUE! | #VALUE! | #VALUE! | #VALUE! | #VALUE! |  |  |  |  | #VALUE! | #VALUE! | #VALUE! |  |  | #VALUE! | #VALUE! | #VALUE! | #VALUE! | #VALUE! | #VALUE! | #VALUE! | #VALUE! |  |  | #VALUE! | #VALUE! | #VALUE! | #VALUE! | #VALUE! |  |  | #VALUE! | #VALUE! | #VALUE! | #VALUE! | #VALUE! | #VALUE! | #VALUE! | #VALUE! |  |  | #VALUE! | #VALUE! | #VALUE! | #VALUE! | #VALUE! |  |  | #VALUE! | #VALUE! | #VALUE! | #VALUE! | #VALUE! | #VALUE! | #VALUE! | #VALUE! | 0 | #REF! | #VALUE! | #VALUE! | #VALUE! | #VALUE! | #VALUE! | #VALUE! | #VALUE! | 0
|  |  |  | 0 | 51 | 0 |  |  | 1 | 1.0842e-19 | 0 | 1.0669e-18 | 1.0669e-18 | 1.0669e-18 | 0 | 0 |  |  |  |  | #VALUE! | #VALUE! | #VALUE! |  |  | #VALUE! | #VALUE! | #VALUE! | #VALUE! | #VALUE! | #VALUE! | #VALUE! | #VALUE! |  |  |  |  | #VALUE! | #VALUE! | #VALUE! |  |  | #VALUE! | #VALUE! | #VALUE! | #VALUE! | #VALUE! | #VALUE! | #VALUE! | #VALUE! |  |  |  |  | #VALUE! | #VALUE! | #VALUE! |  |  | #VALUE! | #VALUE! | #VALUE! | #VALUE! | #VALUE! | #VALUE! | #VALUE! | #VALUE! |  |  |  |  | #VALUE! | #VALUE! | #VALUE! |  |  | #VALUE! | #VALUE! | #VALUE! | #VALUE! | #VALUE! | #VALUE! | #VALUE! | #VALUE! |  |  |  |  | #VALUE! | #VALUE! | #VALUE! |  |  | #VALUE! | #VALUE! | #VALUE! | #VALUE! | #VALUE! | #VALUE! | #VALUE! | #VALUE! |  |  | #VALUE! | #VALUE! | #VALUE! | #VALUE! | #VALUE! |  |  | #VALUE! | #VALUE! | #VALUE! | #VALUE! | #VALUE! | #VALUE! | #VALUE! | #VALUE! |  |  | #VALUE! | #VALUE! | #VALUE! | #VALUE! | #VALUE! |  |  | #VALUE! | #VALUE! | #VALUE! | #VALUE! | #VALUE! | #VALUE! | #VALUE! | #VALUE! | 0 | #REF! | #VALUE! | #VALUE! | #VALUE! | #VALUE! | #VALUE! | #VALUE! | #VALUE! | 0
|  |  |  | 0 | 51 | 0 |  |  | 1 | 1.0842e-19 | 0 | 1.0669e-18 | 1.0669e-18 | 1.0669e-18 | 0 | 0 |  |  |  |  | #VALUE! | #VALUE! | #VALUE! |  |  | #VALUE! | #VALUE! | #VALUE! | #VALUE! | #VALUE! | #VALUE! | #VALUE! | #VALUE! |  |  |  |  | #VALUE! | #VALUE! | #VALUE! |  |  | #VALUE! | #VALUE! | #VALUE! | #VALUE! | #VALUE! | #VALUE! | #VALUE! | #VALUE! |  |  |  |  | #VALUE! | #VALUE! | #VALUE! |  |  | #VALUE! | #VALUE! | #VALUE! | #VALUE! | #VALUE! | #VALUE! | #VALUE! | #VALUE! |  |  |  |  | #VALUE! | #VALUE! | #VALUE! |  |  | #VALUE! | #VALUE! | #VALUE! | #VALUE! | #VALUE! | #VALUE! | #VALUE! | #VALUE! |  |  |  |  | #VALUE! | #VALUE! | #VALUE! |  |  | #VALUE! | #VALUE! | #VALUE! | #VALUE! | #VALUE! | #VALUE! | #VALUE! | #VALUE! |  |  | #VALUE! | #VALUE! | #VALUE! | #VALUE! | #VALUE! |  |  | #VALUE! | #VALUE! | #VALUE! | #VALUE! | #VALUE! | #VALUE! | #VALUE! | #VALUE! |  |  | #VALUE! | #VALUE! | #VALUE! | #VALUE! | #VALUE! |  |  | #VALUE! | #VALUE! | #VALUE! | #VALUE! | #VALUE! | #VALUE! | #VALUE! | #VALUE! | 0 | #REF! | #VALUE! | #VALUE! | #VALUE! | #VALUE! | #VALUE! | #VALUE! | #VALUE! | 0
|  |  |  | 0 | 51 | 0 |  |  | 1 | 1.0842e-19 | 0 | 1.0669e-18 | 1.0669e-18 | 1.0669e-18 | 0 | 0 |  |  |  |  | #VALUE! | #VALUE! | #VALUE! |  |  | #VALUE! | #VALUE! | #VALUE! | #VALUE! | #VALUE! | #VALUE! | #VALUE! | #VALUE! |  |  |  |  | #VALUE! | #VALUE! | #VALUE! |  |  | #VALUE! | #VALUE! | #VALUE! | #VALUE! | #VALUE! | #VALUE! | #VALUE! | #VALUE! |  |  |  |  | #VALUE! | #VALUE! | #VALUE! |  |  | #VALUE! | #VALUE! | #VALUE! | #VALUE! | #VALUE! | #VALUE! | #VALUE! | #VALUE! |  |  |  |  | #VALUE! | #VALUE! | #VALUE! |  |  | #VALUE! | #VALUE! | #VALUE! | #VALUE! | #VALUE! | #VALUE! | #VALUE! | #VALUE! |  |  |  |  | #VALUE! | #VALUE! | #VALUE! |  |  | #VALUE! | #VALUE! | #VALUE! | #VALUE! | #VALUE! | #VALUE! | #VALUE! | #VALUE! |  |  | #VALUE! | #VALUE! | #VALUE! | #VALUE! | #VALUE! |  |  | #VALUE! | #VALUE! | #VALUE! | #VALUE! | #VALUE! | #VALUE! | #VALUE! | #VALUE! |  |  | #VALUE! | #VALUE! | #VALUE! | #VALUE! | #VALUE! |  |  | #VALUE! | #VALUE! | #VALUE! | #VALUE! | #VALUE! | #VALUE! | #VALUE! | #VALUE! | 0 | #REF! | #VALUE! | #VALUE! | #VALUE! | #VALUE! | #VALUE! | #VALUE! | #VALUE! | 0
|  |  |  | 0 | 51 | 0 |  |  | 1 | 1.0842e-19 | 0 | 1.0669e-18 | 1.0669e-18 | 1.0669e-18 | 0 | 0 |  |  |  |  | #VALUE! | #VALUE! | #VALUE! |  |  | #VALUE! | #VALUE! | #VALUE! | #VALUE! | #VALUE! | #VALUE! | #VALUE! | #VALUE! |  |  |  |  | #VALUE! | #VALUE! | #VALUE! |  |  | #VALUE! | #VALUE! | #VALUE! | #VALUE! | #VALUE! | #VALUE! | #VALUE! | #VALUE! |  |  |  |  | #VALUE! | #VALUE! | #VALUE! |  |  | #VALUE! | #VALUE! | #VALUE! | #VALUE! | #VALUE! | #VALUE! | #VALUE! | #VALUE! |  |  |  |  | #VALUE! | #VALUE! | #VALUE! |  |  | #VALUE! | #VALUE! | #VALUE! | #VALUE! | #VALUE! | #VALUE! | #VALUE! | #VALUE! |  |  |  |  | #VALUE! | #VALUE! | #VALUE! |  |  | #VALUE! | #VALUE! | #VALUE! | #VALUE! | #VALUE! | #VALUE! | #VALUE! | #VALUE! |  |  | #VALUE! | #VALUE! | #VALUE! | #VALUE! | #VALUE! |  |  | #VALUE! | #VALUE! | #VALUE! | #VALUE! | #VALUE! | #VALUE! | #VALUE! | #VALUE! |  |  | #VALUE! | #VALUE! | #VALUE! | #VALUE! | #VALUE! |  |  | #VALUE! | #VALUE! | #VALUE! | #VALUE! | #VALUE! | #VALUE! | #VALUE! | #VALUE! | 0 | #REF! | #VALUE! | #VALUE! | #VALUE! | #VALUE! | #VALUE! | #VALUE! | #VALUE! | 0
|  |  |  | 0 | 51 | 0 |  |  | 1 | 1.0842e-19 | 0 | 1.0669e-18 | 1.0669e-18 | 1.0669e-18 | 0 | 0 |  |  |  |  | #VALUE! | #VALUE! | #VALUE! |  |  | #VALUE! | #VALUE! | #VALUE! | #VALUE! | #VALUE! | #VALUE! | #VALUE! | #VALUE! |  |  |  |  | #VALUE! | #VALUE! | #VALUE! |  |  | #VALUE! | #VALUE! | #VALUE! | #VALUE! | #VALUE! | #VALUE! | #VALUE! | #VALUE! |  |  |  |  | #VALUE! | #VALUE! | #VALUE! |  |  | #VALUE! | #VALUE! | #VALUE! | #VALUE! | #VALUE! | #VALUE! | #VALUE! | #VALUE! |  |  |  |  | #VALUE! | #VALUE! | #VALUE! |  |  | #VALUE! | #VALUE! | #VALUE! | #VALUE! | #VALUE! | #VALUE! | #VALUE! | #VALUE! |  |  |  |  | #VALUE! | #VALUE! | #VALUE! |  |  | #VALUE! | #VALUE! | #VALUE! | #VALUE! | #VALUE! | #VALUE! | #VALUE! | #VALUE! |  |  | #VALUE! | #VALUE! | #VALUE! | #VALUE! | #VALUE! |  |  | #VALUE! | #VALUE! | #VALUE! | #VALUE! | #VALUE! | #VALUE! | #VALUE! | #VALUE! |  |  | #VALUE! | #VALUE! | #VALUE! | #VALUE! | #VALUE! |  |  | #VALUE! | #VALUE! | #VALUE! | #VALUE! | #VALUE! | #VALUE! | #VALUE! | #VALUE! | 0 | #REF! | #VALUE! | #VALUE! | #VALUE! | #VALUE! | #VALUE! | #VALUE! | #VALUE! | 0
|  |  |  | 0 | 51 | 0 |  |  | 1 | 1.0842e-19 | 0 | 1.0669e-18 | 1.0669e-18 | 1.0669e-18 | 0 | 0 |  |  |  |  | #VALUE! | #VALUE! | #VALUE! |  |  | #VALUE! | #VALUE! | #VALUE! | #VALUE! | #VALUE! | #VALUE! | #VALUE! | #VALUE! |  |  |  |  | #VALUE! | #VALUE! | #VALUE! |  |  | #VALUE! | #VALUE! | #VALUE! | #VALUE! | #VALUE! | #VALUE! | #VALUE! | #VALUE! |  |  |  |  | #VALUE! | #VALUE! | #VALUE! |  |  | #VALUE! | #VALUE! | #VALUE! | #VALUE! | #VALUE! | #VALUE! | #VALUE! | #VALUE! |  |  |  |  | #VALUE! | #VALUE! | #VALUE! |  |  | #VALUE! | #VALUE! | #VALUE! | #VALUE! | #VALUE! | #VALUE! | #VALUE! | #VALUE! |  |  |  |  | #VALUE! | #VALUE! | #VALUE! |  |  | #VALUE! | #VALUE! | #VALUE! | #VALUE! | #VALUE! | #VALUE! | #VALUE! | #VALUE! |  |  | #VALUE! | #VALUE! | #VALUE! | #VALUE! | #VALUE! |  |  | #VALUE! | #VALUE! | #VALUE! | #VALUE! | #VALUE! | #VALUE! | #VALUE! | #VALUE! |  |  | #VALUE! | #VALUE! | #VALUE! | #VALUE! | #VALUE! |  |  | #VALUE! | #VALUE! | #VALUE! | #VALUE! | #VALUE! | #VALUE! | #VALUE! | #VALUE! | 0 | #REF! | #VALUE! | #VALUE! | #VALUE! | #VALUE! | #VALUE! | #VALUE! | #VALUE! | 0
|  |  |  | 0 | 51 | 0 |  |  | 1 | 1.0842e-19 | 0 | 1.0669e-18 | 1.0669e-18 | 1.0669e-18 | 0 | 0 |  |  |  |  | #VALUE! | #VALUE! | #VALUE! |  |  | #VALUE! | #VALUE! | #VALUE! | #VALUE! | #VALUE! | #VALUE! | #VALUE! | #VALUE! |  |  |  |  | #VALUE! | #VALUE! | #VALUE! |  |  | #VALUE! | #VALUE! | #VALUE! | #VALUE! | #VALUE! | #VALUE! | #VALUE! | #VALUE! |  |  |  |  | #VALUE! | #VALUE! | #VALUE! |  |  | #VALUE! | #VALUE! | #VALUE! | #VALUE! | #VALUE! | #VALUE! | #VALUE! | #VALUE! |  |  |  |  | #VALUE! | #VALUE! | #VALUE! |  |  | #VALUE! | #VALUE! | #VALUE! | #VALUE! | #VALUE! | #VALUE! | #VALUE! | #VALUE! |  |  |  |  | #VALUE! | #VALUE! | #VALUE! |  |  | #VALUE! | #VALUE! | #VALUE! | #VALUE! | #VALUE! | #VALUE! | #VALUE! | #VALUE! |  |  | #VALUE! | #VALUE! | #VALUE! | #VALUE! | #VALUE! |  |  | #VALUE! | #VALUE! | #VALUE! | #VALUE! | #VALUE! | #VALUE! | #VALUE! | #VALUE! |  |  | #VALUE! | #VALUE! | #VALUE! | #VALUE! | #VALUE! |  |  | #VALUE! | #VALUE! | #VALUE! | #VALUE! | #VALUE! | #VALUE! | #VALUE! | #VALUE! | 0 | #REF! | #VALUE! | #VALUE! | #VALUE! | #VALUE! | #VALUE! | #VALUE! | #VALUE! | 0
|  |  |  | 0 | 51 | 0 |  |  | 1 | 1.0842e-19 | 0 | 1.0669e-18 | 1.0669e-18 | 1.0669e-18 | 0 | 0 |  |  |  |  | #VALUE! | #VALUE! | #VALUE! |  |  | #VALUE! | #VALUE! | #VALUE! | #VALUE! | #VALUE! | #VALUE! | #VALUE! | #VALUE! |  |  |  |  | #VALUE! | #VALUE! | #VALUE! |  |  | #VALUE! | #VALUE! | #VALUE! | #VALUE! | #VALUE! | #VALUE! | #VALUE! | #VALUE! |  |  |  |  | #VALUE! | #VALUE! | #VALUE! |  |  | #VALUE! | #VALUE! | #VALUE! | #VALUE! | #VALUE! | #VALUE! | #VALUE! | #VALUE! |  |  |  |  | #VALUE! | #VALUE! | #VALUE! |  |  | #VALUE! | #VALUE! | #VALUE! | #VALUE! | #VALUE! | #VALUE! | #VALUE! | #VALUE! |  |  |  |  | #VALUE! | #VALUE! | #VALUE! |  |  | #VALUE! | #VALUE! | #VALUE! | #VALUE! | #VALUE! | #VALUE! | #VALUE! | #VALUE! |  |  | #VALUE! | #VALUE! | #VALUE! | #VALUE! | #VALUE! |  |  | #VALUE! | #VALUE! | #VALUE! | #VALUE! | #VALUE! | #VALUE! | #VALUE! | #VALUE! |  |  | #VALUE! | #VALUE! | #VALUE! | #VALUE! | #VALUE! |  |  | #VALUE! | #VALUE! | #VALUE! | #VALUE! | #VALUE! | #VALUE! | #VALUE! | #VALUE! | 0 | #REF! | #VALUE! | #VALUE! | #VALUE! | #VALUE! | #VALUE! | #VALUE! | #VALUE! | 0
|  |  |  | 0 | 51 | 0 |  |  | 1 | 1.0842e-19 | 0 | 1.0669e-18 | 1.0669e-18 | 1.0669e-18 | 0 | 0 |  |  |  |  | #VALUE! | #VALUE! | #VALUE! |  |  | #VALUE! | #VALUE! | #VALUE! | #VALUE! | #VALUE! | #VALUE! | #VALUE! | #VALUE! |  |  |  |  | #VALUE! | #VALUE! | #VALUE! |  |  | #VALUE! | #VALUE! | #VALUE! | #VALUE! | #VALUE! | #VALUE! | #VALUE! | #VALUE! |  |  |  |  | #VALUE! | #VALUE! | #VALUE! |  |  | #VALUE! | #VALUE! | #VALUE! | #VALUE! | #VALUE! | #VALUE! | #VALUE! | #VALUE! |  |  |  |  | #VALUE! | #VALUE! | #VALUE! |  |  | #VALUE! | #VALUE! | #VALUE! | #VALUE! | #VALUE! | #VALUE! | #VALUE! | #VALUE! |  |  |  |  | #VALUE! | #VALUE! | #VALUE! |  |  | #VALUE! | #VALUE! | #VALUE! | #VALUE! | #VALUE! | #VALUE! | #VALUE! | #VALUE! |  |  | #VALUE! | #VALUE! | #VALUE! | #VALUE! | #VALUE! |  |  | #VALUE! | #VALUE! | #VALUE! | #VALUE! | #VALUE! | #VALUE! | #VALUE! | #VALUE! |  |  | #VALUE! | #VALUE! | #VALUE! | #VALUE! | #VALUE! |  |  | #VALUE! | #VALUE! | #VALUE! | #VALUE! | #VALUE! | #VALUE! | #VALUE! | #VALUE! | 0 | #REF! | #VALUE! | #VALUE! | #VALUE! | #VALUE! | #VALUE! | #VALUE! | #VALUE! | 0
|  |  |  | 0 | 51 | 0 |  |  | 1 | 1.0842e-19 | 0 | 1.0669e-18 | 1.0669e-18 | 1.0669e-18 | 0 | 0 |  |  |  |  | #VALUE! | #VALUE! | #VALUE! |  |  | #VALUE! | #VALUE! | #VALUE! | #VALUE! | #VALUE! | #VALUE! | #VALUE! | #VALUE! |  |  |  |  | #VALUE! | #VALUE! | #VALUE! |  |  | #VALUE! | #VALUE! | #VALUE! | #VALUE! | #VALUE! | #VALUE! | #VALUE! | #VALUE! |  |  |  |  | #VALUE! | #VALUE! | #VALUE! |  |  | #VALUE! | #VALUE! | #VALUE! | #VALUE! | #VALUE! | #VALUE! | #VALUE! | #VALUE! |  |  |  |  | #VALUE! | #VALUE! | #VALUE! |  |  | #VALUE! | #VALUE! | #VALUE! | #VALUE! | #VALUE! | #VALUE! | #VALUE! | #VALUE! |  |  |  |  | #VALUE! | #VALUE! | #VALUE! |  |  | #VALUE! | #VALUE! | #VALUE! | #VALUE! | #VALUE! | #VALUE! | #VALUE! | #VALUE! |  |  | #VALUE! | #VALUE! | #VALUE! | #VALUE! | #VALUE! |  |  | #VALUE! | #VALUE! | #VALUE! | #VALUE! | #VALUE! | #VALUE! | #VALUE! | #VALUE! |  |  | #VALUE! | #VALUE! | #VALUE! | #VALUE! | #VALUE! |  |  | #VALUE! | #VALUE! | #VALUE! | #VALUE! | #VALUE! | #VALUE! | #VALUE! | #VALUE! | 0 | #REF! | #VALUE! | #VALUE! | #VALUE! | #VALUE! | #VALUE! | #VALUE! | #VALUE! | 0
|  |  |  | 0 | 51 | 0 |  |  | 1 | 1.0842e-19 | 0 | 1.0669e-18 | 1.0669e-18 | 1.0669e-18 | 0 | 0 |  |  |  |  | #VALUE! | #VALUE! | #VALUE! |  |  | #VALUE! | #VALUE! | #VALUE! | #VALUE! | #VALUE! | #VALUE! | #VALUE! | #VALUE! |  |  |  |  | #VALUE! | #VALUE! | #VALUE! |  |  | #VALUE! | #VALUE! | #VALUE! | #VALUE! | #VALUE! | #VALUE! | #VALUE! | #VALUE! |  |  |  |  | #VALUE! | #VALUE! | #VALUE! |  |  | #VALUE! | #VALUE! | #VALUE! | #VALUE! | #VALUE! | #VALUE! | #VALUE! | #VALUE! |  |  |  |  | #VALUE! | #VALUE! | #VALUE! |  |  | #VALUE! | #VALUE! | #VALUE! | #VALUE! | #VALUE! | #VALUE! | #VALUE! | #VALUE! |  |  |  |  | #VALUE! | #VALUE! | #VALUE! |  |  | #VALUE! | #VALUE! | #VALUE! | #VALUE! | #VALUE! | #VALUE! | #VALUE! | #VALUE! |  |  | #VALUE! | #VALUE! | #VALUE! | #VALUE! | #VALUE! |  |  | #VALUE! | #VALUE! | #VALUE! | #VALUE! | #VALUE! | #VALUE! | #VALUE! | #VALUE! |  |  | #VALUE! | #VALUE! | #VALUE! | #VALUE! | #VALUE! |  |  | #VALUE! | #VALUE! | #VALUE! | #VALUE! | #VALUE! | #VALUE! | #VALUE! | #VALUE! | 0 | #REF! | #VALUE! | #VALUE! | #VALUE! | #VALUE! | #VALUE! | #VALUE! | #VALUE! | 0
|  |  |  | 0 | 51 | 0 |  |  | 1 | 1.0842e-19 | 0 | 1.0669e-18 | 1.0669e-18 | 1.0669e-18 | 0 | 0 |  |  |  |  | #VALUE! | #VALUE! | #VALUE! |  |  | #VALUE! | #VALUE! | #VALUE! | #VALUE! | #VALUE! | #VALUE! | #VALUE! | #VALUE! |  |  |  |  | #VALUE! | #VALUE! | #VALUE! |  |  | #VALUE! | #VALUE! | #VALUE! | #VALUE! | #VALUE! | #VALUE! | #VALUE! | #VALUE! |  |  |  |  | #VALUE! | #VALUE! | #VALUE! |  |  | #VALUE! | #VALUE! | #VALUE! | #VALUE! | #VALUE! | #VALUE! | #VALUE! | #VALUE! |  |  |  |  | #VALUE! | #VALUE! | #VALUE! |  |  | #VALUE! | #VALUE! | #VALUE! | #VALUE! | #VALUE! | #VALUE! | #VALUE! | #VALUE! |  |  |  |  | #VALUE! | #VALUE! | #VALUE! |  |  | #VALUE! | #VALUE! | #VALUE! | #VALUE! | #VALUE! | #VALUE! | #VALUE! | #VALUE! |  |  | #VALUE! | #VALUE! | #VALUE! | #VALUE! | #VALUE! |  |  | #VALUE! | #VALUE! | #VALUE! | #VALUE! | #VALUE! | #VALUE! | #VALUE! | #VALUE! |  |  | #VALUE! | #VALUE! | #VALUE! | #VALUE! | #VALUE! |  |  | #VALUE! | #VALUE! | #VALUE! | #VALUE! | #VALUE! | #VALUE! | #VALUE! | #VALUE! | 0 | #REF! | #VALUE! | #VALUE! | #VALUE! | #VALUE! | #VALUE! | #VALUE! | #VALUE! | 0
|  |  |  | 0 | 51 | 0 |  |  | 1 | 1.0842e-19 | 0 | 1.0669e-18 | 1.0669e-18 | 1.0669e-18 | 0 | 0 |  |  |  |  | #VALUE! | #VALUE! | #VALUE! |  |  | #VALUE! | #VALUE! | #VALUE! | #VALUE! | #VALUE! | #VALUE! | #VALUE! | #VALUE! |  |  |  |  | #VALUE! | #VALUE! | #VALUE! |  |  | #VALUE! | #VALUE! | #VALUE! | #VALUE! | #VALUE! | #VALUE! | #VALUE! | #VALUE! |  |  |  |  | #VALUE! | #VALUE! | #VALUE! |  |  | #VALUE! | #VALUE! | #VALUE! | #VALUE! | #VALUE! | #VALUE! | #VALUE! | #VALUE! |  |  |  |  | #VALUE! | #VALUE! | #VALUE! |  |  | #VALUE! | #VALUE! | #VALUE! | #VALUE! | #VALUE! | #VALUE! | #VALUE! | #VALUE! |  |  |  |  | #VALUE! | #VALUE! | #VALUE! |  |  | #VALUE! | #VALUE! | #VALUE! | #VALUE! | #VALUE! | #VALUE! | #VALUE! | #VALUE! |  |  | #VALUE! | #VALUE! | #VALUE! | #VALUE! | #VALUE! |  |  | #VALUE! | #VALUE! | #VALUE! | #VALUE! | #VALUE! | #VALUE! | #VALUE! | #VALUE! |  |  | #VALUE! | #VALUE! | #VALUE! | #VALUE! | #VALUE! |  |  | #VALUE! | #VALUE! | #VALUE! | #VALUE! | #VALUE! | #VALUE! | #VALUE! | #VALUE! | 0 | #REF! | #VALUE! | #VALUE! | #VALUE! | #VALUE! | #VALUE! | #VALUE! | #VALUE! | 0
|  |  |  | 0 | 51 | 0 |  |  | 1 | 1.0842e-19 | 0 | 1.0669e-18 | 1.0669e-18 | 1.0669e-18 | 0 | 0 |  |  |  |  | #VALUE! | #VALUE! | #VALUE! |  |  | #VALUE! | #VALUE! | #VALUE! | #VALUE! | #VALUE! | #VALUE! | #VALUE! | #VALUE! |  |  |  |  | #VALUE! | #VALUE! | #VALUE! |  |  | #VALUE! | #VALUE! | #VALUE! | #VALUE! | #VALUE! | #VALUE! | #VALUE! | #VALUE! |  |  |  |  | #VALUE! | #VALUE! | #VALUE! |  |  | #VALUE! | #VALUE! | #VALUE! | #VALUE! | #VALUE! | #VALUE! | #VALUE! | #VALUE! |  |  |  |  | #VALUE! | #VALUE! | #VALUE! |  |  | #VALUE! | #VALUE! | #VALUE! | #VALUE! | #VALUE! | #VALUE! | #VALUE! | #VALUE! |  |  |  |  | #VALUE! | #VALUE! | #VALUE! |  |  | #VALUE! | #VALUE! | #VALUE! | #VALUE! | #VALUE! | #VALUE! | #VALUE! | #VALUE! |  |  | #VALUE! | #VALUE! | #VALUE! | #VALUE! | #VALUE! |  |  | #VALUE! | #VALUE! | #VALUE! | #VALUE! | #VALUE! | #VALUE! | #VALUE! | #VALUE! |  |  | #VALUE! | #VALUE! | #VALUE! | #VALUE! | #VALUE! |  |  | #VALUE! | #VALUE! | #VALUE! | #VALUE! | #VALUE! | #VALUE! | #VALUE! | #VALUE! | 0 | #REF! | #VALUE! | #VALUE! | #VALUE! | #VALUE! | #VALUE! | #VALUE! | #VALUE! | 0
|  |  |  | 0 | 51 | 0 |  |  | 1 | 1.0842e-19 | 0 | 1.0669e-18 | 1.0669e-18 | 1.0669e-18 | 0 | 0 |  |  |  |  | #VALUE! | #VALUE! | #VALUE! |  |  | #VALUE! | #VALUE! | #VALUE! | #VALUE! | #VALUE! | #VALUE! | #VALUE! | #VALUE! |  |  |  |  | #VALUE! | #VALUE! | #VALUE! |  |  | #VALUE! | #VALUE! | #VALUE! | #VALUE! | #VALUE! | #VALUE! | #VALUE! | #VALUE! |  |  |  |  | #VALUE! | #VALUE! | #VALUE! |  |  | #VALUE! | #VALUE! | #VALUE! | #VALUE! | #VALUE! | #VALUE! | #VALUE! | #VALUE! |  |  |  |  | #VALUE! | #VALUE! | #VALUE! |  |  | #VALUE! | #VALUE! | #VALUE! | #VALUE! | #VALUE! | #VALUE! | #VALUE! | #VALUE! |  |  |  |  | #VALUE! | #VALUE! | #VALUE! |  |  | #VALUE! | #VALUE! | #VALUE! | #VALUE! | #VALUE! | #VALUE! | #VALUE! | #VALUE! |  |  | #VALUE! | #VALUE! | #VALUE! | #VALUE! | #VALUE! |  |  | #VALUE! | #VALUE! | #VALUE! | #VALUE! | #VALUE! | #VALUE! | #VALUE! | #VALUE! |  |  | #VALUE! | #VALUE! | #VALUE! | #VALUE! | #VALUE! |  |  | #VALUE! | #VALUE! | #VALUE! | #VALUE! | #VALUE! | #VALUE! | #VALUE! | #VALUE! | 0 | #REF! | #VALUE! | #VALUE! | #VALUE! | #VALUE! | #VALUE! | #VALUE! | #VALUE! | 0
|  |  |  | 0 | 51 | 0 |  |  | 1 | 1.0842e-19 | 0 | 1.0669e-18 | 1.0669e-18 | 1.0669e-18 | 0 | 0 |  |  |  |  | #VALUE! | #VALUE! | #VALUE! |  |  | #VALUE! | #VALUE! | #VALUE! | #VALUE! | #VALUE! | #VALUE! | #VALUE! | #VALUE! |  |  |  |  | #VALUE! | #VALUE! | #VALUE! |  |  | #VALUE! | #VALUE! | #VALUE! | #VALUE! | #VALUE! | #VALUE! | #VALUE! | #VALUE! |  |  |  |  | #VALUE! | #VALUE! | #VALUE! |  |  | #VALUE! | #VALUE! | #VALUE! | #VALUE! | #VALUE! | #VALUE! | #VALUE! | #VALUE! |  |  |  |  | #VALUE! | #VALUE! | #VALUE! |  |  | #VALUE! | #VALUE! | #VALUE! | #VALUE! | #VALUE! | #VALUE! | #VALUE! | #VALUE! |  |  |  |  | #VALUE! | #VALUE! | #VALUE! |  |  | #VALUE! | #VALUE! | #VALUE! | #VALUE! | #VALUE! | #VALUE! | #VALUE! | #VALUE! |  |  | #VALUE! | #VALUE! | #VALUE! | #VALUE! | #VALUE! |  |  | #VALUE! | #VALUE! | #VALUE! | #VALUE! | #VALUE! | #VALUE! | #VALUE! | #VALUE! |  |  | #VALUE! | #VALUE! | #VALUE! | #VALUE! | #VALUE! |  |  | #VALUE! | #VALUE! | #VALUE! | #VALUE! | #VALUE! | #VALUE! | #VALUE! | #VALUE! | 0 | #REF! | #VALUE! | #VALUE! | #VALUE! | #VALUE! | #VALUE! | #VALUE! | #VALUE! | 0
|  |  |  | 0 | 51 | 0 |  |  | 1 | 1.0842e-19 | 0 | 1.0669e-18 | 1.0669e-18 | 1.0669e-18 | 0 | 0 |  |  |  |  | #VALUE! | #VALUE! | #VALUE! |  |  | #VALUE! | #VALUE! | #VALUE! | #VALUE! | #VALUE! | #VALUE! | #VALUE! | #VALUE! |  |  |  |  | #VALUE! | #VALUE! | #VALUE! |  |  | #VALUE! | #VALUE! | #VALUE! | #VALUE! | #VALUE! | #VALUE! | #VALUE! | #VALUE! |  |  |  |  | #VALUE! | #VALUE! | #VALUE! |  |  | #VALUE! | #VALUE! | #VALUE! | #VALUE! | #VALUE! | #VALUE! | #VALUE! | #VALUE! |  |  |  |  | #VALUE! | #VALUE! | #VALUE! |  |  | #VALUE! | #VALUE! | #VALUE! | #VALUE! | #VALUE! | #VALUE! | #VALUE! | #VALUE! |  |  |  |  | #VALUE! | #VALUE! | #VALUE! |  |  | #VALUE! | #VALUE! | #VALUE! | #VALUE! | #VALUE! | #VALUE! | #VALUE! | #VALUE! |  |  | #VALUE! | #VALUE! | #VALUE! | #VALUE! | #VALUE! |  |  | #VALUE! | #VALUE! | #VALUE! | #VALUE! | #VALUE! | #VALUE! | #VALUE! | #VALUE! |  |  | #VALUE! | #VALUE! | #VALUE! | #VALUE! | #VALUE! |  |  | #VALUE! | #VALUE! | #VALUE! | #VALUE! | #VALUE! | #VALUE! | #VALUE! | #VALUE! | 0 | #REF! | #VALUE! | #VALUE! | #VALUE! | #VALUE! | #VALUE! | #VALUE! | #VALUE! | 0
|  |  |  | 0 | 51 | 0 |  |  | 1 | 1.0842e-19 | 0 | 1.0669e-18 | 1.0669e-18 | 1.0669e-18 | 0 | 0 |  |  |  |  | #VALUE! | #VALUE! | #VALUE! |  |  | #VALUE! | #VALUE! | #VALUE! | #VALUE! | #VALUE! | #VALUE! | #VALUE! | #VALUE! |  |  |  |  | #VALUE! | #VALUE! | #VALUE! |  |  | #VALUE! | #VALUE! | #VALUE! | #VALUE! | #VALUE! | #VALUE! | #VALUE! | #VALUE! |  |  |  |  | #VALUE! | #VALUE! | #VALUE! |  |  | #VALUE! | #VALUE! | #VALUE! | #VALUE! | #VALUE! | #VALUE! | #VALUE! | #VALUE! |  |  |  |  | #VALUE! | #VALUE! | #VALUE! |  |  | #VALUE! | #VALUE! | #VALUE! | #VALUE! | #VALUE! | #VALUE! | #VALUE! | #VALUE! |  |  |  |  | #VALUE! | #VALUE! | #VALUE! |  |  | #VALUE! | #VALUE! | #VALUE! | #VALUE! | #VALUE! | #VALUE! | #VALUE! | #VALUE! |  |  | #VALUE! | #VALUE! | #VALUE! | #VALUE! | #VALUE! |  |  | #VALUE! | #VALUE! | #VALUE! | #VALUE! | #VALUE! | #VALUE! | #VALUE! | #VALUE! |  |  | #VALUE! | #VALUE! | #VALUE! | #VALUE! | #VALUE! |  |  | #VALUE! | #VALUE! | #VALUE! | #VALUE! | #VALUE! | #VALUE! | #VALUE! | #VALUE! | 0 | #REF! | #VALUE! | #VALUE! | #VALUE! | #VALUE! | #VALUE! | #VALUE! | #VALUE! | 0
|  |  |  | 0 | 51 | 0 |  |  | 1 | 1.0842e-19 | 0 | 1.0669e-18 | 1.0669e-18 | 1.0669e-18 | 0 | 0 |  |  |  |  | #VALUE! | #VALUE! | #VALUE! |  |  | #VALUE! | #VALUE! | #VALUE! | #VALUE! | #VALUE! | #VALUE! | #VALUE! | #VALUE! |  |  |  |  | #VALUE! | #VALUE! | #VALUE! |  |  | #VALUE! | #VALUE! | #VALUE! | #VALUE! | #VALUE! | #VALUE! | #VALUE! | #VALUE! |  |  |  |  | #VALUE! | #VALUE! | #VALUE! |  |  | #VALUE! | #VALUE! | #VALUE! | #VALUE! | #VALUE! | #VALUE! | #VALUE! | #VALUE! |  |  |  |  | #VALUE! | #VALUE! | #VALUE! |  |  | #VALUE! | #VALUE! | #VALUE! | #VALUE! | #VALUE! | #VALUE! | #VALUE! | #VALUE! |  |  |  |  | #VALUE! | #VALUE! | #VALUE! |  |  | #VALUE! | #VALUE! | #VALUE! | #VALUE! | #VALUE! | #VALUE! | #VALUE! | #VALUE! |  |  | #VALUE! | #VALUE! | #VALUE! | #VALUE! | #VALUE! |  |  | #VALUE! | #VALUE! | #VALUE! | #VALUE! | #VALUE! | #VALUE! | #VALUE! | #VALUE! |  |  | #VALUE! | #VALUE! | #VALUE! | #VALUE! | #VALUE! |  |  | #VALUE! | #VALUE! | #VALUE! | #VALUE! | #VALUE! | #VALUE! | #VALUE! | #VALUE! | 0 | #REF! | #VALUE! | #VALUE! | #VALUE! | #VALUE! | #VALUE! | #VALUE! | #VALUE! | 0
|  |  |  | 0 | 51 | 0 |  |  | 1 | 1.0842e-19 | 0 | 1.0669e-18 | 1.0669e-18 | 1.0669e-18 | 0 | 0 |  |  |  |  | #VALUE! | #VALUE! | #VALUE! |  |  | #VALUE! | #VALUE! | #VALUE! | #VALUE! | #VALUE! | #VALUE! | #VALUE! | #VALUE! |  |  |  |  | #VALUE! | #VALUE! | #VALUE! |  |  | #VALUE! | #VALUE! | #VALUE! | #VALUE! | #VALUE! | #VALUE! | #VALUE! | #VALUE! |  |  |  |  | #VALUE! | #VALUE! | #VALUE! |  |  | #VALUE! | #VALUE! | #VALUE! | #VALUE! | #VALUE! | #VALUE! | #VALUE! | #VALUE! |  |  |  |  | #VALUE! | #VALUE! | #VALUE! |  |  | #VALUE! | #VALUE! | #VALUE! | #VALUE! | #VALUE! | #VALUE! | #VALUE! | #VALUE! |  |  |  |  | #VALUE! | #VALUE! | #VALUE! |  |  | #VALUE! | #VALUE! | #VALUE! | #VALUE! | #VALUE! | #VALUE! | #VALUE! | #VALUE! |  |  | #VALUE! | #VALUE! | #VALUE! | #VALUE! | #VALUE! |  |  | #VALUE! | #VALUE! | #VALUE! | #VALUE! | #VALUE! | #VALUE! | #VALUE! | #VALUE! |  |  | #VALUE! | #VALUE! | #VALUE! | #VALUE! | #VALUE! |  |  | #VALUE! | #VALUE! | #VALUE! | #VALUE! | #VALUE! | #VALUE! | #VALUE! | #VALUE! | 0 | #REF! | #VALUE! | #VALUE! | #VALUE! | #VALUE! | #VALUE! | #VALUE! | #VALUE! | 0
|  |  |  | 0 | 51 | 0 |  |  | 1 | 1.0842e-19 | 0 | 1.0669e-18 | 1.0669e-18 | 1.0669e-18 | 0 | 0 |  |  |  |  | #VALUE! | #VALUE! | #VALUE! |  |  | #VALUE! | #VALUE! | #VALUE! | #VALUE! | #VALUE! | #VALUE! | #VALUE! | #VALUE! |  |  |  |  | #VALUE! | #VALUE! | #VALUE! |  |  | #VALUE! | #VALUE! | #VALUE! | #VALUE! | #VALUE! | #VALUE! | #VALUE! | #VALUE! |  |  |  |  | #VALUE! | #VALUE! | #VALUE! |  |  | #VALUE! | #VALUE! | #VALUE! | #VALUE! | #VALUE! | #VALUE! | #VALUE! | #VALUE! |  |  |  |  | #VALUE! | #VALUE! | #VALUE! |  |  | #VALUE! | #VALUE! | #VALUE! | #VALUE! | #VALUE! | #VALUE! | #VALUE! | #VALUE! |  |  |  |  | #VALUE! | #VALUE! | #VALUE! |  |  | #VALUE! | #VALUE! | #VALUE! | #VALUE! | #VALUE! | #VALUE! | #VALUE! | #VALUE! |  |  | #VALUE! | #VALUE! | #VALUE! | #VALUE! | #VALUE! |  |  | #VALUE! | #VALUE! | #VALUE! | #VALUE! | #VALUE! | #VALUE! | #VALUE! | #VALUE! |  |  | #VALUE! | #VALUE! | #VALUE! | #VALUE! | #VALUE! |  |  | #VALUE! | #VALUE! | #VALUE! | #VALUE! | #VALUE! | #VALUE! | #VALUE! | #VALUE! | 0 | #REF! | #VALUE! | #VALUE! | #VALUE! | #VALUE! | #VALUE! | #VALUE! | #VALUE! | 0
|  |  |  | 0 | 51 | 0 |  |  | 1 | 1.0842e-19 | 0 | 1.0669e-18 | 1.0669e-18 | 1.0669e-18 | 0 | 0 |  |  |  |  | #VALUE! | #VALUE! | #VALUE! |  |  | #VALUE! | #VALUE! | #VALUE! | #VALUE! | #VALUE! | #VALUE! | #VALUE! | #VALUE! |  |  |  |  | #VALUE! | #VALUE! | #VALUE! |  |  | #VALUE! | #VALUE! | #VALUE! | #VALUE! | #VALUE! | #VALUE! | #VALUE! | #VALUE! |  |  |  |  | #VALUE! | #VALUE! | #VALUE! |  |  | #VALUE! | #VALUE! | #VALUE! | #VALUE! | #VALUE! | #VALUE! | #VALUE! | #VALUE! |  |  |  |  | #VALUE! | #VALUE! | #VALUE! |  |  | #VALUE! | #VALUE! | #VALUE! | #VALUE! | #VALUE! | #VALUE! | #VALUE! | #VALUE! |  |  |  |  | #VALUE! | #VALUE! | #VALUE! |  |  | #VALUE! | #VALUE! | #VALUE! | #VALUE! | #VALUE! | #VALUE! | #VALUE! | #VALUE! |  |  | #VALUE! | #VALUE! | #VALUE! | #VALUE! | #VALUE! |  |  | #VALUE! | #VALUE! | #VALUE! | #VALUE! | #VALUE! | #VALUE! | #VALUE! | #VALUE! |  |  | #VALUE! | #VALUE! | #VALUE! | #VALUE! | #VALUE! |  |  | #VALUE! | #VALUE! | #VALUE! | #VALUE! | #VALUE! | #VALUE! | #VALUE! | #VALUE! | 0 | #REF! | #VALUE! | #VALUE! | #VALUE! | #VALUE! | #VALUE! | #VALUE! | #VALUE! | 0
|  |  |  | 0 | 51 | 0 |  |  | 1 | 1.0842e-19 | 0 | 1.0669e-18 | 1.0669e-18 | 1.0669e-18 | 0 | 0 |  |  |  |  | #VALUE! | #VALUE! | #VALUE! |  |  | #VALUE! | #VALUE! | #VALUE! | #VALUE! | #VALUE! | #VALUE! | #VALUE! | #VALUE! |  |  |  |  | #VALUE! | #VALUE! | #VALUE! |  |  | #VALUE! | #VALUE! | #VALUE! | #VALUE! | #VALUE! | #VALUE! | #VALUE! | #VALUE! |  |  |  |  | #VALUE! | #VALUE! | #VALUE! |  |  | #VALUE! | #VALUE! | #VALUE! | #VALUE! | #VALUE! | #VALUE! | #VALUE! | #VALUE! |  |  |  |  | #VALUE! | #VALUE! | #VALUE! |  |  | #VALUE! | #VALUE! | #VALUE! | #VALUE! | #VALUE! | #VALUE! | #VALUE! | #VALUE! |  |  |  |  | #VALUE! | #VALUE! | #VALUE! |  |  | #VALUE! | #VALUE! | #VALUE! | #VALUE! | #VALUE! | #VALUE! | #VALUE! | #VALUE! |  |  | #VALUE! | #VALUE! | #VALUE! | #VALUE! | #VALUE! |  |  | #VALUE! | #VALUE! | #VALUE! | #VALUE! | #VALUE! | #VALUE! | #VALUE! | #VALUE! |  |  | #VALUE! | #VALUE! | #VALUE! | #VALUE! | #VALUE! |  |  | #VALUE! | #VALUE! | #VALUE! | #VALUE! | #VALUE! | #VALUE! | #VALUE! | #VALUE! | 0 | #REF! | #VALUE! | #VALUE! | #VALUE! | #VALUE! | #VALUE! | #VALUE! | #VALUE! | 0
|  |  |  | 0 | 51 | 0 |  |  | 1 | 1.0842e-19 | 0 | 1.0669e-18 | 1.0669e-18 | 1.0669e-18 | 0 | 0 |  |  |  |  | #VALUE! | #VALUE! | #VALUE! |  |  | #VALUE! | #VALUE! | #VALUE! | #VALUE! | #VALUE! | #VALUE! | #VALUE! | #VALUE! |  |  |  |  | #VALUE! | #VALUE! | #VALUE! |  |  | #VALUE! | #VALUE! | #VALUE! | #VALUE! | #VALUE! | #VALUE! | #VALUE! | #VALUE! |  |  |  |  | #VALUE! | #VALUE! | #VALUE! |  |  | #VALUE! | #VALUE! | #VALUE! | #VALUE! | #VALUE! | #VALUE! | #VALUE! | #VALUE! |  |  |  |  | #VALUE! | #VALUE! | #VALUE! |  |  | #VALUE! | #VALUE! | #VALUE! | #VALUE! | #VALUE! | #VALUE! | #VALUE! | #VALUE! |  |  |  |  | #VALUE! | #VALUE! | #VALUE! |  |  | #VALUE! | #VALUE! | #VALUE! | #VALUE! | #VALUE! | #VALUE! | #VALUE! | #VALUE! |  |  | #VALUE! | #VALUE! | #VALUE! | #VALUE! | #VALUE! |  |  | #VALUE! | #VALUE! | #VALUE! | #VALUE! | #VALUE! | #VALUE! | #VALUE! | #VALUE! |  |  | #VALUE! | #VALUE! | #VALUE! | #VALUE! | #VALUE! |  |  | #VALUE! | #VALUE! | #VALUE! | #VALUE! | #VALUE! | #VALUE! | #VALUE! | #VALUE! | 0 | #REF! | #VALUE! | #VALUE! | #VALUE! | #VALUE! | #VALUE! | #VALUE! | #VALUE! | 0
|  |  |  | 0 | 51 | 0 |  |  | 1 | 1.0842e-19 | 0 | 1.0669e-18 | 1.0669e-18 | 1.0669e-18 | 0 | 0 |  |  |  |  | #VALUE! | #VALUE! | #VALUE! |  |  | #VALUE! | #VALUE! | #VALUE! | #VALUE! | #VALUE! | #VALUE! | #VALUE! | #VALUE! |  |  |  |  | #VALUE! | #VALUE! | #VALUE! |  |  | #VALUE! | #VALUE! | #VALUE! | #VALUE! | #VALUE! | #VALUE! | #VALUE! | #VALUE! |  |  |  |  | #VALUE! | #VALUE! | #VALUE! |  |  | #VALUE! | #VALUE! | #VALUE! | #VALUE! | #VALUE! | #VALUE! | #VALUE! | #VALUE! |  |  |  |  | #VALUE! | #VALUE! | #VALUE! |  |  | #VALUE! | #VALUE! | #VALUE! | #VALUE! | #VALUE! | #VALUE! | #VALUE! | #VALUE! |  |  |  |  | #VALUE! | #VALUE! | #VALUE! |  |  | #VALUE! | #VALUE! | #VALUE! | #VALUE! | #VALUE! | #VALUE! | #VALUE! | #VALUE! |  |  | #VALUE! | #VALUE! | #VALUE! | #VALUE! | #VALUE! |  |  | #VALUE! | #VALUE! | #VALUE! | #VALUE! | #VALUE! | #VALUE! | #VALUE! | #VALUE! |  |  | #VALUE! | #VALUE! | #VALUE! | #VALUE! | #VALUE! |  |  | #VALUE! | #VALUE! | #VALUE! | #VALUE! | #VALUE! | #VALUE! | #VALUE! | #VALUE! | 0 | #REF! | #VALUE! | #VALUE! | #VALUE! | #VALUE! | #VALUE! | #VALUE! | #VALUE! | 0
|  |  |  | 0 | 51 | 0 |  |  | 1 | 1.0842e-19 | 0 | 1.0669e-18 | 1.0669e-18 | 1.0669e-18 | 0 | 0 |  |  |  |  | #VALUE! | #VALUE! | #VALUE! |  |  | #VALUE! | #VALUE! | #VALUE! | #VALUE! | #VALUE! | #VALUE! | #VALUE! | #VALUE! |  |  |  |  | #VALUE! | #VALUE! | #VALUE! |  |  | #VALUE! | #VALUE! | #VALUE! | #VALUE! | #VALUE! | #VALUE! | #VALUE! | #VALUE! |  |  |  |  | #VALUE! | #VALUE! | #VALUE! |  |  | #VALUE! | #VALUE! | #VALUE! | #VALUE! | #VALUE! | #VALUE! | #VALUE! | #VALUE! |  |  |  |  | #VALUE! | #VALUE! | #VALUE! |  |  | #VALUE! | #VALUE! | #VALUE! | #VALUE! | #VALUE! | #VALUE! | #VALUE! | #VALUE! |  |  |  |  | #VALUE! | #VALUE! | #VALUE! |  |  | #VALUE! | #VALUE! | #VALUE! | #VALUE! | #VALUE! | #VALUE! | #VALUE! | #VALUE! |  |  | #VALUE! | #VALUE! | #VALUE! | #VALUE! | #VALUE! |  |  | #VALUE! | #VALUE! | #VALUE! | #VALUE! | #VALUE! | #VALUE! | #VALUE! | #VALUE! |  |  | #VALUE! | #VALUE! | #VALUE! | #VALUE! | #VALUE! |  |  | #VALUE! | #VALUE! | #VALUE! | #VALUE! | #VALUE! | #VALUE! | #VALUE! | #VALUE! | 0 | #REF! | #VALUE! | #VALUE! | #VALUE! | #VALUE! | #VALUE! | #VALUE! | #VALUE! | 0
|  |  |  | 0 | 51 | 0 |  |  | 1 | 1.0842e-19 | 0 | 1.0669e-18 | 1.0669e-18 | 1.0669e-18 | 0 | 0 |  |  |  |  | #VALUE! | #VALUE! | #VALUE! |  |  | #VALUE! | #VALUE! | #VALUE! | #VALUE! | #VALUE! | #VALUE! | #VALUE! | #VALUE! |  |  |  |  | #VALUE! | #VALUE! | #VALUE! |  |  | #VALUE! | #VALUE! | #VALUE! | #VALUE! | #VALUE! | #VALUE! | #VALUE! | #VALUE! |  |  |  |  | #VALUE! | #VALUE! | #VALUE! |  |  | #VALUE! | #VALUE! | #VALUE! | #VALUE! | #VALUE! | #VALUE! | #VALUE! | #VALUE! |  |  |  |  | #VALUE! | #VALUE! | #VALUE! |  |  | #VALUE! | #VALUE! | #VALUE! | #VALUE! | #VALUE! | #VALUE! | #VALUE! | #VALUE! |  |  |  |  | #VALUE! | #VALUE! | #VALUE! |  |  | #VALUE! | #VALUE! | #VALUE! | #VALUE! | #VALUE! | #VALUE! | #VALUE! | #VALUE! |  |  | #VALUE! | #VALUE! | #VALUE! | #VALUE! | #VALUE! |  |  | #VALUE! | #VALUE! | #VALUE! | #VALUE! | #VALUE! | #VALUE! | #VALUE! | #VALUE! |  |  | #VALUE! | #VALUE! | #VALUE! | #VALUE! | #VALUE! |  |  | #VALUE! | #VALUE! | #VALUE! | #VALUE! | #VALUE! | #VALUE! | #VALUE! | #VALUE! | 0 | #REF! | #VALUE! | #VALUE! | #VALUE! | #VALUE! | #VALUE! | #VALUE! | #VALUE! | 0
|  |  |  | 0 | 51 | 0 |  |  | 1 | 1.0842e-19 | 0 | 1.0669e-18 | 1.0669e-18 | 1.0669e-18 | 0 | 0 |  |  |  |  | #VALUE! | #VALUE! | #VALUE! |  |  | #VALUE! | #VALUE! | #VALUE! | #VALUE! | #VALUE! | #VALUE! | #VALUE! | #VALUE! |  |  |  |  | #VALUE! | #VALUE! | #VALUE! |  |  | #VALUE! | #VALUE! | #VALUE! | #VALUE! | #VALUE! | #VALUE! | #VALUE! | #VALUE! |  |  |  |  | #VALUE! | #VALUE! | #VALUE! |  |  | #VALUE! | #VALUE! | #VALUE! | #VALUE! | #VALUE! | #VALUE! | #VALUE! | #VALUE! |  |  |  |  | #VALUE! | #VALUE! | #VALUE! |  |  | #VALUE! | #VALUE! | #VALUE! | #VALUE! | #VALUE! | #VALUE! | #VALUE! | #VALUE! |  |  |  |  | #VALUE! | #VALUE! | #VALUE! |  |  | #VALUE! | #VALUE! | #VALUE! | #VALUE! | #VALUE! | #VALUE! | #VALUE! | #VALUE! |  |  | #VALUE! | #VALUE! | #VALUE! | #VALUE! | #VALUE! |  |  | #VALUE! | #VALUE! | #VALUE! | #VALUE! | #VALUE! | #VALUE! | #VALUE! | #VALUE! |  |  | #VALUE! | #VALUE! | #VALUE! | #VALUE! | #VALUE! |  |  | #VALUE! | #VALUE! | #VALUE! | #VALUE! | #VALUE! | #VALUE! | #VALUE! | #VALUE! | 0 | #REF! | #VALUE! | #VALUE! | #VALUE! | #VALUE! | #VALUE! | #VALUE! | #VALUE! | 0
|  |  |  | 0 | 51 | 0 |  |  | 1 | 1.0842e-19 | 0 | 1.0669e-18 | 1.0669e-18 | 1.0669e-18 | 0 | 0 |  |  |  |  | #VALUE! | #VALUE! | #VALUE! |  |  | #VALUE! | #VALUE! | #VALUE! | #VALUE! | #VALUE! | #VALUE! | #VALUE! | #VALUE! |  |  |  |  | #VALUE! | #VALUE! | #VALUE! |  |  | #VALUE! | #VALUE! | #VALUE! | #VALUE! | #VALUE! | #VALUE! | #VALUE! | #VALUE! |  |  |  |  | #VALUE! | #VALUE! | #VALUE! |  |  | #VALUE! | #VALUE! | #VALUE! | #VALUE! | #VALUE! | #VALUE! | #VALUE! | #VALUE! |  |  |  |  | #VALUE! | #VALUE! | #VALUE! |  |  | #VALUE! | #VALUE! | #VALUE! | #VALUE! | #VALUE! | #VALUE! | #VALUE! | #VALUE! |  |  |  |  | #VALUE! | #VALUE! | #VALUE! |  |  | #VALUE! | #VALUE! | #VALUE! | #VALUE! | #VALUE! | #VALUE! | #VALUE! | #VALUE! |  |  | #VALUE! | #VALUE! | #VALUE! | #VALUE! | #VALUE! |  |  | #VALUE! | #VALUE! | #VALUE! | #VALUE! | #VALUE! | #VALUE! | #VALUE! | #VALUE! |  |  | #VALUE! | #VALUE! | #VALUE! | #VALUE! | #VALUE! |  |  | #VALUE! | #VALUE! | #VALUE! | #VALUE! | #VALUE! | #VALUE! | #VALUE! | #VALUE! | 0 | #REF! | #VALUE! | #VALUE! | #VALUE! | #VALUE! | #VALUE! | #VALUE! | #VALUE! | 0
|  |  |  | 0 | 51 | 0 |  |  | 1 | 1.0842e-19 | 0 | 1.0669e-18 | 1.0669e-18 | 1.0669e-18 | 0 | 0 |  |  |  |  | #VALUE! | #VALUE! | #VALUE! |  |  | #VALUE! | #VALUE! | #VALUE! | #VALUE! | #VALUE! | #VALUE! | #VALUE! | #VALUE! |  |  |  |  | #VALUE! | #VALUE! | #VALUE! |  |  | #VALUE! | #VALUE! | #VALUE! | #VALUE! | #VALUE! | #VALUE! | #VALUE! | #VALUE! |  |  |  |  | #VALUE! | #VALUE! | #VALUE! |  |  | #VALUE! | #VALUE! | #VALUE! | #VALUE! | #VALUE! | #VALUE! | #VALUE! | #VALUE! |  |  |  |  | #VALUE! | #VALUE! | #VALUE! |  |  | #VALUE! | #VALUE! | #VALUE! | #VALUE! | #VALUE! | #VALUE! | #VALUE! | #VALUE! |  |  |  |  | #VALUE! | #VALUE! | #VALUE! |  |  | #VALUE! | #VALUE! | #VALUE! | #VALUE! | #VALUE! | #VALUE! | #VALUE! | #VALUE! |  |  | #VALUE! | #VALUE! | #VALUE! | #VALUE! | #VALUE! |  |  | #VALUE! | #VALUE! | #VALUE! | #VALUE! | #VALUE! | #VALUE! | #VALUE! | #VALUE! |  |  | #VALUE! | #VALUE! | #VALUE! | #VALUE! | #VALUE! |  |  | #VALUE! | #VALUE! | #VALUE! | #VALUE! | #VALUE! | #VALUE! | #VALUE! | #VALUE! | 0 | #REF! | #VALUE! | #VALUE! | #VALUE! | #VALUE! | #VALUE! | #VALUE! | #VALUE! | 0
|  |  |  | 0 | 51 | 0 |  |  | 1 | 1.0842e-19 | 0 | 1.0669e-18 | 1.0669e-18 | 1.0669e-18 | 0 | 0 |  |  |  |  | #VALUE! | #VALUE! | #VALUE! |  |  | #VALUE! | #VALUE! | #VALUE! | #VALUE! | #VALUE! | #VALUE! | #VALUE! | #VALUE! |  |  |  |  | #VALUE! | #VALUE! | #VALUE! |  |  | #VALUE! | #VALUE! | #VALUE! | #VALUE! | #VALUE! | #VALUE! | #VALUE! | #VALUE! |  |  |  |  | #VALUE! | #VALUE! | #VALUE! |  |  | #VALUE! | #VALUE! | #VALUE! | #VALUE! | #VALUE! | #VALUE! | #VALUE! | #VALUE! |  |  |  |  | #VALUE! | #VALUE! | #VALUE! |  |  | #VALUE! | #VALUE! | #VALUE! | #VALUE! | #VALUE! | #VALUE! | #VALUE! | #VALUE! |  |  |  |  | #VALUE! | #VALUE! | #VALUE! |  |  | #VALUE! | #VALUE! | #VALUE! | #VALUE! | #VALUE! | #VALUE! | #VALUE! | #VALUE! |  |  | #VALUE! | #VALUE! | #VALUE! | #VALUE! | #VALUE! |  |  | #VALUE! | #VALUE! | #VALUE! | #VALUE! | #VALUE! | #VALUE! | #VALUE! | #VALUE! |  |  | #VALUE! | #VALUE! | #VALUE! | #VALUE! | #VALUE! |  |  | #VALUE! | #VALUE! | #VALUE! | #VALUE! | #VALUE! | #VALUE! | #VALUE! | #VALUE! | 0 | #REF! | #VALUE! | #VALUE! | #VALUE! | #VALUE! | #VALUE! | #VALUE! | #VALUE! | 0
|  |  |  | 0 | 51 | 0 |  |  | 1 | 1.0842e-19 | 0 | 1.0669e-18 | 1.0669e-18 | 1.0669e-18 | 0 | 0 |  |  |  |  | #VALUE! | #VALUE! | #VALUE! |  |  | #VALUE! | #VALUE! | #VALUE! | #VALUE! | #VALUE! | #VALUE! | #VALUE! | #VALUE! |  |  |  |  | #VALUE! | #VALUE! | #VALUE! |  |  | #VALUE! | #VALUE! | #VALUE! | #VALUE! | #VALUE! | #VALUE! | #VALUE! | #VALUE! |  |  |  |  | #VALUE! | #VALUE! | #VALUE! |  |  | #VALUE! | #VALUE! | #VALUE! | #VALUE! | #VALUE! | #VALUE! | #VALUE! | #VALUE! |  |  |  |  | #VALUE! | #VALUE! | #VALUE! |  |  | #VALUE! | #VALUE! | #VALUE! | #VALUE! | #VALUE! | #VALUE! | #VALUE! | #VALUE! |  |  |  |  | #VALUE! | #VALUE! | #VALUE! |  |  | #VALUE! | #VALUE! | #VALUE! | #VALUE! | #VALUE! | #VALUE! | #VALUE! | #VALUE! |  |  | #VALUE! | #VALUE! | #VALUE! | #VALUE! | #VALUE! |  |  | #VALUE! | #VALUE! | #VALUE! | #VALUE! | #VALUE! | #VALUE! | #VALUE! | #VALUE! |  |  | #VALUE! | #VALUE! | #VALUE! | #VALUE! | #VALUE! |  |  | #VALUE! | #VALUE! | #VALUE! | #VALUE! | #VALUE! | #VALUE! | #VALUE! | #VALUE! | 0 | #REF! | #VALUE! | #VALUE! | #VALUE! | #VALUE! | #VALUE! | #VALUE! | #VALUE! | 0
|  |  |  | 0 | 51 | 0 |  |  | 1 | 1.0842e-19 | 0 | 1.0669e-18 | 1.0669e-18 | 1.0669e-18 | 0 | 0 |  |  |  |  | #VALUE! | #VALUE! | #VALUE! |  |  | #VALUE! | #VALUE! | #VALUE! | #VALUE! | #VALUE! | #VALUE! | #VALUE! | #VALUE! |  |  |  |  | #VALUE! | #VALUE! | #VALUE! |  |  | #VALUE! | #VALUE! | #VALUE! | #VALUE! | #VALUE! | #VALUE! | #VALUE! | #VALUE! |  |  |  |  | #VALUE! | #VALUE! | #VALUE! |  |  | #VALUE! | #VALUE! | #VALUE! | #VALUE! | #VALUE! | #VALUE! | #VALUE! | #VALUE! |  |  |  |  | #VALUE! | #VALUE! | #VALUE! |  |  | #VALUE! | #VALUE! | #VALUE! | #VALUE! | #VALUE! | #VALUE! | #VALUE! | #VALUE! |  |  |  |  | #VALUE! | #VALUE! | #VALUE! |  |  | #VALUE! | #VALUE! | #VALUE! | #VALUE! | #VALUE! | #VALUE! | #VALUE! | #VALUE! |  |  | #VALUE! | #VALUE! | #VALUE! | #VALUE! | #VALUE! |  |  | #VALUE! | #VALUE! | #VALUE! | #VALUE! | #VALUE! | #VALUE! | #VALUE! | #VALUE! |  |  | #VALUE! | #VALUE! | #VALUE! | #VALUE! | #VALUE! |  |  | #VALUE! | #VALUE! | #VALUE! | #VALUE! | #VALUE! | #VALUE! | #VALUE! | #VALUE! | 0 | #REF! | #VALUE! | #VALUE! | #VALUE! | #VALUE! | #VALUE! | #VALUE! | #VALUE! | 0
|  |  |  | 0 | 51 | 0 |  |  | 1 | 1.0842e-19 | 0 | 1.0669e-18 | 1.0669e-18 | 1.0669e-18 | 0 | 0 |  |  |  |  | #VALUE! | #VALUE! | #VALUE! |  |  | #VALUE! | #VALUE! | #VALUE! | #VALUE! | #VALUE! | #VALUE! | #VALUE! | #VALUE! |  |  |  |  | #VALUE! | #VALUE! | #VALUE! |  |  | #VALUE! | #VALUE! | #VALUE! | #VALUE! | #VALUE! | #VALUE! | #VALUE! | #VALUE! |  |  |  |  | #VALUE! | #VALUE! | #VALUE! |  |  | #VALUE! | #VALUE! | #VALUE! | #VALUE! | #VALUE! | #VALUE! | #VALUE! | #VALUE! |  |  |  |  | #VALUE! | #VALUE! | #VALUE! |  |  | #VALUE! | #VALUE! | #VALUE! | #VALUE! | #VALUE! | #VALUE! | #VALUE! | #VALUE! |  |  |  |  | #VALUE! | #VALUE! | #VALUE! |  |  | #VALUE! | #VALUE! | #VALUE! | #VALUE! | #VALUE! | #VALUE! | #VALUE! | #VALUE! |  |  | #VALUE! | #VALUE! | #VALUE! | #VALUE! | #VALUE! |  |  | #VALUE! | #VALUE! | #VALUE! | #VALUE! | #VALUE! | #VALUE! | #VALUE! | #VALUE! |  |  | #VALUE! | #VALUE! | #VALUE! | #VALUE! | #VALUE! |  |  | #VALUE! | #VALUE! | #VALUE! | #VALUE! | #VALUE! | #VALUE! | #VALUE! | #VALUE! | 0 | #REF! | #VALUE! | #VALUE! | #VALUE! | #VALUE! | #VALUE! | #VALUE! | #VALUE! | 0
|  |  |  | 0 | 51 | 0 |  |  | 1 | 1.0842e-19 | 0 | 1.0669e-18 | 1.0669e-18 | 1.0669e-18 | 0 | 0 |  |  |  |  | #VALUE! | #VALUE! | #VALUE! |  |  | #VALUE! | #VALUE! | #VALUE! | #VALUE! | #VALUE! | #VALUE! | #VALUE! | #VALUE! |  |  |  |  | #VALUE! | #VALUE! | #VALUE! |  |  | #VALUE! | #VALUE! | #VALUE! | #VALUE! | #VALUE! | #VALUE! | #VALUE! | #VALUE! |  |  |  |  | #VALUE! | #VALUE! | #VALUE! |  |  | #VALUE! | #VALUE! | #VALUE! | #VALUE! | #VALUE! | #VALUE! | #VALUE! | #VALUE! |  |  |  |  | #VALUE! | #VALUE! | #VALUE! |  |  | #VALUE! | #VALUE! | #VALUE! | #VALUE! | #VALUE! | #VALUE! | #VALUE! | #VALUE! |  |  |  |  | #VALUE! | #VALUE! | #VALUE! |  |  | #VALUE! | #VALUE! | #VALUE! | #VALUE! | #VALUE! | #VALUE! | #VALUE! | #VALUE! |  |  | #VALUE! | #VALUE! | #VALUE! | #VALUE! | #VALUE! |  |  | #VALUE! | #VALUE! | #VALUE! | #VALUE! | #VALUE! | #VALUE! | #VALUE! | #VALUE! |  |  | #VALUE! | #VALUE! | #VALUE! | #VALUE! | #VALUE! |  |  | #VALUE! | #VALUE! | #VALUE! | #VALUE! | #VALUE! | #VALUE! | #VALUE! | #VALUE! | 0 | #REF! | #VALUE! | #VALUE! | #VALUE! | #VALUE! | #VALUE! | #VALUE! | #VALUE! | 0
|  |  |  | 0 | 51 | 0 |  |  | 1 | 1.0842e-19 | 0 | 1.0669e-18 | 1.0669e-18 | 1.0669e-18 | 0 | 0 |  |  |  |  | #VALUE! | #VALUE! | #VALUE! |  |  | #VALUE! | #VALUE! | #VALUE! | #VALUE! | #VALUE! | #VALUE! | #VALUE! | #VALUE! |  |  |  |  | #VALUE! | #VALUE! | #VALUE! |  |  | #VALUE! | #VALUE! | #VALUE! | #VALUE! | #VALUE! | #VALUE! | #VALUE! | #VALUE! |  |  |  |  | #VALUE! | #VALUE! | #VALUE! |  |  | #VALUE! | #VALUE! | #VALUE! | #VALUE! | #VALUE! | #VALUE! | #VALUE! | #VALUE! |  |  |  |  | #VALUE! | #VALUE! | #VALUE! |  |  | #VALUE! | #VALUE! | #VALUE! | #VALUE! | #VALUE! | #VALUE! | #VALUE! | #VALUE! |  |  |  |  | #VALUE! | #VALUE! | #VALUE! |  |  | #VALUE! | #VALUE! | #VALUE! | #VALUE! | #VALUE! | #VALUE! | #VALUE! | #VALUE! |  |  | #VALUE! | #VALUE! | #VALUE! | #VALUE! | #VALUE! |  |  | #VALUE! | #VALUE! | #VALUE! | #VALUE! | #VALUE! | #VALUE! | #VALUE! | #VALUE! |  |  | #VALUE! | #VALUE! | #VALUE! | #VALUE! | #VALUE! |  |  | #VALUE! | #VALUE! | #VALUE! | #VALUE! | #VALUE! | #VALUE! | #VALUE! | #VALUE! | 0 | #REF! | #VALUE! | #VALUE! | #VALUE! | #VALUE! | #VALUE! | #VALUE! | #VALUE! | 0
|  |  |  | 0 | 51 | 0 |  |  | 1 | 1.0842e-19 | 0 | 1.0669e-18 | 1.0669e-18 | 1.0669e-18 | 0 | 0 |  |  |  |  | #VALUE! | #VALUE! | #VALUE! |  |  | #VALUE! | #VALUE! | #VALUE! | #VALUE! | #VALUE! | #VALUE! | #VALUE! | #VALUE! |  |  |  |  | #VALUE! | #VALUE! | #VALUE! |  |  | #VALUE! | #VALUE! | #VALUE! | #VALUE! | #VALUE! | #VALUE! | #VALUE! | #VALUE! |  |  |  |  | #VALUE! | #VALUE! | #VALUE! |  |  | #VALUE! | #VALUE! | #VALUE! | #VALUE! | #VALUE! | #VALUE! | #VALUE! | #VALUE! |  |  |  |  | #VALUE! | #VALUE! | #VALUE! |  |  | #VALUE! | #VALUE! | #VALUE! | #VALUE! | #VALUE! | #VALUE! | #VALUE! | #VALUE! |  |  |  |  | #VALUE! | #VALUE! | #VALUE! |  |  | #VALUE! | #VALUE! | #VALUE! | #VALUE! | #VALUE! | #VALUE! | #VALUE! | #VALUE! |  |  | #VALUE! | #VALUE! | #VALUE! | #VALUE! | #VALUE! |  |  | #VALUE! | #VALUE! | #VALUE! | #VALUE! | #VALUE! | #VALUE! | #VALUE! | #VALUE! |  |  | #VALUE! | #VALUE! | #VALUE! | #VALUE! | #VALUE! |  |  | #VALUE! | #VALUE! | #VALUE! | #VALUE! | #VALUE! | #VALUE! | #VALUE! | #VALUE! | 0 | #REF! | #VALUE! | #VALUE! | #VALUE! | #VALUE! | #VALUE! | #VALUE! | #VALUE! | 0
|  |  |  | 0 | 51 | 0 |  |  | 1 | 1.0842e-19 | 0 | 1.0669e-18 | 1.0669e-18 | 1.0669e-18 | 0 | 0 |  |  |  |  | #VALUE! | #VALUE! | #VALUE! |  |  | #VALUE! | #VALUE! | #VALUE! | #VALUE! | #VALUE! | #VALUE! | #VALUE! | #VALUE! |  |  |  |  | #VALUE! | #VALUE! | #VALUE! |  |  | #VALUE! | #VALUE! | #VALUE! | #VALUE! | #VALUE! | #VALUE! | #VALUE! | #VALUE! |  |  |  |  | #VALUE! | #VALUE! | #VALUE! |  |  | #VALUE! | #VALUE! | #VALUE! | #VALUE! | #VALUE! | #VALUE! | #VALUE! | #VALUE! |  |  |  |  | #VALUE! | #VALUE! | #VALUE! |  |  | #VALUE! | #VALUE! | #VALUE! | #VALUE! | #VALUE! | #VALUE! | #VALUE! | #VALUE! |  |  |  |  | #VALUE! | #VALUE! | #VALUE! |  |  | #VALUE! | #VALUE! | #VALUE! | #VALUE! | #VALUE! | #VALUE! | #VALUE! | #VALUE! |  |  | #VALUE! | #VALUE! | #VALUE! | #VALUE! | #VALUE! |  |  | #VALUE! | #VALUE! | #VALUE! | #VALUE! | #VALUE! | #VALUE! | #VALUE! | #VALUE! |  |  | #VALUE! | #VALUE! | #VALUE! | #VALUE! | #VALUE! |  |  | #VALUE! | #VALUE! | #VALUE! | #VALUE! | #VALUE! | #VALUE! | #VALUE! | #VALUE! | 0 | #REF! | #VALUE! | #VALUE! | #VALUE! | #VALUE! | #VALUE! | #VALUE! | #VALUE! | 0
|  |  |  | 0 | 51 | 0 |  |  | 1 | 1.0842e-19 | 0 | 1.0669e-18 | 1.0669e-18 | 1.0669e-18 | 0 | 0 |  |  |  |  | #VALUE! | #VALUE! | #VALUE! |  |  | #VALUE! | #VALUE! | #VALUE! | #VALUE! | #VALUE! | #VALUE! | #VALUE! | #VALUE! |  |  |  |  | #VALUE! | #VALUE! | #VALUE! |  |  | #VALUE! | #VALUE! | #VALUE! | #VALUE! | #VALUE! | #VALUE! | #VALUE! | #VALUE! |  |  |  |  | #VALUE! | #VALUE! | #VALUE! |  |  | #VALUE! | #VALUE! | #VALUE! | #VALUE! | #VALUE! | #VALUE! | #VALUE! | #VALUE! |  |  |  |  | #VALUE! | #VALUE! | #VALUE! |  |  | #VALUE! | #VALUE! | #VALUE! | #VALUE! | #VALUE! | #VALUE! | #VALUE! | #VALUE! |  |  |  |  | #VALUE! | #VALUE! | #VALUE! |  |  | #VALUE! | #VALUE! | #VALUE! | #VALUE! | #VALUE! | #VALUE! | #VALUE! | #VALUE! |  |  | #VALUE! | #VALUE! | #VALUE! | #VALUE! | #VALUE! |  |  | #VALUE! | #VALUE! | #VALUE! | #VALUE! | #VALUE! | #VALUE! | #VALUE! | #VALUE! |  |  | #VALUE! | #VALUE! | #VALUE! | #VALUE! | #VALUE! |  |  | #VALUE! | #VALUE! | #VALUE! | #VALUE! | #VALUE! | #VALUE! | #VALUE! | #VALUE! | 0 | #REF! | #VALUE! | #VALUE! | #VALUE! | #VALUE! | #VALUE! | #VALUE! | #VALUE! | 0
|  |  |  | 0 | 51 | 0 |  |  | 1 | 1.0842e-19 | 0 | 1.0669e-18 | 1.0669e-18 | 1.0669e-18 | 0 | 0 |  |  |  |  | #VALUE! | #VALUE! | #VALUE! |  |  | #VALUE! | #VALUE! | #VALUE! | #VALUE! | #VALUE! | #VALUE! | #VALUE! | #VALUE! |  |  |  |  | #VALUE! | #VALUE! | #VALUE! |  |  | #VALUE! | #VALUE! | #VALUE! | #VALUE! | #VALUE! | #VALUE! | #VALUE! | #VALUE! |  |  |  |  | #VALUE! | #VALUE! | #VALUE! |  |  | #VALUE! | #VALUE! | #VALUE! | #VALUE! | #VALUE! | #VALUE! | #VALUE! | #VALUE! |  |  |  |  | #VALUE! | #VALUE! | #VALUE! |  |  | #VALUE! | #VALUE! | #VALUE! | #VALUE! | #VALUE! | #VALUE! | #VALUE! | #VALUE! |  |  |  |  | #VALUE! | #VALUE! | #VALUE! |  |  | #VALUE! | #VALUE! | #VALUE! | #VALUE! | #VALUE! | #VALUE! | #VALUE! | #VALUE! |  |  | #VALUE! | #VALUE! | #VALUE! | #VALUE! | #VALUE! |  |  | #VALUE! | #VALUE! | #VALUE! | #VALUE! | #VALUE! | #VALUE! | #VALUE! | #VALUE! |  |  | #VALUE! | #VALUE! | #VALUE! | #VALUE! | #VALUE! |  |  | #VALUE! | #VALUE! | #VALUE! | #VALUE! | #VALUE! | #VALUE! | #VALUE! | #VALUE! | 0 | #REF! | #VALUE! | #VALUE! | #VALUE! | #VALUE! | #VALUE! | #VALUE! | #VALUE! | 0
|  |  |  | 0 | 51 | 0 |  |  | 1 | 1.0842e-19 | 0 | 1.0669e-18 | 1.0669e-18 | 1.0669e-18 | 0 | 0 |  |  |  |  | #VALUE! | #VALUE! | #VALUE! |  |  | #VALUE! | #VALUE! | #VALUE! | #VALUE! | #VALUE! | #VALUE! | #VALUE! | #VALUE! |  |  |  |  | #VALUE! | #VALUE! | #VALUE! |  |  | #VALUE! | #VALUE! | #VALUE! | #VALUE! | #VALUE! | #VALUE! | #VALUE! | #VALUE! |  |  |  |  | #VALUE! | #VALUE! | #VALUE! |  |  | #VALUE! | #VALUE! | #VALUE! | #VALUE! | #VALUE! | #VALUE! | #VALUE! | #VALUE! |  |  |  |  | #VALUE! | #VALUE! | #VALUE! |  |  | #VALUE! | #VALUE! | #VALUE! | #VALUE! | #VALUE! | #VALUE! | #VALUE! | #VALUE! |  |  |  |  | #VALUE! | #VALUE! | #VALUE! |  |  | #VALUE! | #VALUE! | #VALUE! | #VALUE! | #VALUE! | #VALUE! | #VALUE! | #VALUE! |  |  | #VALUE! | #VALUE! | #VALUE! | #VALUE! | #VALUE! |  |  | #VALUE! | #VALUE! | #VALUE! | #VALUE! | #VALUE! | #VALUE! | #VALUE! | #VALUE! |  |  | #VALUE! | #VALUE! | #VALUE! | #VALUE! | #VALUE! |  |  | #VALUE! | #VALUE! | #VALUE! | #VALUE! | #VALUE! | #VALUE! | #VALUE! | #VALUE! | 0 | #REF! | #VALUE! | #VALUE! | #VALUE! | #VALUE! | #VALUE! | #VALUE! | #VALUE! | 0
|  |  |  | 0 | 51 | 0 |  |  | 1 | 1.0842e-19 | 0 | 1.0669e-18 | 1.0669e-18 | 1.0669e-18 | 0 | 0 |  |  |  |  | #VALUE! | #VALUE! | #VALUE! |  |  | #VALUE! | #VALUE! | #VALUE! | #VALUE! | #VALUE! | #VALUE! | #VALUE! | #VALUE! |  |  |  |  | #VALUE! | #VALUE! | #VALUE! |  |  | #VALUE! | #VALUE! | #VALUE! | #VALUE! | #VALUE! | #VALUE! | #VALUE! | #VALUE! |  |  |  |  | #VALUE! | #VALUE! | #VALUE! |  |  | #VALUE! | #VALUE! | #VALUE! | #VALUE! | #VALUE! | #VALUE! | #VALUE! | #VALUE! |  |  |  |  | #VALUE! | #VALUE! | #VALUE! |  |  | #VALUE! | #VALUE! | #VALUE! | #VALUE! | #VALUE! | #VALUE! | #VALUE! | #VALUE! |  |  |  |  | #VALUE! | #VALUE! | #VALUE! |  |  | #VALUE! | #VALUE! | #VALUE! | #VALUE! | #VALUE! | #VALUE! | #VALUE! | #VALUE! |  |  | #VALUE! | #VALUE! | #VALUE! | #VALUE! | #VALUE! |  |  | #VALUE! | #VALUE! | #VALUE! | #VALUE! | #VALUE! | #VALUE! | #VALUE! | #VALUE! |  |  | #VALUE! | #VALUE! | #VALUE! | #VALUE! | #VALUE! |  |  | #VALUE! | #VALUE! | #VALUE! | #VALUE! | #VALUE! | #VALUE! | #VALUE! | #VALUE! | 0 | #REF! | #VALUE! | #VALUE! | #VALUE! | #VALUE! | #VALUE! | #VALUE! | #VALUE! | 0
|  |  |  | 0 | 51 | 0 |  |  | 1 | 1.0842e-19 | 0 | 1.0669e-18 | 1.0669e-18 | 1.0669e-18 | 0 | 0 |  |  |  |  | #VALUE! | #VALUE! | #VALUE! |  |  | #VALUE! | #VALUE! | #VALUE! | #VALUE! | #VALUE! | #VALUE! | #VALUE! | #VALUE! |  |  |  |  | #VALUE! | #VALUE! | #VALUE! |  |  | #VALUE! | #VALUE! | #VALUE! | #VALUE! | #VALUE! | #VALUE! | #VALUE! | #VALUE! |  |  |  |  | #VALUE! | #VALUE! | #VALUE! |  |  | #VALUE! | #VALUE! | #VALUE! | #VALUE! | #VALUE! | #VALUE! | #VALUE! | #VALUE! |  |  |  |  | #VALUE! | #VALUE! | #VALUE! |  |  | #VALUE! | #VALUE! | #VALUE! | #VALUE! | #VALUE! | #VALUE! | #VALUE! | #VALUE! |  |  |  |  | #VALUE! | #VALUE! | #VALUE! |  |  | #VALUE! | #VALUE! | #VALUE! | #VALUE! | #VALUE! | #VALUE! | #VALUE! | #VALUE! |  |  | #VALUE! | #VALUE! | #VALUE! | #VALUE! | #VALUE! |  |  | #VALUE! | #VALUE! | #VALUE! | #VALUE! | #VALUE! | #VALUE! | #VALUE! | #VALUE! |  |  | #VALUE! | #VALUE! | #VALUE! | #VALUE! | #VALUE! |  |  | #VALUE! | #VALUE! | #VALUE! | #VALUE! | #VALUE! | #VALUE! | #VALUE! | #VALUE! | 0 | #REF! | #VALUE! | #VALUE! | #VALUE! | #VALUE! | #VALUE! | #VALUE! | #VALUE! | 0
|  |  |  | 0 | 51 | 0 |  |  | 1 | 1.0842e-19 | 0 | 1.0669e-18 | 1.0669e-18 | 1.0669e-18 | 0 | 0 |  |  |  |  | #VALUE! | #VALUE! | #VALUE! |  |  | #VALUE! | #VALUE! | #VALUE! | #VALUE! | #VALUE! | #VALUE! | #VALUE! | #VALUE! |  |  |  |  | #VALUE! | #VALUE! | #VALUE! |  |  | #VALUE! | #VALUE! | #VALUE! | #VALUE! | #VALUE! | #VALUE! | #VALUE! | #VALUE! |  |  |  |  | #VALUE! | #VALUE! | #VALUE! |  |  | #VALUE! | #VALUE! | #VALUE! | #VALUE! | #VALUE! | #VALUE! | #VALUE! | #VALUE! |  |  |  |  | #VALUE! | #VALUE! | #VALUE! |  |  | #VALUE! | #VALUE! | #VALUE! | #VALUE! | #VALUE! | #VALUE! | #VALUE! | #VALUE! |  |  |  |  | #VALUE! | #VALUE! | #VALUE! |  |  | #VALUE! | #VALUE! | #VALUE! | #VALUE! | #VALUE! | #VALUE! | #VALUE! | #VALUE! |  |  | #VALUE! | #VALUE! | #VALUE! | #VALUE! | #VALUE! |  |  | #VALUE! | #VALUE! | #VALUE! | #VALUE! | #VALUE! | #VALUE! | #VALUE! | #VALUE! |  |  | #VALUE! | #VALUE! | #VALUE! | #VALUE! | #VALUE! |  |  | #VALUE! | #VALUE! | #VALUE! | #VALUE! | #VALUE! | #VALUE! | #VALUE! | #VALUE! | 0 | #REF! | #VALUE! | #VALUE! | #VALUE! | #VALUE! | #VALUE! | #VALUE! | #VALUE! | 0
|  |  |  | 0 | 51 | 0 |  |  | 1 | 1.0842e-19 | 0 | 1.0669e-18 | 1.0669e-18 | 1.0669e-18 | 0 | 0 |  |  |  |  | #VALUE! | #VALUE! | #VALUE! |  |  | #VALUE! | #VALUE! | #VALUE! | #VALUE! | #VALUE! | #VALUE! | #VALUE! | #VALUE! |  |  |  |  | #VALUE! | #VALUE! | #VALUE! |  |  | #VALUE! | #VALUE! | #VALUE! | #VALUE! | #VALUE! | #VALUE! | #VALUE! | #VALUE! |  |  |  |  | #VALUE! | #VALUE! | #VALUE! |  |  | #VALUE! | #VALUE! | #VALUE! | #VALUE! | #VALUE! | #VALUE! | #VALUE! | #VALUE! |  |  |  |  | #VALUE! | #VALUE! | #VALUE! |  |  | #VALUE! | #VALUE! | #VALUE! | #VALUE! | #VALUE! | #VALUE! | #VALUE! | #VALUE! |  |  |  |  | #VALUE! | #VALUE! | #VALUE! |  |  | #VALUE! | #VALUE! | #VALUE! | #VALUE! | #VALUE! | #VALUE! | #VALUE! | #VALUE! |  |  | #VALUE! | #VALUE! | #VALUE! | #VALUE! | #VALUE! |  |  | #VALUE! | #VALUE! | #VALUE! | #VALUE! | #VALUE! | #VALUE! | #VALUE! | #VALUE! |  |  | #VALUE! | #VALUE! | #VALUE! | #VALUE! | #VALUE! |  |  | #VALUE! | #VALUE! | #VALUE! | #VALUE! | #VALUE! | #VALUE! | #VALUE! | #VALUE! | 0 | #REF! | #VALUE! | #VALUE! | #VALUE! | #VALUE! | #VALUE! | #VALUE! | #VALUE! | 0
|  |  |  | 0 | 51 | 0 |  |  | 1 | 1.0842e-19 | 0 | 1.0669e-18 | 1.0669e-18 | 1.0669e-18 | 0 | 0 |  |  |  |  | #VALUE! | #VALUE! | #VALUE! |  |  | #VALUE! | #VALUE! | #VALUE! | #VALUE! | #VALUE! | #VALUE! | #VALUE! | #VALUE! |  |  |  |  | #VALUE! | #VALUE! | #VALUE! |  |  | #VALUE! | #VALUE! | #VALUE! | #VALUE! | #VALUE! | #VALUE! | #VALUE! | #VALUE! |  |  |  |  | #VALUE! | #VALUE! | #VALUE! |  |  | #VALUE! | #VALUE! | #VALUE! | #VALUE! | #VALUE! | #VALUE! | #VALUE! | #VALUE! |  |  |  |  | #VALUE! | #VALUE! | #VALUE! |  |  | #VALUE! | #VALUE! | #VALUE! | #VALUE! | #VALUE! | #VALUE! | #VALUE! | #VALUE! |  |  |  |  | #VALUE! | #VALUE! | #VALUE! |  |  | #VALUE! | #VALUE! | #VALUE! | #VALUE! | #VALUE! | #VALUE! | #VALUE! | #VALUE! |  |  | #VALUE! | #VALUE! | #VALUE! | #VALUE! | #VALUE! |  |  | #VALUE! | #VALUE! | #VALUE! | #VALUE! | #VALUE! | #VALUE! | #VALUE! | #VALUE! |  |  | #VALUE! | #VALUE! | #VALUE! | #VALUE! | #VALUE! |  |  | #VALUE! | #VALUE! | #VALUE! | #VALUE! | #VALUE! | #VALUE! | #VALUE! | #VALUE! | 0 | #REF! | #VALUE! | #VALUE! | #VALUE! | #VALUE! | #VALUE! | #VALUE! | #VALUE! | 0
|  |  |  | 0 | 51 | 0 |  |  | 1 | 1.0842e-19 | 0 | 1.0669e-18 | 1.0669e-18 | 1.0669e-18 | 0 | 0 |  |  |  |  | #VALUE! | #VALUE! | #VALUE! |  |  | #VALUE! | #VALUE! | #VALUE! | #VALUE! | #VALUE! | #VALUE! | #VALUE! | #VALUE! |  |  |  |  | #VALUE! | #VALUE! | #VALUE! |  |  | #VALUE! | #VALUE! | #VALUE! | #VALUE! | #VALUE! | #VALUE! | #VALUE! | #VALUE! |  |  |  |  | #VALUE! | #VALUE! | #VALUE! |  |  | #VALUE! | #VALUE! | #VALUE! | #VALUE! | #VALUE! | #VALUE! | #VALUE! | #VALUE! |  |  |  |  | #VALUE! | #VALUE! | #VALUE! |  |  | #VALUE! | #VALUE! | #VALUE! | #VALUE! | #VALUE! | #VALUE! | #VALUE! | #VALUE! |  |  |  |  | #VALUE! | #VALUE! | #VALUE! |  |  | #VALUE! | #VALUE! | #VALUE! | #VALUE! | #VALUE! | #VALUE! | #VALUE! | #VALUE! |  |  | #VALUE! | #VALUE! | #VALUE! | #VALUE! | #VALUE! |  |  | #VALUE! | #VALUE! | #VALUE! | #VALUE! | #VALUE! | #VALUE! | #VALUE! | #VALUE! |  |  | #VALUE! | #VALUE! | #VALUE! | #VALUE! | #VALUE! |  |  | #VALUE! | #VALUE! | #VALUE! | #VALUE! | #VALUE! | #VALUE! | #VALUE! | #VALUE! | 0 | #REF! | #VALUE! | #VALUE! | #VALUE! | #VALUE! | #VALUE! | #VALUE! | #VALUE! | 0
|  |  |  | 0 | 51 | 0 |  |  | 1 | 1.0842e-19 | 0 | 1.0669e-18 | 1.0669e-18 | 1.0669e-18 | 0 | 0 |  |  |  |  | #VALUE! | #VALUE! | #VALUE! |  |  | #VALUE! | #VALUE! | #VALUE! | #VALUE! | #VALUE! | #VALUE! | #VALUE! | #VALUE! |  |  |  |  | #VALUE! | #VALUE! | #VALUE! |  |  | #VALUE! | #VALUE! | #VALUE! | #VALUE! | #VALUE! | #VALUE! | #VALUE! | #VALUE! |  |  |  |  | #VALUE! | #VALUE! | #VALUE! |  |  | #VALUE! | #VALUE! | #VALUE! | #VALUE! | #VALUE! | #VALUE! | #VALUE! | #VALUE! |  |  |  |  | #VALUE! | #VALUE! | #VALUE! |  |  | #VALUE! | #VALUE! | #VALUE! | #VALUE! | #VALUE! | #VALUE! | #VALUE! | #VALUE! |  |  |  |  | #VALUE! | #VALUE! | #VALUE! |  |  | #VALUE! | #VALUE! | #VALUE! | #VALUE! | #VALUE! | #VALUE! | #VALUE! | #VALUE! |  |  | #VALUE! | #VALUE! | #VALUE! | #VALUE! | #VALUE! |  |  | #VALUE! | #VALUE! | #VALUE! | #VALUE! | #VALUE! | #VALUE! | #VALUE! | #VALUE! |  |  | #VALUE! | #VALUE! | #VALUE! | #VALUE! | #VALUE! |  |  | #VALUE! | #VALUE! | #VALUE! | #VALUE! | #VALUE! | #VALUE! | #VALUE! | #VALUE! | 0 | #REF! | #VALUE! | #VALUE! | #VALUE! | #VALUE! | #VALUE! | #VALUE! | #VALUE! | 0
|  |  |  | 0 | 51 | 0 |  |  | 1 | 1.0842e-19 | 0 | 1.0669e-18 | 1.0669e-18 | 1.0669e-18 | 0 | 0 |  |  |  |  | #VALUE! | #VALUE! | #VALUE! |  |  | #VALUE! | #VALUE! | #VALUE! | #VALUE! | #VALUE! | #VALUE! | #VALUE! | #VALUE! |  |  |  |  | #VALUE! | #VALUE! | #VALUE! |  |  | #VALUE! | #VALUE! | #VALUE! | #VALUE! | #VALUE! | #VALUE! | #VALUE! | #VALUE! |  |  |  |  | #VALUE! | #VALUE! | #VALUE! |  |  | #VALUE! | #VALUE! | #VALUE! | #VALUE! | #VALUE! | #VALUE! | #VALUE! | #VALUE! |  |  |  |  | #VALUE! | #VALUE! | #VALUE! |  |  | #VALUE! | #VALUE! | #VALUE! | #VALUE! | #VALUE! | #VALUE! | #VALUE! | #VALUE! |  |  |  |  | #VALUE! | #VALUE! | #VALUE! |  |  | #VALUE! | #VALUE! | #VALUE! | #VALUE! | #VALUE! | #VALUE! | #VALUE! | #VALUE! |  |  | #VALUE! | #VALUE! | #VALUE! | #VALUE! | #VALUE! |  |  | #VALUE! | #VALUE! | #VALUE! | #VALUE! | #VALUE! | #VALUE! | #VALUE! | #VALUE! |  |  | #VALUE! | #VALUE! | #VALUE! | #VALUE! | #VALUE! |  |  | #VALUE! | #VALUE! | #VALUE! | #VALUE! | #VALUE! | #VALUE! | #VALUE! | #VALUE! | 0 | #REF! | #VALUE! | #VALUE! | #VALUE! | #VALUE! | #VALUE! | #VALUE! | #VALUE! | 0
|  |  |  | 0 | 51 | 0 |  |  | 1 | 1.0842e-19 | 0 | 1.0669e-18 | 1.0669e-18 | 1.0669e-18 | 0 | 0 |  |  |  |  | #VALUE! | #VALUE! | #VALUE! |  |  | #VALUE! | #VALUE! | #VALUE! | #VALUE! | #VALUE! | #VALUE! | #VALUE! | #VALUE! |  |  |  |  | #VALUE! | #VALUE! | #VALUE! |  |  | #VALUE! | #VALUE! | #VALUE! | #VALUE! | #VALUE! | #VALUE! | #VALUE! | #VALUE! |  |  |  |  | #VALUE! | #VALUE! | #VALUE! |  |  | #VALUE! | #VALUE! | #VALUE! | #VALUE! | #VALUE! | #VALUE! | #VALUE! | #VALUE! |  |  |  |  | #VALUE! | #VALUE! | #VALUE! |  |  | #VALUE! | #VALUE! | #VALUE! | #VALUE! | #VALUE! | #VALUE! | #VALUE! | #VALUE! |  |  |  |  | #VALUE! | #VALUE! | #VALUE! |  |  | #VALUE! | #VALUE! | #VALUE! | #VALUE! | #VALUE! | #VALUE! | #VALUE! | #VALUE! |  |  | #VALUE! | #VALUE! | #VALUE! | #VALUE! | #VALUE! |  |  | #VALUE! | #VALUE! | #VALUE! | #VALUE! | #VALUE! | #VALUE! | #VALUE! | #VALUE! |  |  | #VALUE! | #VALUE! | #VALUE! | #VALUE! | #VALUE! |  |  | #VALUE! | #VALUE! | #VALUE! | #VALUE! | #VALUE! | #VALUE! | #VALUE! | #VALUE! | 0 | #REF! | #VALUE! | #VALUE! | #VALUE! | #VALUE! | #VALUE! | #VALUE! | #VALUE! | 0
|  |  |  | 0 | 51 | 0 |  |  | 1 | 1.0842e-19 | 0 | 1.0669e-18 | 1.0669e-18 | 1.0669e-18 | 0 | 0 |  |  |  |  | #VALUE! | #VALUE! | #VALUE! |  |  | #VALUE! | #VALUE! | #VALUE! | #VALUE! | #VALUE! | #VALUE! | #VALUE! | #VALUE! |  |  |  |  | #VALUE! | #VALUE! | #VALUE! |  |  | #VALUE! | #VALUE! | #VALUE! | #VALUE! | #VALUE! | #VALUE! | #VALUE! | #VALUE! |  |  |  |  | #VALUE! | #VALUE! | #VALUE! |  |  | #VALUE! | #VALUE! | #VALUE! | #VALUE! | #VALUE! | #VALUE! | #VALUE! | #VALUE! |  |  |  |  | #VALUE! | #VALUE! | #VALUE! |  |  | #VALUE! | #VALUE! | #VALUE! | #VALUE! | #VALUE! | #VALUE! | #VALUE! | #VALUE! |  |  |  |  | #VALUE! | #VALUE! | #VALUE! |  |  | #VALUE! | #VALUE! | #VALUE! | #VALUE! | #VALUE! | #VALUE! | #VALUE! | #VALUE! |  |  | #VALUE! | #VALUE! | #VALUE! | #VALUE! | #VALUE! |  |  | #VALUE! | #VALUE! | #VALUE! | #VALUE! | #VALUE! | #VALUE! | #VALUE! | #VALUE! |  |  | #VALUE! | #VALUE! | #VALUE! | #VALUE! | #VALUE! |  |  | #VALUE! | #VALUE! | #VALUE! | #VALUE! | #VALUE! | #VALUE! | #VALUE! | #VALUE! | 0 | #REF! | #VALUE! | #VALUE! | #VALUE! | #VALUE! | #VALUE! | #VALUE! | #VALUE! | 0
|  |  |  | 0 | 51 | 0 |  |  | 1 | 1.0842e-19 | 0 | 1.0669e-18 | 1.0669e-18 | 1.0669e-18 | 0 | 0 |  |  |  |  | #VALUE! | #VALUE! | #VALUE! |  |  | #VALUE! | #VALUE! | #VALUE! | #VALUE! | #VALUE! | #VALUE! | #VALUE! | #VALUE! |  |  |  |  | #VALUE! | #VALUE! | #VALUE! |  |  | #VALUE! | #VALUE! | #VALUE! | #VALUE! | #VALUE! | #VALUE! | #VALUE! | #VALUE! |  |  |  |  | #VALUE! | #VALUE! | #VALUE! |  |  | #VALUE! | #VALUE! | #VALUE! | #VALUE! | #VALUE! | #VALUE! | #VALUE! | #VALUE! |  |  |  |  | #VALUE! | #VALUE! | #VALUE! |  |  | #VALUE! | #VALUE! | #VALUE! | #VALUE! | #VALUE! | #VALUE! | #VALUE! | #VALUE! |  |  |  |  | #VALUE! | #VALUE! | #VALUE! |  |  | #VALUE! | #VALUE! | #VALUE! | #VALUE! | #VALUE! | #VALUE! | #VALUE! | #VALUE! |  |  | #VALUE! | #VALUE! | #VALUE! | #VALUE! | #VALUE! |  |  | #VALUE! | #VALUE! | #VALUE! | #VALUE! | #VALUE! | #VALUE! | #VALUE! | #VALUE! |  |  | #VALUE! | #VALUE! | #VALUE! | #VALUE! | #VALUE! |  |  | #VALUE! | #VALUE! | #VALUE! | #VALUE! | #VALUE! | #VALUE! | #VALUE! | #VALUE! | 0 | #REF! | #VALUE! | #VALUE! | #VALUE! | #VALUE! | #VALUE! | #VALUE! | #VALUE! | 0
|  |  |  | 0 | 51 | 0 |  |  | 1 | 1.0842e-19 | 0 | 1.0669e-18 | 1.0669e-18 | 1.0669e-18 | 0 | 0 |  |  |  |  | #VALUE! | #VALUE! | #VALUE! |  |  | #VALUE! | #VALUE! | #VALUE! | #VALUE! | #VALUE! | #VALUE! | #VALUE! | #VALUE! |  |  |  |  | #VALUE! | #VALUE! | #VALUE! |  |  | #VALUE! | #VALUE! | #VALUE! | #VALUE! | #VALUE! | #VALUE! | #VALUE! | #VALUE! |  |  |  |  | #VALUE! | #VALUE! | #VALUE! |  |  | #VALUE! | #VALUE! | #VALUE! | #VALUE! | #VALUE! | #VALUE! | #VALUE! | #VALUE! |  |  |  |  | #VALUE! | #VALUE! | #VALUE! |  |  | #VALUE! | #VALUE! | #VALUE! | #VALUE! | #VALUE! | #VALUE! | #VALUE! | #VALUE! |  |  |  |  | #VALUE! | #VALUE! | #VALUE! |  |  | #VALUE! | #VALUE! | #VALUE! | #VALUE! | #VALUE! | #VALUE! | #VALUE! | #VALUE! |  |  | #VALUE! | #VALUE! | #VALUE! | #VALUE! | #VALUE! |  |  | #VALUE! | #VALUE! | #VALUE! | #VALUE! | #VALUE! | #VALUE! | #VALUE! | #VALUE! |  |  | #VALUE! | #VALUE! | #VALUE! | #VALUE! | #VALUE! |  |  | #VALUE! | #VALUE! | #VALUE! | #VALUE! | #VALUE! | #VALUE! | #VALUE! | #VALUE! | 0 | #REF! | #VALUE! | #VALUE! | #VALUE! | #VALUE! | #VALUE! | #VALUE! | #VALUE! | 0
|  |  |  | 0 | 51 | 0 |  |  | 1 | 1.0842e-19 | 0 | 1.0669e-18 | 1.0669e-18 | 1.0669e-18 | 0 | 0 |  |  |  |  | #VALUE! | #VALUE! | #VALUE! |  |  | #VALUE! | #VALUE! | #VALUE! | #VALUE! | #VALUE! | #VALUE! | #VALUE! | #VALUE! |  |  |  |  | #VALUE! | #VALUE! | #VALUE! |  |  | #VALUE! | #VALUE! | #VALUE! | #VALUE! | #VALUE! | #VALUE! | #VALUE! | #VALUE! |  |  |  |  | #VALUE! | #VALUE! | #VALUE! |  |  | #VALUE! | #VALUE! | #VALUE! | #VALUE! | #VALUE! | #VALUE! | #VALUE! | #VALUE! |  |  |  |  | #VALUE! | #VALUE! | #VALUE! |  |  | #VALUE! | #VALUE! | #VALUE! | #VALUE! | #VALUE! | #VALUE! | #VALUE! | #VALUE! |  |  |  |  | #VALUE! | #VALUE! | #VALUE! |  |  | #VALUE! | #VALUE! | #VALUE! | #VALUE! | #VALUE! | #VALUE! | #VALUE! | #VALUE! |  |  | #VALUE! | #VALUE! | #VALUE! | #VALUE! | #VALUE! |  |  | #VALUE! | #VALUE! | #VALUE! | #VALUE! | #VALUE! | #VALUE! | #VALUE! | #VALUE! |  |  | #VALUE! | #VALUE! | #VALUE! | #VALUE! | #VALUE! |  |  | #VALUE! | #VALUE! | #VALUE! | #VALUE! | #VALUE! | #VALUE! | #VALUE! | #VALUE! | 0 | #REF! | #VALUE! | #VALUE! | #VALUE! | #VALUE! | #VALUE! | #VALUE! | #VALUE! | 0
|  |  |  | 0 | 51 | 0 |  |  | 1 | 1.0842e-19 | 0 | 1.0669e-18 | 1.0669e-18 | 1.0669e-18 | 0 | 0 |  |  |  |  | #VALUE! | #VALUE! | #VALUE! |  |  | #VALUE! | #VALUE! | #VALUE! | #VALUE! | #VALUE! | #VALUE! | #VALUE! | #VALUE! |  |  |  |  | #VALUE! | #VALUE! | #VALUE! |  |  | #VALUE! | #VALUE! | #VALUE! | #VALUE! | #VALUE! | #VALUE! | #VALUE! | #VALUE! |  |  |  |  | #VALUE! | #VALUE! | #VALUE! |  |  | #VALUE! | #VALUE! | #VALUE! | #VALUE! | #VALUE! | #VALUE! | #VALUE! | #VALUE! |  |  |  |  | #VALUE! | #VALUE! | #VALUE! |  |  | #VALUE! | #VALUE! | #VALUE! | #VALUE! | #VALUE! | #VALUE! | #VALUE! | #VALUE! |  |  |  |  | #VALUE! | #VALUE! | #VALUE! |  |  | #VALUE! | #VALUE! | #VALUE! | #VALUE! | #VALUE! | #VALUE! | #VALUE! | #VALUE! |  |  | #VALUE! | #VALUE! | #VALUE! | #VALUE! | #VALUE! |  |  | #VALUE! | #VALUE! | #VALUE! | #VALUE! | #VALUE! | #VALUE! | #VALUE! | #VALUE! |  |  | #VALUE! | #VALUE! | #VALUE! | #VALUE! | #VALUE! |  |  | #VALUE! | #VALUE! | #VALUE! | #VALUE! | #VALUE! | #VALUE! | #VALUE! | #VALUE! | 0 | #REF! | #VALUE! | #VALUE! | #VALUE! | #VALUE! | #VALUE! | #VALUE! | #VALUE! | 0
|  |  |  | 0 | 51 | 0 |  |  | 1 | 1.0842e-19 | 0 | 1.0669e-18 | 1.0669e-18 | 1.0669e-18 | 0 | 0 |  |  |  |  | #VALUE! | #VALUE! | #VALUE! |  |  | #VALUE! | #VALUE! | #VALUE! | #VALUE! | #VALUE! | #VALUE! | #VALUE! | #VALUE! |  |  |  |  | #VALUE! | #VALUE! | #VALUE! |  |  | #VALUE! | #VALUE! | #VALUE! | #VALUE! | #VALUE! | #VALUE! | #VALUE! | #VALUE! |  |  |  |  | #VALUE! | #VALUE! | #VALUE! |  |  | #VALUE! | #VALUE! | #VALUE! | #VALUE! | #VALUE! | #VALUE! | #VALUE! | #VALUE! |  |  |  |  | #VALUE! | #VALUE! | #VALUE! |  |  | #VALUE! | #VALUE! | #VALUE! | #VALUE! | #VALUE! | #VALUE! | #VALUE! | #VALUE! |  |  |  |  | #VALUE! | #VALUE! | #VALUE! |  |  | #VALUE! | #VALUE! | #VALUE! | #VALUE! | #VALUE! | #VALUE! | #VALUE! | #VALUE! |  |  | #VALUE! | #VALUE! | #VALUE! | #VALUE! | #VALUE! |  |  | #VALUE! | #VALUE! | #VALUE! | #VALUE! | #VALUE! | #VALUE! | #VALUE! | #VALUE! |  |  | #VALUE! | #VALUE! | #VALUE! | #VALUE! | #VALUE! |  |  | #VALUE! | #VALUE! | #VALUE! | #VALUE! | #VALUE! | #VALUE! | #VALUE! | #VALUE! | 0 | #REF! | #VALUE! | #VALUE! | #VALUE! | #VALUE! | #VALUE! | #VALUE! | #VALUE! | 0
|  |  |  | 0 | 51 | 0 |  |  | 1 | 1.0842e-19 | 0 | 1.0669e-18 | 1.0669e-18 | 1.0669e-18 | 0 | 0 |  |  |  |  | #VALUE! | #VALUE! | #VALUE! |  |  | #VALUE! | #VALUE! | #VALUE! | #VALUE! | #VALUE! | #VALUE! | #VALUE! | #VALUE! |  |  |  |  | #VALUE! | #VALUE! | #VALUE! |  |  | #VALUE! | #VALUE! | #VALUE! | #VALUE! | #VALUE! | #VALUE! | #VALUE! | #VALUE! |  |  |  |  | #VALUE! | #VALUE! | #VALUE! |  |  | #VALUE! | #VALUE! | #VALUE! | #VALUE! | #VALUE! | #VALUE! | #VALUE! | #VALUE! |  |  |  |  | #VALUE! | #VALUE! | #VALUE! |  |  | #VALUE! | #VALUE! | #VALUE! | #VALUE! | #VALUE! | #VALUE! | #VALUE! | #VALUE! |  |  |  |  | #VALUE! | #VALUE! | #VALUE! |  |  | #VALUE! | #VALUE! | #VALUE! | #VALUE! | #VALUE! | #VALUE! | #VALUE! | #VALUE! |  |  | #VALUE! | #VALUE! | #VALUE! | #VALUE! | #VALUE! |  |  | #VALUE! | #VALUE! | #VALUE! | #VALUE! | #VALUE! | #VALUE! | #VALUE! | #VALUE! |  |  | #VALUE! | #VALUE! | #VALUE! | #VALUE! | #VALUE! |  |  | #VALUE! | #VALUE! | #VALUE! | #VALUE! | #VALUE! | #VALUE! | #VALUE! | #VALUE! | 0 | #REF! | #VALUE! | #VALUE! | #VALUE! | #VALUE! | #VALUE! | #VALUE! | #VALUE! | 0
|  |  |  | 0 | 51 | 0 |  |  | 1 | 1.0842e-19 | 0 | 1.0669e-18 | 1.0669e-18 | 1.0669e-18 | 0 | 0 |  |  |  |  | #VALUE! | #VALUE! | #VALUE! |  |  | #VALUE! | #VALUE! | #VALUE! | #VALUE! | #VALUE! | #VALUE! | #VALUE! | #VALUE! |  |  |  |  | #VALUE! | #VALUE! | #VALUE! |  |  | #VALUE! | #VALUE! | #VALUE! | #VALUE! | #VALUE! | #VALUE! | #VALUE! | #VALUE! |  |  |  |  | #VALUE! | #VALUE! | #VALUE! |  |  | #VALUE! | #VALUE! | #VALUE! | #VALUE! | #VALUE! | #VALUE! | #VALUE! | #VALUE! |  |  |  |  | #VALUE! | #VALUE! | #VALUE! |  |  | #VALUE! | #VALUE! | #VALUE! | #VALUE! | #VALUE! | #VALUE! | #VALUE! | #VALUE! |  |  |  |  | #VALUE! | #VALUE! | #VALUE! |  |  | #VALUE! | #VALUE! | #VALUE! | #VALUE! | #VALUE! | #VALUE! | #VALUE! | #VALUE! |  |  | #VALUE! | #VALUE! | #VALUE! | #VALUE! | #VALUE! |  |  | #VALUE! | #VALUE! | #VALUE! | #VALUE! | #VALUE! | #VALUE! | #VALUE! | #VALUE! |  |  | #VALUE! | #VALUE! | #VALUE! | #VALUE! | #VALUE! |  |  | #VALUE! | #VALUE! | #VALUE! | #VALUE! | #VALUE! | #VALUE! | #VALUE! | #VALUE! | 0 | #REF! | #VALUE! | #VALUE! | #VALUE! | #VALUE! | #VALUE! | #VALUE! | #VALUE! | 0
|  |  |  | 0 | 51 | 0 |  |  | 1 | 1.0842e-19 | 0 | 1.0669e-18 | 1.0669e-18 | 1.0669e-18 | 0 | 0 |  |  |  |  | #VALUE! | #VALUE! | #VALUE! |  |  | #VALUE! | #VALUE! | #VALUE! | #VALUE! | #VALUE! | #VALUE! | #VALUE! | #VALUE! |  |  |  |  | #VALUE! | #VALUE! | #VALUE! |  |  | #VALUE! | #VALUE! | #VALUE! | #VALUE! | #VALUE! | #VALUE! | #VALUE! | #VALUE! |  |  |  |  | #VALUE! | #VALUE! | #VALUE! |  |  | #VALUE! | #VALUE! | #VALUE! | #VALUE! | #VALUE! | #VALUE! | #VALUE! | #VALUE! |  |  |  |  | #VALUE! | #VALUE! | #VALUE! |  |  | #VALUE! | #VALUE! | #VALUE! | #VALUE! | #VALUE! | #VALUE! | #VALUE! | #VALUE! |  |  |  |  | #VALUE! | #VALUE! | #VALUE! |  |  | #VALUE! | #VALUE! | #VALUE! | #VALUE! | #VALUE! | #VALUE! | #VALUE! | #VALUE! |  |  | #VALUE! | #VALUE! | #VALUE! | #VALUE! | #VALUE! |  |  | #VALUE! | #VALUE! | #VALUE! | #VALUE! | #VALUE! | #VALUE! | #VALUE! | #VALUE! |  |  | #VALUE! | #VALUE! | #VALUE! | #VALUE! | #VALUE! |  |  | #VALUE! | #VALUE! | #VALUE! | #VALUE! | #VALUE! | #VALUE! | #VALUE! | #VALUE! | 0 | #REF! | #VALUE! | #VALUE! | #VALUE! | #VALUE! | #VALUE! | #VALUE! | #VALUE! | 0
|  |  |  | 0 | 51 | 0 |  |  | 1 | 1.0842e-19 | 0 | 1.0669e-18 | 1.0669e-18 | 1.0669e-18 | 0 | 0 |  |  |  |  | #VALUE! | #VALUE! | #VALUE! |  |  | #VALUE! | #VALUE! | #VALUE! | #VALUE! | #VALUE! | #VALUE! | #VALUE! | #VALUE! |  |  |  |  | #VALUE! | #VALUE! | #VALUE! |  |  | #VALUE! | #VALUE! | #VALUE! | #VALUE! | #VALUE! | #VALUE! | #VALUE! | #VALUE! |  |  |  |  | #VALUE! | #VALUE! | #VALUE! |  |  | #VALUE! | #VALUE! | #VALUE! | #VALUE! | #VALUE! | #VALUE! | #VALUE! | #VALUE! |  |  |  |  | #VALUE! | #VALUE! | #VALUE! |  |  | #VALUE! | #VALUE! | #VALUE! | #VALUE! | #VALUE! | #VALUE! | #VALUE! | #VALUE! |  |  |  |  | #VALUE! | #VALUE! | #VALUE! |  |  | #VALUE! | #VALUE! | #VALUE! | #VALUE! | #VALUE! | #VALUE! | #VALUE! | #VALUE! |  |  | #VALUE! | #VALUE! | #VALUE! | #VALUE! | #VALUE! |  |  | #VALUE! | #VALUE! | #VALUE! | #VALUE! | #VALUE! | #VALUE! | #VALUE! | #VALUE! |  |  | #VALUE! | #VALUE! | #VALUE! | #VALUE! | #VALUE! |  |  | #VALUE! | #VALUE! | #VALUE! | #VALUE! | #VALUE! | #VALUE! | #VALUE! | #VALUE! | 0 | #REF! | #VALUE! | #VALUE! | #VALUE! | #VALUE! | #VALUE! | #VALUE! | #VALUE! | 0
|  |  |  | 0 | 51 | 0 |  |  | 1 | 1.0842e-19 | 0 | 1.0669e-18 | 1.0669e-18 | 1.0669e-18 | 0 | 0 |  |  |  |  | #VALUE! | #VALUE! | #VALUE! |  |  | #VALUE! | #VALUE! | #VALUE! | #VALUE! | #VALUE! | #VALUE! | #VALUE! | #VALUE! |  |  |  |  | #VALUE! | #VALUE! | #VALUE! |  |  | #VALUE! | #VALUE! | #VALUE! | #VALUE! | #VALUE! | #VALUE! | #VALUE! | #VALUE! |  |  |  |  | #VALUE! | #VALUE! | #VALUE! |  |  | #VALUE! | #VALUE! | #VALUE! | #VALUE! | #VALUE! | #VALUE! | #VALUE! | #VALUE! |  |  |  |  | #VALUE! | #VALUE! | #VALUE! |  |  | #VALUE! | #VALUE! | #VALUE! | #VALUE! | #VALUE! | #VALUE! | #VALUE! | #VALUE! |  |  |  |  | #VALUE! | #VALUE! | #VALUE! |  |  | #VALUE! | #VALUE! | #VALUE! | #VALUE! | #VALUE! | #VALUE! | #VALUE! | #VALUE! |  |  | #VALUE! | #VALUE! | #VALUE! | #VALUE! | #VALUE! |  |  | #VALUE! | #VALUE! | #VALUE! | #VALUE! | #VALUE! | #VALUE! | #VALUE! | #VALUE! |  |  | #VALUE! | #VALUE! | #VALUE! | #VALUE! | #VALUE! |  |  | #VALUE! | #VALUE! | #VALUE! | #VALUE! | #VALUE! | #VALUE! | #VALUE! | #VALUE! | 0 | #REF! | #VALUE! | #VALUE! | #VALUE! | #VALUE! | #VALUE! | #VALUE! | #VALUE! | 0
|  |  |  | 0 | 51 | 0 |  |  | 1 | 1.0842e-19 | 0 | 1.0669e-18 | 1.0669e-18 | 1.0669e-18 | 0 | 0 |  |  |  |  | #VALUE! | #VALUE! | #VALUE! |  |  | #VALUE! | #VALUE! | #VALUE! | #VALUE! | #VALUE! | #VALUE! | #VALUE! | #VALUE! |  |  |  |  | #VALUE! | #VALUE! | #VALUE! |  |  | #VALUE! | #VALUE! | #VALUE! | #VALUE! | #VALUE! | #VALUE! | #VALUE! | #VALUE! |  |  |  |  | #VALUE! | #VALUE! | #VALUE! |  |  | #VALUE! | #VALUE! | #VALUE! | #VALUE! | #VALUE! | #VALUE! | #VALUE! | #VALUE! |  |  |  |  | #VALUE! | #VALUE! | #VALUE! |  |  | #VALUE! | #VALUE! | #VALUE! | #VALUE! | #VALUE! | #VALUE! | #VALUE! | #VALUE! |  |  |  |  | #VALUE! | #VALUE! | #VALUE! |  |  | #VALUE! | #VALUE! | #VALUE! | #VALUE! | #VALUE! | #VALUE! | #VALUE! | #VALUE! |  |  | #VALUE! | #VALUE! | #VALUE! | #VALUE! | #VALUE! |  |  | #VALUE! | #VALUE! | #VALUE! | #VALUE! | #VALUE! | #VALUE! | #VALUE! | #VALUE! |  |  | #VALUE! | #VALUE! | #VALUE! | #VALUE! | #VALUE! |  |  | #VALUE! | #VALUE! | #VALUE! | #VALUE! | #VALUE! | #VALUE! | #VALUE! | #VALUE! | 0 | #REF! | #VALUE! | #VALUE! | #VALUE! | #VALUE! | #VALUE! | #VALUE! | #VALUE! | 0
|  |  |  | 0 | 51 | 0 |  |  | 1 | 1.0842e-19 | 0 | 1.0669e-18 | 1.0669e-18 | 1.0669e-18 | 0 | 0 |  |  |  |  | #VALUE! | #VALUE! | #VALUE! |  |  | #VALUE! | #VALUE! | #VALUE! | #VALUE! | #VALUE! | #VALUE! | #VALUE! | #VALUE! |  |  |  |  | #VALUE! | #VALUE! | #VALUE! |  |  | #VALUE! | #VALUE! | #VALUE! | #VALUE! | #VALUE! | #VALUE! | #VALUE! | #VALUE! |  |  |  |  | #VALUE! | #VALUE! | #VALUE! |  |  | #VALUE! | #VALUE! | #VALUE! | #VALUE! | #VALUE! | #VALUE! | #VALUE! | #VALUE! |  |  |  |  | #VALUE! | #VALUE! | #VALUE! |  |  | #VALUE! | #VALUE! | #VALUE! | #VALUE! | #VALUE! | #VALUE! | #VALUE! | #VALUE! |  |  |  |  | #VALUE! | #VALUE! | #VALUE! |  |  | #VALUE! | #VALUE! | #VALUE! | #VALUE! | #VALUE! | #VALUE! | #VALUE! | #VALUE! |  |  | #VALUE! | #VALUE! | #VALUE! | #VALUE! | #VALUE! |  |  | #VALUE! | #VALUE! | #VALUE! | #VALUE! | #VALUE! | #VALUE! | #VALUE! | #VALUE! |  |  | #VALUE! | #VALUE! | #VALUE! | #VALUE! | #VALUE! |  |  | #VALUE! | #VALUE! | #VALUE! | #VALUE! | #VALUE! | #VALUE! | #VALUE! | #VALUE! | 0 | #REF! | #VALUE! | #VALUE! | #VALUE! | #VALUE! | #VALUE! | #VALUE! | #VALUE! | 0
|  |  |  | 0 | 51 | 0 |  |  | 1 | 1.0842e-19 | 0 | 1.0669e-18 | 1.0669e-18 | 1.0669e-18 | 0 | 0 |  |  |  |  | #VALUE! | #VALUE! | #VALUE! |  |  | #VALUE! | #VALUE! | #VALUE! | #VALUE! | #VALUE! | #VALUE! | #VALUE! | #VALUE! |  |  |  |  | #VALUE! | #VALUE! | #VALUE! |  |  | #VALUE! | #VALUE! | #VALUE! | #VALUE! | #VALUE! | #VALUE! | #VALUE! | #VALUE! |  |  |  |  | #VALUE! | #VALUE! | #VALUE! |  |  | #VALUE! | #VALUE! | #VALUE! | #VALUE! | #VALUE! | #VALUE! | #VALUE! | #VALUE! |  |  |  |  | #VALUE! | #VALUE! | #VALUE! |  |  | #VALUE! | #VALUE! | #VALUE! | #VALUE! | #VALUE! | #VALUE! | #VALUE! | #VALUE! |  |  |  |  | #VALUE! | #VALUE! | #VALUE! |  |  | #VALUE! | #VALUE! | #VALUE! | #VALUE! | #VALUE! | #VALUE! | #VALUE! | #VALUE! |  |  | #VALUE! | #VALUE! | #VALUE! | #VALUE! | #VALUE! |  |  | #VALUE! | #VALUE! | #VALUE! | #VALUE! | #VALUE! | #VALUE! | #VALUE! | #VALUE! |  |  | #VALUE! | #VALUE! | #VALUE! | #VALUE! | #VALUE! |  |  | #VALUE! | #VALUE! | #VALUE! | #VALUE! | #VALUE! | #VALUE! | #VALUE! | #VALUE! | 0 | #REF! | #VALUE! | #VALUE! | #VALUE! | #VALUE! | #VALUE! | #VALUE! | #VALUE! | 0
|  |  |  | 0 | 51 | 0 |  |  | 1 | 1.0842e-19 | 0 | 1.0669e-18 | 1.0669e-18 | 1.0669e-18 | 0 | 0 |  |  |  |  | #VALUE! | #VALUE! | #VALUE! |  |  | #VALUE! | #VALUE! | #VALUE! | #VALUE! | #VALUE! | #VALUE! | #VALUE! | #VALUE! |  |  |  |  | #VALUE! | #VALUE! | #VALUE! |  |  | #VALUE! | #VALUE! | #VALUE! | #VALUE! | #VALUE! | #VALUE! | #VALUE! | #VALUE! |  |  |  |  | #VALUE! | #VALUE! | #VALUE! |  |  | #VALUE! | #VALUE! | #VALUE! | #VALUE! | #VALUE! | #VALUE! | #VALUE! | #VALUE! |  |  |  |  | #VALUE! | #VALUE! | #VALUE! |  |  | #VALUE! | #VALUE! | #VALUE! | #VALUE! | #VALUE! | #VALUE! | #VALUE! | #VALUE! |  |  |  |  | #VALUE! | #VALUE! | #VALUE! |  |  | #VALUE! | #VALUE! | #VALUE! | #VALUE! | #VALUE! | #VALUE! | #VALUE! | #VALUE! |  |  | #VALUE! | #VALUE! | #VALUE! | #VALUE! | #VALUE! |  |  | #VALUE! | #VALUE! | #VALUE! | #VALUE! | #VALUE! | #VALUE! | #VALUE! | #VALUE! |  |  | #VALUE! | #VALUE! | #VALUE! | #VALUE! | #VALUE! |  |  | #VALUE! | #VALUE! | #VALUE! | #VALUE! | #VALUE! | #VALUE! | #VALUE! | #VALUE! | 0 | #REF! | #VALUE! | #VALUE! | #VALUE! | #VALUE! | #VALUE! | #VALUE! | #VALUE! | 0
|  |  |  | 0 | 51 | 0 |  |  | 1 | 1.0842e-19 | 0 | 1.0669e-18 | 1.0669e-18 | 1.0669e-18 | 0 | 0 |  |  |  |  | #VALUE! | #VALUE! | #VALUE! |  |  | #VALUE! | #VALUE! | #VALUE! | #VALUE! | #VALUE! | #VALUE! | #VALUE! | #VALUE! |  |  |  |  | #VALUE! | #VALUE! | #VALUE! |  |  | #VALUE! | #VALUE! | #VALUE! | #VALUE! | #VALUE! | #VALUE! | #VALUE! | #VALUE! |  |  |  |  | #VALUE! | #VALUE! | #VALUE! |  |  | #VALUE! | #VALUE! | #VALUE! | #VALUE! | #VALUE! | #VALUE! | #VALUE! | #VALUE! |  |  |  |  | #VALUE! | #VALUE! | #VALUE! |  |  | #VALUE! | #VALUE! | #VALUE! | #VALUE! | #VALUE! | #VALUE! | #VALUE! | #VALUE! |  |  |  |  | #VALUE! | #VALUE! | #VALUE! |  |  | #VALUE! | #VALUE! | #VALUE! | #VALUE! | #VALUE! | #VALUE! | #VALUE! | #VALUE! |  |  | #VALUE! | #VALUE! | #VALUE! | #VALUE! | #VALUE! |  |  | #VALUE! | #VALUE! | #VALUE! | #VALUE! | #VALUE! | #VALUE! | #VALUE! | #VALUE! |  |  | #VALUE! | #VALUE! | #VALUE! | #VALUE! | #VALUE! |  |  | #VALUE! | #VALUE! | #VALUE! | #VALUE! | #VALUE! | #VALUE! | #VALUE! | #VALUE! | 0 | #REF! | #VALUE! | #VALUE! | #VALUE! | #VALUE! | #VALUE! | #VALUE! | #VALUE! | 0
|  |  |  | 0 | 51 | 0 |  |  | 1 | 1.0842e-19 | 0 | 1.0669e-18 | 1.0669e-18 | 1.0669e-18 | 0 | 0 |  |  |  |  | #VALUE! | #VALUE! | #VALUE! |  |  | #VALUE! | #VALUE! | #VALUE! | #VALUE! | #VALUE! | #VALUE! | #VALUE! | #VALUE! |  |  |  |  | #VALUE! | #VALUE! | #VALUE! |  |  | #VALUE! | #VALUE! | #VALUE! | #VALUE! | #VALUE! | #VALUE! | #VALUE! | #VALUE! |  |  |  |  | #VALUE! | #VALUE! | #VALUE! |  |  | #VALUE! | #VALUE! | #VALUE! | #VALUE! | #VALUE! | #VALUE! | #VALUE! | #VALUE! |  |  |  |  | #VALUE! | #VALUE! | #VALUE! |  |  | #VALUE! | #VALUE! | #VALUE! | #VALUE! | #VALUE! | #VALUE! | #VALUE! | #VALUE! |  |  |  |  | #VALUE! | #VALUE! | #VALUE! |  |  | #VALUE! | #VALUE! | #VALUE! | #VALUE! | #VALUE! | #VALUE! | #VALUE! | #VALUE! |  |  | #VALUE! | #VALUE! | #VALUE! | #VALUE! | #VALUE! |  |  | #VALUE! | #VALUE! | #VALUE! | #VALUE! | #VALUE! | #VALUE! | #VALUE! | #VALUE! |  |  | #VALUE! | #VALUE! | #VALUE! | #VALUE! | #VALUE! |  |  | #VALUE! | #VALUE! | #VALUE! | #VALUE! | #VALUE! | #VALUE! | #VALUE! | #VALUE! | 0 | #REF! | #VALUE! | #VALUE! | #VALUE! | #VALUE! | #VALUE! | #VALUE! | #VALUE! | 0
|  |  |  | 0 | 51 | 0 |  |  | 1 | 1.0842e-19 | 0 | 1.0669e-18 | 1.0669e-18 | 1.0669e-18 | 0 | 0 |  |  |  |  | #VALUE! | #VALUE! | #VALUE! |  |  | #VALUE! | #VALUE! | #VALUE! | #VALUE! | #VALUE! | #VALUE! | #VALUE! | #VALUE! |  |  |  |  | #VALUE! | #VALUE! | #VALUE! |  |  | #VALUE! | #VALUE! | #VALUE! | #VALUE! | #VALUE! | #VALUE! | #VALUE! | #VALUE! |  |  |  |  | #VALUE! | #VALUE! | #VALUE! |  |  | #VALUE! | #VALUE! | #VALUE! | #VALUE! | #VALUE! | #VALUE! | #VALUE! | #VALUE! |  |  |  |  | #VALUE! | #VALUE! | #VALUE! |  |  | #VALUE! | #VALUE! | #VALUE! | #VALUE! | #VALUE! | #VALUE! | #VALUE! | #VALUE! |  |  |  |  | #VALUE! | #VALUE! | #VALUE! |  |  | #VALUE! | #VALUE! | #VALUE! | #VALUE! | #VALUE! | #VALUE! | #VALUE! | #VALUE! |  |  | #VALUE! | #VALUE! | #VALUE! | #VALUE! | #VALUE! |  |  | #VALUE! | #VALUE! | #VALUE! | #VALUE! | #VALUE! | #VALUE! | #VALUE! | #VALUE! |  |  | #VALUE! | #VALUE! | #VALUE! | #VALUE! | #VALUE! |  |  | #VALUE! | #VALUE! | #VALUE! | #VALUE! | #VALUE! | #VALUE! | #VALUE! | #VALUE! | 0 | #REF! | #VALUE! | #VALUE! | #VALUE! | #VALUE! | #VALUE! | #VALUE! | #VALUE! | 0
|  |  |  | 0 | 51 | 0 |  |  | 1 | 1.0842e-19 | 0 | 1.0669e-18 | 1.0669e-18 | 1.0669e-18 | 0 | 0 |  |  |  |  | #VALUE! | #VALUE! | #VALUE! |  |  | #VALUE! | #VALUE! | #VALUE! | #VALUE! | #VALUE! | #VALUE! | #VALUE! | #VALUE! |  |  |  |  | #VALUE! | #VALUE! | #VALUE! |  |  | #VALUE! | #VALUE! | #VALUE! | #VALUE! | #VALUE! | #VALUE! | #VALUE! | #VALUE! |  |  |  |  | #VALUE! | #VALUE! | #VALUE! |  |  | #VALUE! | #VALUE! | #VALUE! | #VALUE! | #VALUE! | #VALUE! | #VALUE! | #VALUE! |  |  |  |  | #VALUE! | #VALUE! | #VALUE! |  |  | #VALUE! | #VALUE! | #VALUE! | #VALUE! | #VALUE! | #VALUE! | #VALUE! | #VALUE! |  |  |  |  | #VALUE! | #VALUE! | #VALUE! |  |  | #VALUE! | #VALUE! | #VALUE! | #VALUE! | #VALUE! | #VALUE! | #VALUE! | #VALUE! |  |  | #VALUE! | #VALUE! | #VALUE! | #VALUE! | #VALUE! |  |  | #VALUE! | #VALUE! | #VALUE! | #VALUE! | #VALUE! | #VALUE! | #VALUE! | #VALUE! |  |  | #VALUE! | #VALUE! | #VALUE! | #VALUE! | #VALUE! |  |  | #VALUE! | #VALUE! | #VALUE! | #VALUE! | #VALUE! | #VALUE! | #VALUE! | #VALUE! | 0 | #REF! | #VALUE! | #VALUE! | #VALUE! | #VALUE! | #VALUE! | #VALUE! | #VALUE! | 0
|  |  |  | 0 | 51 | 0 |  |  | 1 | 1.0842e-19 | 0 | 1.0669e-18 | 1.0669e-18 | 1.0669e-18 | 0 | 0 |  |  |  |  | #VALUE! | #VALUE! | #VALUE! |  |  | #VALUE! | #VALUE! | #VALUE! | #VALUE! | #VALUE! | #VALUE! | #VALUE! | #VALUE! |  |  |  |  | #VALUE! | #VALUE! | #VALUE! |  |  | #VALUE! | #VALUE! | #VALUE! | #VALUE! | #VALUE! | #VALUE! | #VALUE! | #VALUE! |  |  |  |  | #VALUE! | #VALUE! | #VALUE! |  |  | #VALUE! | #VALUE! | #VALUE! | #VALUE! | #VALUE! | #VALUE! | #VALUE! | #VALUE! |  |  |  |  | #VALUE! | #VALUE! | #VALUE! |  |  | #VALUE! | #VALUE! | #VALUE! | #VALUE! | #VALUE! | #VALUE! | #VALUE! | #VALUE! |  |  |  |  | #VALUE! | #VALUE! | #VALUE! |  |  | #VALUE! | #VALUE! | #VALUE! | #VALUE! | #VALUE! | #VALUE! | #VALUE! | #VALUE! |  |  | #VALUE! | #VALUE! | #VALUE! | #VALUE! | #VALUE! |  |  | #VALUE! | #VALUE! | #VALUE! | #VALUE! | #VALUE! | #VALUE! | #VALUE! | #VALUE! |  |  | #VALUE! | #VALUE! | #VALUE! | #VALUE! | #VALUE! |  |  | #VALUE! | #VALUE! | #VALUE! | #VALUE! | #VALUE! | #VALUE! | #VALUE! | #VALUE! | 0 | #REF! | #VALUE! | #VALUE! | #VALUE! | #VALUE! | #VALUE! | #VALUE! | #VALUE! | 0
|  |  |  | 0 | 51 | 0 |  |  | 1 | 1.0842e-19 | 0 | 1.0669e-18 | 1.0669e-18 | 1.0669e-18 | 0 | 0 |  |  |  |  | #VALUE! | #VALUE! | #VALUE! |  |  | #VALUE! | #VALUE! | #VALUE! | #VALUE! | #VALUE! | #VALUE! | #VALUE! | #VALUE! |  |  |  |  | #VALUE! | #VALUE! | #VALUE! |  |  | #VALUE! | #VALUE! | #VALUE! | #VALUE! | #VALUE! | #VALUE! | #VALUE! | #VALUE! |  |  |  |  | #VALUE! | #VALUE! | #VALUE! |  |  | #VALUE! | #VALUE! | #VALUE! | #VALUE! | #VALUE! | #VALUE! | #VALUE! | #VALUE! |  |  |  |  | #VALUE! | #VALUE! | #VALUE! |  |  | #VALUE! | #VALUE! | #VALUE! | #VALUE! | #VALUE! | #VALUE! | #VALUE! | #VALUE! |  |  |  |  | #VALUE! | #VALUE! | #VALUE! |  |  | #VALUE! | #VALUE! | #VALUE! | #VALUE! | #VALUE! | #VALUE! | #VALUE! | #VALUE! |  |  | #VALUE! | #VALUE! | #VALUE! | #VALUE! | #VALUE! |  |  | #VALUE! | #VALUE! | #VALUE! | #VALUE! | #VALUE! | #VALUE! | #VALUE! | #VALUE! |  |  | #VALUE! | #VALUE! | #VALUE! | #VALUE! | #VALUE! |  |  | #VALUE! | #VALUE! | #VALUE! | #VALUE! | #VALUE! | #VALUE! | #VALUE! | #VALUE! | 0 | #REF! | #VALUE! | #VALUE! | #VALUE! | #VALUE! | #VALUE! | #VALUE! | #VALUE! | 0
|  |  |  | 0 | 51 | 0 |  |  | 1 | 1.0842e-19 | 0 | 1.0669e-18 | 1.0669e-18 | 1.0669e-18 | 0 | 0 |  |  |  |  | #VALUE! | #VALUE! | #VALUE! |  |  | #VALUE! | #VALUE! | #VALUE! | #VALUE! | #VALUE! | #VALUE! | #VALUE! | #VALUE! |  |  |  |  | #VALUE! | #VALUE! | #VALUE! |  |  | #VALUE! | #VALUE! | #VALUE! | #VALUE! | #VALUE! | #VALUE! | #VALUE! | #VALUE! |  |  |  |  | #VALUE! | #VALUE! | #VALUE! |  |  | #VALUE! | #VALUE! | #VALUE! | #VALUE! | #VALUE! | #VALUE! | #VALUE! | #VALUE! |  |  |  |  | #VALUE! | #VALUE! | #VALUE! |  |  | #VALUE! | #VALUE! | #VALUE! | #VALUE! | #VALUE! | #VALUE! | #VALUE! | #VALUE! |  |  |  |  | #VALUE! | #VALUE! | #VALUE! |  |  | #VALUE! | #VALUE! | #VALUE! | #VALUE! | #VALUE! | #VALUE! | #VALUE! | #VALUE! |  |  | #VALUE! | #VALUE! | #VALUE! | #VALUE! | #VALUE! |  |  | #VALUE! | #VALUE! | #VALUE! | #VALUE! | #VALUE! | #VALUE! | #VALUE! | #VALUE! |  |  | #VALUE! | #VALUE! | #VALUE! | #VALUE! | #VALUE! |  |  | #VALUE! | #VALUE! | #VALUE! | #VALUE! | #VALUE! | #VALUE! | #VALUE! | #VALUE! | 0 | #REF! | #VALUE! | #VALUE! | #VALUE! | #VALUE! | #VALUE! | #VALUE! | #VALUE! | 0
|  |  |  | 0 | 51 | 0 |  |  | 1 | 1.0842e-19 | 0 | 1.0669e-18 | 1.0669e-18 | 1.0669e-18 | 0 | 0 |  |  |  |  | #VALUE! | #VALUE! | #VALUE! |  |  | #VALUE! | #VALUE! | #VALUE! | #VALUE! | #VALUE! | #VALUE! | #VALUE! | #VALUE! |  |  |  |  | #VALUE! | #VALUE! | #VALUE! |  |  | #VALUE! | #VALUE! | #VALUE! | #VALUE! | #VALUE! | #VALUE! | #VALUE! | #VALUE! |  |  |  |  | #VALUE! | #VALUE! | #VALUE! |  |  | #VALUE! | #VALUE! | #VALUE! | #VALUE! | #VALUE! | #VALUE! | #VALUE! | #VALUE! |  |  |  |  | #VALUE! | #VALUE! | #VALUE! |  |  | #VALUE! | #VALUE! | #VALUE! | #VALUE! | #VALUE! | #VALUE! | #VALUE! | #VALUE! |  |  |  |  | #VALUE! | #VALUE! | #VALUE! |  |  | #VALUE! | #VALUE! | #VALUE! | #VALUE! | #VALUE! | #VALUE! | #VALUE! | #VALUE! |  |  | #VALUE! | #VALUE! | #VALUE! | #VALUE! | #VALUE! |  |  | #VALUE! | #VALUE! | #VALUE! | #VALUE! | #VALUE! | #VALUE! | #VALUE! | #VALUE! |  |  | #VALUE! | #VALUE! | #VALUE! | #VALUE! | #VALUE! |  |  | #VALUE! | #VALUE! | #VALUE! | #VALUE! | #VALUE! | #VALUE! | #VALUE! | #VALUE! | 0 | #REF! | #VALUE! | #VALUE! | #VALUE! | #VALUE! | #VALUE! | #VALUE! | #VALUE! | 0
|  |  |  | 0 | 51 | 0 |  |  | 1 | 1.0842e-19 | 0 | 1.0669e-18 | 1.0669e-18 | 1.0669e-18 | 0 | 0 |  |  |  |  | #VALUE! | #VALUE! | #VALUE! |  |  | #VALUE! | #VALUE! | #VALUE! | #VALUE! | #VALUE! | #VALUE! | #VALUE! | #VALUE! |  |  |  |  | #VALUE! | #VALUE! | #VALUE! |  |  | #VALUE! | #VALUE! | #VALUE! | #VALUE! | #VALUE! | #VALUE! | #VALUE! | #VALUE! |  |  |  |  | #VALUE! | #VALUE! | #VALUE! |  |  | #VALUE! | #VALUE! | #VALUE! | #VALUE! | #VALUE! | #VALUE! | #VALUE! | #VALUE! |  |  |  |  | #VALUE! | #VALUE! | #VALUE! |  |  | #VALUE! | #VALUE! | #VALUE! | #VALUE! | #VALUE! | #VALUE! | #VALUE! | #VALUE! |  |  |  |  | #VALUE! | #VALUE! | #VALUE! |  |  | #VALUE! | #VALUE! | #VALUE! | #VALUE! | #VALUE! | #VALUE! | #VALUE! | #VALUE! |  |  | #VALUE! | #VALUE! | #VALUE! | #VALUE! | #VALUE! |  |  | #VALUE! | #VALUE! | #VALUE! | #VALUE! | #VALUE! | #VALUE! | #VALUE! | #VALUE! |  |  | #VALUE! | #VALUE! | #VALUE! | #VALUE! | #VALUE! |  |  | #VALUE! | #VALUE! | #VALUE! | #VALUE! | #VALUE! | #VALUE! | #VALUE! | #VALUE! | 0 | #REF! | #VALUE! | #VALUE! | #VALUE! | #VALUE! | #VALUE! | #VALUE! | #VALUE! | 0
|  |  |  | 0 | 51 | 0 |  |  | 1 | 1.0842e-19 | 0 | 1.0669e-18 | 1.0669e-18 | 1.0669e-18 | 0 | 0 |  |  |  |  | #VALUE! | #VALUE! | #VALUE! |  |  | #VALUE! | #VALUE! | #VALUE! | #VALUE! | #VALUE! | #VALUE! | #VALUE! | #VALUE! |  |  |  |  | #VALUE! | #VALUE! | #VALUE! |  |  | #VALUE! | #VALUE! | #VALUE! | #VALUE! | #VALUE! | #VALUE! | #VALUE! | #VALUE! |  |  |  |  | #VALUE! | #VALUE! | #VALUE! |  |  | #VALUE! | #VALUE! | #VALUE! | #VALUE! | #VALUE! | #VALUE! | #VALUE! | #VALUE! |  |  |  |  | #VALUE! | #VALUE! | #VALUE! |  |  | #VALUE! | #VALUE! | #VALUE! | #VALUE! | #VALUE! | #VALUE! | #VALUE! | #VALUE! |  |  |  |  | #VALUE! | #VALUE! | #VALUE! |  |  | #VALUE! | #VALUE! | #VALUE! | #VALUE! | #VALUE! | #VALUE! | #VALUE! | #VALUE! |  |  | #VALUE! | #VALUE! | #VALUE! | #VALUE! | #VALUE! |  |  | #VALUE! | #VALUE! | #VALUE! | #VALUE! | #VALUE! | #VALUE! | #VALUE! | #VALUE! |  |  | #VALUE! | #VALUE! | #VALUE! | #VALUE! | #VALUE! |  |  | #VALUE! | #VALUE! | #VALUE! | #VALUE! | #VALUE! | #VALUE! | #VALUE! | #VALUE! | 0 | #REF! | #VALUE! | #VALUE! | #VALUE! | #VALUE! | #VALUE! | #VALUE! | #VALUE! | 0
|  |  |  | 0 | 51 | 0 |  |  | 1 | 1.0842e-19 | 0 | 1.0669e-18 | 1.0669e-18 | 1.0669e-18 | 0 | 0 |  |  |  |  | #VALUE! | #VALUE! | #VALUE! |  |  | #VALUE! | #VALUE! | #VALUE! | #VALUE! | #VALUE! | #VALUE! | #VALUE! | #VALUE! |  |  |  |  | #VALUE! | #VALUE! | #VALUE! |  |  | #VALUE! | #VALUE! | #VALUE! | #VALUE! | #VALUE! | #VALUE! | #VALUE! | #VALUE! |  |  |  |  | #VALUE! | #VALUE! | #VALUE! |  |  | #VALUE! | #VALUE! | #VALUE! | #VALUE! | #VALUE! | #VALUE! | #VALUE! | #VALUE! |  |  |  |  | #VALUE! | #VALUE! | #VALUE! |  |  | #VALUE! | #VALUE! | #VALUE! | #VALUE! | #VALUE! | #VALUE! | #VALUE! | #VALUE! |  |  |  |  | #VALUE! | #VALUE! | #VALUE! |  |  | #VALUE! | #VALUE! | #VALUE! | #VALUE! | #VALUE! | #VALUE! | #VALUE! | #VALUE! |  |  | #VALUE! | #VALUE! | #VALUE! | #VALUE! | #VALUE! |  |  | #VALUE! | #VALUE! | #VALUE! | #VALUE! | #VALUE! | #VALUE! | #VALUE! | #VALUE! |  |  | #VALUE! | #VALUE! | #VALUE! | #VALUE! | #VALUE! |  |  | #VALUE! | #VALUE! | #VALUE! | #VALUE! | #VALUE! | #VALUE! | #VALUE! | #VALUE! | 0 | #REF! | #VALUE! | #VALUE! | #VALUE! | #VALUE! | #VALUE! | #VALUE! | #VALUE! | 0
|  |  |  | 0 | 51 | 0 |  |  | 1 | 1.0842e-19 | 0 | 1.0669e-18 | 1.0669e-18 | 1.0669e-18 | 0 | 0 |  |  |  |  | #VALUE! | #VALUE! | #VALUE! |  |  | #VALUE! | #VALUE! | #VALUE! | #VALUE! | #VALUE! | #VALUE! | #VALUE! | #VALUE! |  |  |  |  | #VALUE! | #VALUE! | #VALUE! |  |  | #VALUE! | #VALUE! | #VALUE! | #VALUE! | #VALUE! | #VALUE! | #VALUE! | #VALUE! |  |  |  |  | #VALUE! | #VALUE! | #VALUE! |  |  | #VALUE! | #VALUE! | #VALUE! | #VALUE! | #VALUE! | #VALUE! | #VALUE! | #VALUE! |  |  |  |  | #VALUE! | #VALUE! | #VALUE! |  |  | #VALUE! | #VALUE! | #VALUE! | #VALUE! | #VALUE! | #VALUE! | #VALUE! | #VALUE! |  |  |  |  | #VALUE! | #VALUE! | #VALUE! |  |  | #VALUE! | #VALUE! | #VALUE! | #VALUE! | #VALUE! | #VALUE! | #VALUE! | #VALUE! |  |  | #VALUE! | #VALUE! | #VALUE! | #VALUE! | #VALUE! |  |  | #VALUE! | #VALUE! | #VALUE! | #VALUE! | #VALUE! | #VALUE! | #VALUE! | #VALUE! |  |  | #VALUE! | #VALUE! | #VALUE! | #VALUE! | #VALUE! |  |  | #VALUE! | #VALUE! | #VALUE! | #VALUE! | #VALUE! | #VALUE! | #VALUE! | #VALUE! | 0 | #REF! | #VALUE! | #VALUE! | #VALUE! | #VALUE! | #VALUE! | #VALUE! | #VALUE! | 0
|  |  |  | 0 | 51 | 0 |  |  | 1 | 1.0842e-19 | 0 | 1.0669e-18 | 1.0669e-18 | 1.0669e-18 | 0 | 0 |  |  |  |  | #VALUE! | #VALUE! | #VALUE! |  |  | #VALUE! | #VALUE! | #VALUE! | #VALUE! | #VALUE! | #VALUE! | #VALUE! | #VALUE! |  |  |  |  | #VALUE! | #VALUE! | #VALUE! |  |  | #VALUE! | #VALUE! | #VALUE! | #VALUE! | #VALUE! | #VALUE! | #VALUE! | #VALUE! |  |  |  |  | #VALUE! | #VALUE! | #VALUE! |  |  | #VALUE! | #VALUE! | #VALUE! | #VALUE! | #VALUE! | #VALUE! | #VALUE! | #VALUE! |  |  |  |  | #VALUE! | #VALUE! | #VALUE! |  |  | #VALUE! | #VALUE! | #VALUE! | #VALUE! | #VALUE! | #VALUE! | #VALUE! | #VALUE! |  |  |  |  | #VALUE! | #VALUE! | #VALUE! |  |  | #VALUE! | #VALUE! | #VALUE! | #VALUE! | #VALUE! | #VALUE! | #VALUE! | #VALUE! |  |  | #VALUE! | #VALUE! | #VALUE! | #VALUE! | #VALUE! |  |  | #VALUE! | #VALUE! | #VALUE! | #VALUE! | #VALUE! | #VALUE! | #VALUE! | #VALUE! |  |  | #VALUE! | #VALUE! | #VALUE! | #VALUE! | #VALUE! |  |  | #VALUE! | #VALUE! | #VALUE! | #VALUE! | #VALUE! | #VALUE! | #VALUE! | #VALUE! | 0 | #REF! | #VALUE! | #VALUE! | #VALUE! | #VALUE! | #VALUE! | #VALUE! | #VALUE! | 0
|  |  |  | 0 | 51 | 0 |  |  | 1 | 1.0842e-19 | 0 | 1.0669e-18 | 1.0669e-18 | 1.0669e-18 | 0 | 0 |  |  |  |  | #VALUE! | #VALUE! | #VALUE! |  |  | #VALUE! | #VALUE! | #VALUE! | #VALUE! | #VALUE! | #VALUE! | #VALUE! | #VALUE! |  |  |  |  | #VALUE! | #VALUE! | #VALUE! |  |  | #VALUE! | #VALUE! | #VALUE! | #VALUE! | #VALUE! | #VALUE! | #VALUE! | #VALUE! |  |  |  |  | #VALUE! | #VALUE! | #VALUE! |  |  | #VALUE! | #VALUE! | #VALUE! | #VALUE! | #VALUE! | #VALUE! | #VALUE! | #VALUE! |  |  |  |  | #VALUE! | #VALUE! | #VALUE! |  |  | #VALUE! | #VALUE! | #VALUE! | #VALUE! | #VALUE! | #VALUE! | #VALUE! | #VALUE! |  |  |  |  | #VALUE! | #VALUE! | #VALUE! |  |  | #VALUE! | #VALUE! | #VALUE! | #VALUE! | #VALUE! | #VALUE! | #VALUE! | #VALUE! |  |  | #VALUE! | #VALUE! | #VALUE! | #VALUE! | #VALUE! |  |  | #VALUE! | #VALUE! | #VALUE! | #VALUE! | #VALUE! | #VALUE! | #VALUE! | #VALUE! |  |  | #VALUE! | #VALUE! | #VALUE! | #VALUE! | #VALUE! |  |  | #VALUE! | #VALUE! | #VALUE! | #VALUE! | #VALUE! | #VALUE! | #VALUE! | #VALUE! | 0 | #REF! | #VALUE! | #VALUE! | #VALUE! | #VALUE! | #VALUE! | #VALUE! | #VALUE! | 0
|  |  |  | 0 | 51 | 0 |  |  | 1 | 1.0842e-19 | 0 | 1.0669e-18 | 1.0669e-18 | 1.0669e-18 | 0 | 0 |  |  |  |  | #VALUE! | #VALUE! | #VALUE! |  |  | #VALUE! | #VALUE! | #VALUE! | #VALUE! | #VALUE! | #VALUE! | #VALUE! | #VALUE! |  |  |  |  | #VALUE! | #VALUE! | #VALUE! |  |  | #VALUE! | #VALUE! | #VALUE! | #VALUE! | #VALUE! | #VALUE! | #VALUE! | #VALUE! |  |  |  |  | #VALUE! | #VALUE! | #VALUE! |  |  | #VALUE! | #VALUE! | #VALUE! | #VALUE! | #VALUE! | #VALUE! | #VALUE! | #VALUE! |  |  |  |  | #VALUE! | #VALUE! | #VALUE! |  |  | #VALUE! | #VALUE! | #VALUE! | #VALUE! | #VALUE! | #VALUE! | #VALUE! | #VALUE! |  |  |  |  | #VALUE! | #VALUE! | #VALUE! |  |  | #VALUE! | #VALUE! | #VALUE! | #VALUE! | #VALUE! | #VALUE! | #VALUE! | #VALUE! |  |  | #VALUE! | #VALUE! | #VALUE! | #VALUE! | #VALUE! |  |  | #VALUE! | #VALUE! | #VALUE! | #VALUE! | #VALUE! | #VALUE! | #VALUE! | #VALUE! |  |  | #VALUE! | #VALUE! | #VALUE! | #VALUE! | #VALUE! |  |  | #VALUE! | #VALUE! | #VALUE! | #VALUE! | #VALUE! | #VALUE! | #VALUE! | #VALUE! | 0 | #REF! | #VALUE! | #VALUE! | #VALUE! | #VALUE! | #VALUE! | #VALUE! | #VALUE! | 0
|  |  |  | 0 | 51 | 0 |  |  | 1 | 1.0842e-19 | 0 | 1.0669e-18 | 1.0669e-18 | 1.0669e-18 | 0 | 0 |  |  |  |  | #VALUE! | #VALUE! | #VALUE! |  |  | #VALUE! | #VALUE! | #VALUE! | #VALUE! | #VALUE! | #VALUE! | #VALUE! | #VALUE! |  |  |  |  | #VALUE! | #VALUE! | #VALUE! |  |  | #VALUE! | #VALUE! | #VALUE! | #VALUE! | #VALUE! | #VALUE! | #VALUE! | #VALUE! |  |  |  |  | #VALUE! | #VALUE! | #VALUE! |  |  | #VALUE! | #VALUE! | #VALUE! | #VALUE! | #VALUE! | #VALUE! | #VALUE! | #VALUE! |  |  |  |  | #VALUE! | #VALUE! | #VALUE! |  |  | #VALUE! | #VALUE! | #VALUE! | #VALUE! | #VALUE! | #VALUE! | #VALUE! | #VALUE! |  |  |  |  | #VALUE! | #VALUE! | #VALUE! |  |  | #VALUE! | #VALUE! | #VALUE! | #VALUE! | #VALUE! | #VALUE! | #VALUE! | #VALUE! |  |  | #VALUE! | #VALUE! | #VALUE! | #VALUE! | #VALUE! |  |  | #VALUE! | #VALUE! | #VALUE! | #VALUE! | #VALUE! | #VALUE! | #VALUE! | #VALUE! |  |  | #VALUE! | #VALUE! | #VALUE! | #VALUE! | #VALUE! |  |  | #VALUE! | #VALUE! | #VALUE! | #VALUE! | #VALUE! | #VALUE! | #VALUE! | #VALUE! | 0 | #REF! | #VALUE! | #VALUE! | #VALUE! | #VALUE! | #VALUE! | #VALUE! | #VALUE! | 0
|  |  |  | 0 | 51 | 0 |  |  | 1 | 1.0842e-19 | 0 | 1.0669e-18 | 1.0669e-18 | 1.0669e-18 | 0 | 0 |  |  |  |  | #VALUE! | #VALUE! | #VALUE! |  |  | #VALUE! | #VALUE! | #VALUE! | #VALUE! | #VALUE! | #VALUE! | #VALUE! | #VALUE! |  |  |  |  | #VALUE! | #VALUE! | #VALUE! |  |  | #VALUE! | #VALUE! | #VALUE! | #VALUE! | #VALUE! | #VALUE! | #VALUE! | #VALUE! |  |  |  |  | #VALUE! | #VALUE! | #VALUE! |  |  | #VALUE! | #VALUE! | #VALUE! | #VALUE! | #VALUE! | #VALUE! | #VALUE! | #VALUE! |  |  |  |  | #VALUE! | #VALUE! | #VALUE! |  |  | #VALUE! | #VALUE! | #VALUE! | #VALUE! | #VALUE! | #VALUE! | #VALUE! | #VALUE! |  |  |  |  | #VALUE! | #VALUE! | #VALUE! |  |  | #VALUE! | #VALUE! | #VALUE! | #VALUE! | #VALUE! | #VALUE! | #VALUE! | #VALUE! |  |  | #VALUE! | #VALUE! | #VALUE! | #VALUE! | #VALUE! |  |  | #VALUE! | #VALUE! | #VALUE! | #VALUE! | #VALUE! | #VALUE! | #VALUE! | #VALUE! |  |  | #VALUE! | #VALUE! | #VALUE! | #VALUE! | #VALUE! |  |  | #VALUE! | #VALUE! | #VALUE! | #VALUE! | #VALUE! | #VALUE! | #VALUE! | #VALUE! | 0 | #REF! | #VALUE! | #VALUE! | #VALUE! | #VALUE! | #VALUE! | #VALUE! | #VALUE! | 0
|  |  |  | 0 | 51 | 0 |  |  | 1 | 1.0842e-19 | 0 | 1.0669e-18 | 1.0669e-18 | 1.0669e-18 | 0 | 0 |  |  |  |  | #VALUE! | #VALUE! | #VALUE! |  |  | #VALUE! | #VALUE! | #VALUE! | #VALUE! | #VALUE! | #VALUE! | #VALUE! | #VALUE! |  |  |  |  | #VALUE! | #VALUE! | #VALUE! |  |  | #VALUE! | #VALUE! | #VALUE! | #VALUE! | #VALUE! | #VALUE! | #VALUE! | #VALUE! |  |  |  |  | #VALUE! | #VALUE! | #VALUE! |  |  | #VALUE! | #VALUE! | #VALUE! | #VALUE! | #VALUE! | #VALUE! | #VALUE! | #VALUE! |  |  |  |  | #VALUE! | #VALUE! | #VALUE! |  |  | #VALUE! | #VALUE! | #VALUE! | #VALUE! | #VALUE! | #VALUE! | #VALUE! | #VALUE! |  |  |  |  | #VALUE! | #VALUE! | #VALUE! |  |  | #VALUE! | #VALUE! | #VALUE! | #VALUE! | #VALUE! | #VALUE! | #VALUE! | #VALUE! |  |  | #VALUE! | #VALUE! | #VALUE! | #VALUE! | #VALUE! |  |  | #VALUE! | #VALUE! | #VALUE! | #VALUE! | #VALUE! | #VALUE! | #VALUE! | #VALUE! |  |  | #VALUE! | #VALUE! | #VALUE! | #VALUE! | #VALUE! |  |  | #VALUE! | #VALUE! | #VALUE! | #VALUE! | #VALUE! | #VALUE! | #VALUE! | #VALUE! | 0 | #REF! | #VALUE! | #VALUE! | #VALUE! | #VALUE! | #VALUE! | #VALUE! | #VALUE! | 0
|  |  |  | 0 | 51 | 0 |  |  | 1 | 1.0842e-19 | 0 | 1.0669e-18 | 1.0669e-18 | 1.0669e-18 | 0 | 0 |  |  |  |  | #VALUE! | #VALUE! | #VALUE! |  |  | #VALUE! | #VALUE! | #VALUE! | #VALUE! | #VALUE! | #VALUE! | #VALUE! | #VALUE! |  |  |  |  | #VALUE! | #VALUE! | #VALUE! |  |  | #VALUE! | #VALUE! | #VALUE! | #VALUE! | #VALUE! | #VALUE! | #VALUE! | #VALUE! |  |  |  |  | #VALUE! | #VALUE! | #VALUE! |  |  | #VALUE! | #VALUE! | #VALUE! | #VALUE! | #VALUE! | #VALUE! | #VALUE! | #VALUE! |  |  |  |  | #VALUE! | #VALUE! | #VALUE! |  |  | #VALUE! | #VALUE! | #VALUE! | #VALUE! | #VALUE! | #VALUE! | #VALUE! | #VALUE! |  |  |  |  | #VALUE! | #VALUE! | #VALUE! |  |  | #VALUE! | #VALUE! | #VALUE! | #VALUE! | #VALUE! | #VALUE! | #VALUE! | #VALUE! |  |  | #VALUE! | #VALUE! | #VALUE! | #VALUE! | #VALUE! |  |  | #VALUE! | #VALUE! | #VALUE! | #VALUE! | #VALUE! | #VALUE! | #VALUE! | #VALUE! |  |  | #VALUE! | #VALUE! | #VALUE! | #VALUE! | #VALUE! |  |  | #VALUE! | #VALUE! | #VALUE! | #VALUE! | #VALUE! | #VALUE! | #VALUE! | #VALUE! | 0 | #REF! | #VALUE! | #VALUE! | #VALUE! | #VALUE! | #VALUE! | #VALUE! | #VALUE! | 0
|  |  |  | 0 | 51 | 0 |  |  | 1 | 1.0842e-19 | 0 | 1.0669e-18 | 1.0669e-18 | 1.0669e-18 | 0 | 0 |  |  |  |  | #VALUE! | #VALUE! | #VALUE! |  |  | #VALUE! | #VALUE! | #VALUE! | #VALUE! | #VALUE! | #VALUE! | #VALUE! | #VALUE! |  |  |  |  | #VALUE! | #VALUE! | #VALUE! |  |  | #VALUE! | #VALUE! | #VALUE! | #VALUE! | #VALUE! | #VALUE! | #VALUE! | #VALUE! |  |  |  |  | #VALUE! | #VALUE! | #VALUE! |  |  | #VALUE! | #VALUE! | #VALUE! | #VALUE! | #VALUE! | #VALUE! | #VALUE! | #VALUE! |  |  |  |  | #VALUE! | #VALUE! | #VALUE! |  |  | #VALUE! | #VALUE! | #VALUE! | #VALUE! | #VALUE! | #VALUE! | #VALUE! | #VALUE! |  |  |  |  | #VALUE! | #VALUE! | #VALUE! |  |  | #VALUE! | #VALUE! | #VALUE! | #VALUE! | #VALUE! | #VALUE! | #VALUE! | #VALUE! |  |  | #VALUE! | #VALUE! | #VALUE! | #VALUE! | #VALUE! |  |  | #VALUE! | #VALUE! | #VALUE! | #VALUE! | #VALUE! | #VALUE! | #VALUE! | #VALUE! |  |  | #VALUE! | #VALUE! | #VALUE! | #VALUE! | #VALUE! |  |  | #VALUE! | #VALUE! | #VALUE! | #VALUE! | #VALUE! | #VALUE! | #VALUE! | #VALUE! | 0 | #REF! | #VALUE! | #VALUE! | #VALUE! | #VALUE! | #VALUE! | #VALUE! | #VALUE! | 0
|  |  |  | 0 | 51 | 0 |  |  | 1 | 1.0842e-19 | 0 | 1.0669e-18 | 1.0669e-18 | 1.0669e-18 | 0 | 0 |  |  |  |  | #VALUE! | #VALUE! | #VALUE! |  |  | #VALUE! | #VALUE! | #VALUE! | #VALUE! | #VALUE! | #VALUE! | #VALUE! | #VALUE! |  |  |  |  | #VALUE! | #VALUE! | #VALUE! |  |  | #VALUE! | #VALUE! | #VALUE! | #VALUE! | #VALUE! | #VALUE! | #VALUE! | #VALUE! |  |  |  |  | #VALUE! | #VALUE! | #VALUE! |  |  | #VALUE! | #VALUE! | #VALUE! | #VALUE! | #VALUE! | #VALUE! | #VALUE! | #VALUE! |  |  |  |  | #VALUE! | #VALUE! | #VALUE! |  |  | #VALUE! | #VALUE! | #VALUE! | #VALUE! | #VALUE! | #VALUE! | #VALUE! | #VALUE! |  |  |  |  | #VALUE! | #VALUE! | #VALUE! |  |  | #VALUE! | #VALUE! | #VALUE! | #VALUE! | #VALUE! | #VALUE! | #VALUE! | #VALUE! |  |  | #VALUE! | #VALUE! | #VALUE! | #VALUE! | #VALUE! |  |  | #VALUE! | #VALUE! | #VALUE! | #VALUE! | #VALUE! | #VALUE! | #VALUE! | #VALUE! |  |  | #VALUE! | #VALUE! | #VALUE! | #VALUE! | #VALUE! |  |  | #VALUE! | #VALUE! | #VALUE! | #VALUE! | #VALUE! | #VALUE! | #VALUE! | #VALUE! | 0 | #REF! | #VALUE! | #VALUE! | #VALUE! | #VALUE! | #VALUE! | #VALUE! | #VALUE! | 0
|  |  |  | 0 | 51 | 0 |  |  | 1 | 1.0842e-19 | 0 | 1.0669e-18 | 1.0669e-18 | 1.0669e-18 | 0 | 0 |  |  |  |  | #VALUE! | #VALUE! | #VALUE! |  |  | #VALUE! | #VALUE! | #VALUE! | #VALUE! | #VALUE! | #VALUE! | #VALUE! | #VALUE! |  |  |  |  | #VALUE! | #VALUE! | #VALUE! |  |  | #VALUE! | #VALUE! | #VALUE! | #VALUE! | #VALUE! | #VALUE! | #VALUE! | #VALUE! |  |  |  |  | #VALUE! | #VALUE! | #VALUE! |  |  | #VALUE! | #VALUE! | #VALUE! | #VALUE! | #VALUE! | #VALUE! | #VALUE! | #VALUE! |  |  |  |  | #VALUE! | #VALUE! | #VALUE! |  |  | #VALUE! | #VALUE! | #VALUE! | #VALUE! | #VALUE! | #VALUE! | #VALUE! | #VALUE! |  |  |  |  | #VALUE! | #VALUE! | #VALUE! |  |  | #VALUE! | #VALUE! | #VALUE! | #VALUE! | #VALUE! | #VALUE! | #VALUE! | #VALUE! |  |  | #VALUE! | #VALUE! | #VALUE! | #VALUE! | #VALUE! |  |  | #VALUE! | #VALUE! | #VALUE! | #VALUE! | #VALUE! | #VALUE! | #VALUE! | #VALUE! |  |  | #VALUE! | #VALUE! | #VALUE! | #VALUE! | #VALUE! |  |  | #VALUE! | #VALUE! | #VALUE! | #VALUE! | #VALUE! | #VALUE! | #VALUE! | #VALUE! | 0 | #REF! | #VALUE! | #VALUE! | #VALUE! | #VALUE! | #VALUE! | #VALUE! | #VALUE! | 0
|  |  |  | 0 | 51 | 0 |  |  | 1 | 1.0842e-19 | 0 | 1.0669e-18 | 1.0669e-18 | 1.0669e-18 | 0 | 0 |  |  |  |  | #VALUE! | #VALUE! | #VALUE! |  |  | #VALUE! | #VALUE! | #VALUE! | #VALUE! | #VALUE! | #VALUE! | #VALUE! | #VALUE! |  |  |  |  | #VALUE! | #VALUE! | #VALUE! |  |  | #VALUE! | #VALUE! | #VALUE! | #VALUE! | #VALUE! | #VALUE! | #VALUE! | #VALUE! |  |  |  |  | #VALUE! | #VALUE! | #VALUE! |  |  | #VALUE! | #VALUE! | #VALUE! | #VALUE! | #VALUE! | #VALUE! | #VALUE! | #VALUE! |  |  |  |  | #VALUE! | #VALUE! | #VALUE! |  |  | #VALUE! | #VALUE! | #VALUE! | #VALUE! | #VALUE! | #VALUE! | #VALUE! | #VALUE! |  |  |  |  | #VALUE! | #VALUE! | #VALUE! |  |  | #VALUE! | #VALUE! | #VALUE! | #VALUE! | #VALUE! | #VALUE! | #VALUE! | #VALUE! |  |  | #VALUE! | #VALUE! | #VALUE! | #VALUE! | #VALUE! |  |  | #VALUE! | #VALUE! | #VALUE! | #VALUE! | #VALUE! | #VALUE! | #VALUE! | #VALUE! |  |  | #VALUE! | #VALUE! | #VALUE! | #VALUE! | #VALUE! |  |  | #VALUE! | #VALUE! | #VALUE! | #VALUE! | #VALUE! | #VALUE! | #VALUE! | #VALUE! | 0 | #REF! | #VALUE! | #VALUE! | #VALUE! | #VALUE! | #VALUE! | #VALUE! | #VALUE! | 0
|  |  |  | 0 | 51 | 0 |  |  | 1 | 1.0842e-19 | 0 | 1.0669e-18 | 1.0669e-18 | 1.0669e-18 | 0 | 0 |  |  |  |  | #VALUE! | #VALUE! | #VALUE! |  |  | #VALUE! | #VALUE! | #VALUE! | #VALUE! | #VALUE! | #VALUE! | #VALUE! | #VALUE! |  |  |  |  | #VALUE! | #VALUE! | #VALUE! |  |  | #VALUE! | #VALUE! | #VALUE! | #VALUE! | #VALUE! | #VALUE! | #VALUE! | #VALUE! |  |  |  |  | #VALUE! | #VALUE! | #VALUE! |  |  | #VALUE! | #VALUE! | #VALUE! | #VALUE! | #VALUE! | #VALUE! | #VALUE! | #VALUE! |  |  |  |  | #VALUE! | #VALUE! | #VALUE! |  |  | #VALUE! | #VALUE! | #VALUE! | #VALUE! | #VALUE! | #VALUE! | #VALUE! | #VALUE! |  |  |  |  | #VALUE! | #VALUE! | #VALUE! |  |  | #VALUE! | #VALUE! | #VALUE! | #VALUE! | #VALUE! | #VALUE! | #VALUE! | #VALUE! |  |  | #VALUE! | #VALUE! | #VALUE! | #VALUE! | #VALUE! |  |  | #VALUE! | #VALUE! | #VALUE! | #VALUE! | #VALUE! | #VALUE! | #VALUE! | #VALUE! |  |  | #VALUE! | #VALUE! | #VALUE! | #VALUE! | #VALUE! |  |  | #VALUE! | #VALUE! | #VALUE! | #VALUE! | #VALUE! | #VALUE! | #VALUE! | #VALUE! | 0 | #REF! | #VALUE! | #VALUE! | #VALUE! | #VALUE! | #VALUE! | #VALUE! | #VALUE! | 0
|  |  |  | 0 | 51 | 0 |  |  | 1 | 1.0842e-19 | 0 | 1.0669e-18 | 1.0669e-18 | 1.0669e-18 | 0 | 0 |  |  |  |  | #VALUE! | #VALUE! | #VALUE! |  |  | #VALUE! | #VALUE! | #VALUE! | #VALUE! | #VALUE! | #VALUE! | #VALUE! | #VALUE! |  |  |  |  | #VALUE! | #VALUE! | #VALUE! |  |  | #VALUE! | #VALUE! | #VALUE! | #VALUE! | #VALUE! | #VALUE! | #VALUE! | #VALUE! |  |  |  |  | #VALUE! | #VALUE! | #VALUE! |  |  | #VALUE! | #VALUE! | #VALUE! | #VALUE! | #VALUE! | #VALUE! | #VALUE! | #VALUE! |  |  |  |  | #VALUE! | #VALUE! | #VALUE! |  |  | #VALUE! | #VALUE! | #VALUE! | #VALUE! | #VALUE! | #VALUE! | #VALUE! | #VALUE! |  |  |  |  | #VALUE! | #VALUE! | #VALUE! |  |  | #VALUE! | #VALUE! | #VALUE! | #VALUE! | #VALUE! | #VALUE! | #VALUE! | #VALUE! |  |  | #VALUE! | #VALUE! | #VALUE! | #VALUE! | #VALUE! |  |  | #VALUE! | #VALUE! | #VALUE! | #VALUE! | #VALUE! | #VALUE! | #VALUE! | #VALUE! |  |  | #VALUE! | #VALUE! | #VALUE! | #VALUE! | #VALUE! |  |  | #VALUE! | #VALUE! | #VALUE! | #VALUE! | #VALUE! | #VALUE! | #VALUE! | #VALUE! | 0 | #REF! | #VALUE! | #VALUE! | #VALUE! | #VALUE! | #VALUE! | #VALUE! | #VALUE! | 0
|  |  |  | 0 | 51 | 0 |  |  | 1 | 1.0842e-19 | 0 | 1.0669e-18 | 1.0669e-18 | 1.0669e-18 | 0 | 0 |  |  |  |  | #VALUE! | #VALUE! | #VALUE! |  |  | #VALUE! | #VALUE! | #VALUE! | #VALUE! | #VALUE! | #VALUE! | #VALUE! | #VALUE! |  |  |  |  | #VALUE! | #VALUE! | #VALUE! |  |  | #VALUE! | #VALUE! | #VALUE! | #VALUE! | #VALUE! | #VALUE! | #VALUE! | #VALUE! |  |  |  |  | #VALUE! | #VALUE! | #VALUE! |  |  | #VALUE! | #VALUE! | #VALUE! | #VALUE! | #VALUE! | #VALUE! | #VALUE! | #VALUE! |  |  |  |  | #VALUE! | #VALUE! | #VALUE! |  |  | #VALUE! | #VALUE! | #VALUE! | #VALUE! | #VALUE! | #VALUE! | #VALUE! | #VALUE! |  |  |  |  | #VALUE! | #VALUE! | #VALUE! |  |  | #VALUE! | #VALUE! | #VALUE! | #VALUE! | #VALUE! | #VALUE! | #VALUE! | #VALUE! |  |  | #VALUE! | #VALUE! | #VALUE! | #VALUE! | #VALUE! |  |  | #VALUE! | #VALUE! | #VALUE! | #VALUE! | #VALUE! | #VALUE! | #VALUE! | #VALUE! |  |  | #VALUE! | #VALUE! | #VALUE! | #VALUE! | #VALUE! |  |  | #VALUE! | #VALUE! | #VALUE! | #VALUE! | #VALUE! | #VALUE! | #VALUE! | #VALUE! | 0 | #REF! | #VALUE! | #VALUE! | #VALUE! | #VALUE! | #VALUE! | #VALUE! | #VALUE! | 0
|  |  |  | 0 | 51 | 0 |  |  | 1 | 1.0842e-19 | 0 | 1.0669e-18 | 1.0669e-18 | 1.0669e-18 | 0 | 0 |  |  |  |  | #VALUE! | #VALUE! | #VALUE! |  |  | #VALUE! | #VALUE! | #VALUE! | #VALUE! | #VALUE! | #VALUE! | #VALUE! | #VALUE! |  |  |  |  | #VALUE! | #VALUE! | #VALUE! |  |  | #VALUE! | #VALUE! | #VALUE! | #VALUE! | #VALUE! | #VALUE! | #VALUE! | #VALUE! |  |  |  |  | #VALUE! | #VALUE! | #VALUE! |  |  | #VALUE! | #VALUE! | #VALUE! | #VALUE! | #VALUE! | #VALUE! | #VALUE! | #VALUE! |  |  |  |  | #VALUE! | #VALUE! | #VALUE! |  |  | #VALUE! | #VALUE! | #VALUE! | #VALUE! | #VALUE! | #VALUE! | #VALUE! | #VALUE! |  |  |  |  | #VALUE! | #VALUE! | #VALUE! |  |  | #VALUE! | #VALUE! | #VALUE! | #VALUE! | #VALUE! | #VALUE! | #VALUE! | #VALUE! |  |  | #VALUE! | #VALUE! | #VALUE! | #VALUE! | #VALUE! |  |  | #VALUE! | #VALUE! | #VALUE! | #VALUE! | #VALUE! | #VALUE! | #VALUE! | #VALUE! |  |  | #VALUE! | #VALUE! | #VALUE! | #VALUE! | #VALUE! |  |  | #VALUE! | #VALUE! | #VALUE! | #VALUE! | #VALUE! | #VALUE! | #VALUE! | #VALUE! | 0 | #REF! | #VALUE! | #VALUE! | #VALUE! | #VALUE! | #VALUE! | #VALUE! | #VALUE! | 0
|  |  |  | 0 | 51 | 0 |  |  | 1 | 1.0842e-19 | 0 | 1.0669e-18 | 1.0669e-18 | 1.0669e-18 | 0 | 0 |  |  |  |  | #VALUE! | #VALUE! | #VALUE! |  |  | #VALUE! | #VALUE! | #VALUE! | #VALUE! | #VALUE! | #VALUE! | #VALUE! | #VALUE! |  |  |  |  | #VALUE! | #VALUE! | #VALUE! |  |  | #VALUE! | #VALUE! | #VALUE! | #VALUE! | #VALUE! | #VALUE! | #VALUE! | #VALUE! |  |  |  |  | #VALUE! | #VALUE! | #VALUE! |  |  | #VALUE! | #VALUE! | #VALUE! | #VALUE! | #VALUE! | #VALUE! | #VALUE! | #VALUE! |  |  |  |  | #VALUE! | #VALUE! | #VALUE! |  |  | #VALUE! | #VALUE! | #VALUE! | #VALUE! | #VALUE! | #VALUE! | #VALUE! | #VALUE! |  |  |  |  | #VALUE! | #VALUE! | #VALUE! |  |  | #VALUE! | #VALUE! | #VALUE! | #VALUE! | #VALUE! | #VALUE! | #VALUE! | #VALUE! |  |  | #VALUE! | #VALUE! | #VALUE! | #VALUE! | #VALUE! |  |  | #VALUE! | #VALUE! | #VALUE! | #VALUE! | #VALUE! | #VALUE! | #VALUE! | #VALUE! |  |  | #VALUE! | #VALUE! | #VALUE! | #VALUE! | #VALUE! |  |  | #VALUE! | #VALUE! | #VALUE! | #VALUE! | #VALUE! | #VALUE! | #VALUE! | #VALUE! | 0 | #REF! | #VALUE! | #VALUE! | #VALUE! | #VALUE! | #VALUE! | #VALUE! | #VALUE! | 0
|  |  |  | 0 | 51 | 0 |  |  | 1 | 1.0842e-19 | 0 | 1.0669e-18 | 1.0669e-18 | 1.0669e-18 | 0 | 0 |  |  |  |  | #VALUE! | #VALUE! | #VALUE! |  |  | #VALUE! | #VALUE! | #VALUE! | #VALUE! | #VALUE! | #VALUE! | #VALUE! | #VALUE! |  |  |  |  | #VALUE! | #VALUE! | #VALUE! |  |  | #VALUE! | #VALUE! | #VALUE! | #VALUE! | #VALUE! | #VALUE! | #VALUE! | #VALUE! |  |  |  |  | #VALUE! | #VALUE! | #VALUE! |  |  | #VALUE! | #VALUE! | #VALUE! | #VALUE! | #VALUE! | #VALUE! | #VALUE! | #VALUE! |  |  |  |  | #VALUE! | #VALUE! | #VALUE! |  |  | #VALUE! | #VALUE! | #VALUE! | #VALUE! | #VALUE! | #VALUE! | #VALUE! | #VALUE! |  |  |  |  | #VALUE! | #VALUE! | #VALUE! |  |  | #VALUE! | #VALUE! | #VALUE! | #VALUE! | #VALUE! | #VALUE! | #VALUE! | #VALUE! |  |  | #VALUE! | #VALUE! | #VALUE! | #VALUE! | #VALUE! |  |  | #VALUE! | #VALUE! | #VALUE! | #VALUE! | #VALUE! | #VALUE! | #VALUE! | #VALUE! |  |  | #VALUE! | #VALUE! | #VALUE! | #VALUE! | #VALUE! |  |  | #VALUE! | #VALUE! | #VALUE! | #VALUE! | #VALUE! | #VALUE! | #VALUE! | #VALUE! | 0 | #REF! | #VALUE! | #VALUE! | #VALUE! | #VALUE! | #VALUE! | #VALUE! | #VALUE! | 0
|  |  |  | 0 | 51 | 0 |  |  | 1 | 1.0842e-19 | 0 | 1.0669e-18 | 1.0669e-18 | 1.0669e-18 | 0 | 0 |  |  |  |  | #VALUE! | #VALUE! | #VALUE! |  |  | #VALUE! | #VALUE! | #VALUE! | #VALUE! | #VALUE! | #VALUE! | #VALUE! | #VALUE! |  |  |  |  | #VALUE! | #VALUE! | #VALUE! |  |  | #VALUE! | #VALUE! | #VALUE! | #VALUE! | #VALUE! | #VALUE! | #VALUE! | #VALUE! |  |  |  |  | #VALUE! | #VALUE! | #VALUE! |  |  | #VALUE! | #VALUE! | #VALUE! | #VALUE! | #VALUE! | #VALUE! | #VALUE! | #VALUE! |  |  |  |  | #VALUE! | #VALUE! | #VALUE! |  |  | #VALUE! | #VALUE! | #VALUE! | #VALUE! | #VALUE! | #VALUE! | #VALUE! | #VALUE! |  |  |  |  | #VALUE! | #VALUE! | #VALUE! |  |  | #VALUE! | #VALUE! | #VALUE! | #VALUE! | #VALUE! | #VALUE! | #VALUE! | #VALUE! |  |  | #VALUE! | #VALUE! | #VALUE! | #VALUE! | #VALUE! |  |  | #VALUE! | #VALUE! | #VALUE! | #VALUE! | #VALUE! | #VALUE! | #VALUE! | #VALUE! |  |  | #VALUE! | #VALUE! | #VALUE! | #VALUE! | #VALUE! |  |  | #VALUE! | #VALUE! | #VALUE! | #VALUE! | #VALUE! | #VALUE! | #VALUE! | #VALUE! | 0 | #REF! | #VALUE! | #VALUE! | #VALUE! | #VALUE! | #VALUE! | #VALUE! | #VALUE! | 0
|  |  |  | 0 | 51 | 0 |  |  | 1 | 1.0842e-19 | 0 | 1.0669e-18 | 1.0669e-18 | 1.0669e-18 | 0 | 0 |  |  |  |  | #VALUE! | #VALUE! | #VALUE! |  |  | #VALUE! | #VALUE! | #VALUE! | #VALUE! | #VALUE! | #VALUE! | #VALUE! | #VALUE! |  |  |  |  | #VALUE! | #VALUE! | #VALUE! |  |  | #VALUE! | #VALUE! | #VALUE! | #VALUE! | #VALUE! | #VALUE! | #VALUE! | #VALUE! |  |  |  |  | #VALUE! | #VALUE! | #VALUE! |  |  | #VALUE! | #VALUE! | #VALUE! | #VALUE! | #VALUE! | #VALUE! | #VALUE! | #VALUE! |  |  |  |  | #VALUE! | #VALUE! | #VALUE! |  |  | #VALUE! | #VALUE! | #VALUE! | #VALUE! | #VALUE! | #VALUE! | #VALUE! | #VALUE! |  |  |  |  | #VALUE! | #VALUE! | #VALUE! |  |  | #VALUE! | #VALUE! | #VALUE! | #VALUE! | #VALUE! | #VALUE! | #VALUE! | #VALUE! |  |  | #VALUE! | #VALUE! | #VALUE! | #VALUE! | #VALUE! |  |  | #VALUE! | #VALUE! | #VALUE! | #VALUE! | #VALUE! | #VALUE! | #VALUE! | #VALUE! |  |  | #VALUE! | #VALUE! | #VALUE! | #VALUE! | #VALUE! |  |  | #VALUE! | #VALUE! | #VALUE! | #VALUE! | #VALUE! | #VALUE! | #VALUE! | #VALUE! | 0 | #REF! | #VALUE! | #VALUE! | #VALUE! | #VALUE! | #VALUE! | #VALUE! | #VALUE! | 0
|  |  |  | 0 | 51 | 0 |  |  | 1 | 1.0842e-19 | 0 | 1.0669e-18 | 1.0669e-18 | 1.0669e-18 | 0 | 0 |  |  |  |  | #VALUE! | #VALUE! | #VALUE! |  |  | #VALUE! | #VALUE! | #VALUE! | #VALUE! | #VALUE! | #VALUE! | #VALUE! | #VALUE! |  |  |  |  | #VALUE! | #VALUE! | #VALUE! |  |  | #VALUE! | #VALUE! | #VALUE! | #VALUE! | #VALUE! | #VALUE! | #VALUE! | #VALUE! |  |  |  |  | #VALUE! | #VALUE! | #VALUE! |  |  | #VALUE! | #VALUE! | #VALUE! | #VALUE! | #VALUE! | #VALUE! | #VALUE! | #VALUE! |  |  |  |  | #VALUE! | #VALUE! | #VALUE! |  |  | #VALUE! | #VALUE! | #VALUE! | #VALUE! | #VALUE! | #VALUE! | #VALUE! | #VALUE! |  |  |  |  | #VALUE! | #VALUE! | #VALUE! |  |  | #VALUE! | #VALUE! | #VALUE! | #VALUE! | #VALUE! | #VALUE! | #VALUE! | #VALUE! |  |  | #VALUE! | #VALUE! | #VALUE! | #VALUE! | #VALUE! |  |  | #VALUE! | #VALUE! | #VALUE! | #VALUE! | #VALUE! | #VALUE! | #VALUE! | #VALUE! |  |  | #VALUE! | #VALUE! | #VALUE! | #VALUE! | #VALUE! |  |  | #VALUE! | #VALUE! | #VALUE! | #VALUE! | #VALUE! | #VALUE! | #VALUE! | #VALUE! | 0 | #REF! | #VALUE! | #VALUE! | #VALUE! | #VALUE! | #VALUE! | #VALUE! | #VALUE! | 0
|  |  |  | 0 | 51 | 0 |  |  | 1 | 1.0842e-19 | 0 | 1.0669e-18 | 1.0669e-18 | 1.0669e-18 | 0 | 0 |  |  |  |  | #VALUE! | #VALUE! | #VALUE! |  |  | #VALUE! | #VALUE! | #VALUE! | #VALUE! | #VALUE! | #VALUE! | #VALUE! | #VALUE! |  |  |  |  | #VALUE! | #VALUE! | #VALUE! |  |  | #VALUE! | #VALUE! | #VALUE! | #VALUE! | #VALUE! | #VALUE! | #VALUE! | #VALUE! |  |  |  |  | #VALUE! | #VALUE! | #VALUE! |  |  | #VALUE! | #VALUE! | #VALUE! | #VALUE! | #VALUE! | #VALUE! | #VALUE! | #VALUE! |  |  |  |  | #VALUE! | #VALUE! | #VALUE! |  |  | #VALUE! | #VALUE! | #VALUE! | #VALUE! | #VALUE! | #VALUE! | #VALUE! | #VALUE! |  |  |  |  | #VALUE! | #VALUE! | #VALUE! |  |  | #VALUE! | #VALUE! | #VALUE! | #VALUE! | #VALUE! | #VALUE! | #VALUE! | #VALUE! |  |  | #VALUE! | #VALUE! | #VALUE! | #VALUE! | #VALUE! |  |  | #VALUE! | #VALUE! | #VALUE! | #VALUE! | #VALUE! | #VALUE! | #VALUE! | #VALUE! |  |  | #VALUE! | #VALUE! | #VALUE! | #VALUE! | #VALUE! |  |  | #VALUE! | #VALUE! | #VALUE! | #VALUE! | #VALUE! | #VALUE! | #VALUE! | #VALUE! | 0 | #REF! | #VALUE! | #VALUE! | #VALUE! | #VALUE! | #VALUE! | #VALUE! | #VALUE! | 0
|  |  |  | 0 | 51 | 0 |  |  | 1 | 1.0842e-19 | 0 | 1.0669e-18 | 1.0669e-18 | 1.0669e-18 | 0 | 0 |  |  |  |  | #VALUE! | #VALUE! | #VALUE! |  |  | #VALUE! | #VALUE! | #VALUE! | #VALUE! | #VALUE! | #VALUE! | #VALUE! | #VALUE! |  |  |  |  | #VALUE! | #VALUE! | #VALUE! |  |  | #VALUE! | #VALUE! | #VALUE! | #VALUE! | #VALUE! | #VALUE! | #VALUE! | #VALUE! |  |  |  |  | #VALUE! | #VALUE! | #VALUE! |  |  | #VALUE! | #VALUE! | #VALUE! | #VALUE! | #VALUE! | #VALUE! | #VALUE! | #VALUE! |  |  |  |  | #VALUE! | #VALUE! | #VALUE! |  |  | #VALUE! | #VALUE! | #VALUE! | #VALUE! | #VALUE! | #VALUE! | #VALUE! | #VALUE! |  |  |  |  | #VALUE! | #VALUE! | #VALUE! |  |  | #VALUE! | #VALUE! | #VALUE! | #VALUE! | #VALUE! | #VALUE! | #VALUE! | #VALUE! |  |  | #VALUE! | #VALUE! | #VALUE! | #VALUE! | #VALUE! |  |  | #VALUE! | #VALUE! | #VALUE! | #VALUE! | #VALUE! | #VALUE! | #VALUE! | #VALUE! |  |  | #VALUE! | #VALUE! | #VALUE! | #VALUE! | #VALUE! |  |  | #VALUE! | #VALUE! | #VALUE! | #VALUE! | #VALUE! | #VALUE! | #VALUE! | #VALUE! | 0 | #REF! | #VALUE! | #VALUE! | #VALUE! | #VALUE! | #VALUE! | #VALUE! | #VALUE! | 0
|  |  |  | 0 | 51 | 0 |  |  | 1 | 1.0842e-19 | 0 | 1.0669e-18 | 1.0669e-18 | 1.0669e-18 | 0 | 0 |  |  |  |  | #VALUE! | #VALUE! | #VALUE! |  |  | #VALUE! | #VALUE! | #VALUE! | #VALUE! | #VALUE! | #VALUE! | #VALUE! | #VALUE! |  |  |  |  | #VALUE! | #VALUE! | #VALUE! |  |  | #VALUE! | #VALUE! | #VALUE! | #VALUE! | #VALUE! | #VALUE! | #VALUE! | #VALUE! |  |  |  |  | #VALUE! | #VALUE! | #VALUE! |  |  | #VALUE! | #VALUE! | #VALUE! | #VALUE! | #VALUE! | #VALUE! | #VALUE! | #VALUE! |  |  |  |  | #VALUE! | #VALUE! | #VALUE! |  |  | #VALUE! | #VALUE! | #VALUE! | #VALUE! | #VALUE! | #VALUE! | #VALUE! | #VALUE! |  |  |  |  | #VALUE! | #VALUE! | #VALUE! |  |  | #VALUE! | #VALUE! | #VALUE! | #VALUE! | #VALUE! | #VALUE! | #VALUE! | #VALUE! |  |  | #VALUE! | #VALUE! | #VALUE! | #VALUE! | #VALUE! |  |  | #VALUE! | #VALUE! | #VALUE! | #VALUE! | #VALUE! | #VALUE! | #VALUE! | #VALUE! |  |  | #VALUE! | #VALUE! | #VALUE! | #VALUE! | #VALUE! |  |  | #VALUE! | #VALUE! | #VALUE! | #VALUE! | #VALUE! | #VALUE! | #VALUE! | #VALUE! | 0 | #REF! | #VALUE! | #VALUE! | #VALUE! | #VALUE! | #VALUE! | #VALUE! | #VALUE! | 0
|  |  |  | 0 | 51 | 0 |  |  | 1 | 1.0842e-19 | 0 | 1.0669e-18 | 1.0669e-18 | 1.0669e-18 | 0 | 0 |  |  |  |  | #VALUE! | #VALUE! | #VALUE! |  |  | #VALUE! | #VALUE! | #VALUE! | #VALUE! | #VALUE! | #VALUE! | #VALUE! | #VALUE! |  |  |  |  | #VALUE! | #VALUE! | #VALUE! |  |  | #VALUE! | #VALUE! | #VALUE! | #VALUE! | #VALUE! | #VALUE! | #VALUE! | #VALUE! |  |  |  |  | #VALUE! | #VALUE! | #VALUE! |  |  | #VALUE! | #VALUE! | #VALUE! | #VALUE! | #VALUE! | #VALUE! | #VALUE! | #VALUE! |  |  |  |  | #VALUE! | #VALUE! | #VALUE! |  |  | #VALUE! | #VALUE! | #VALUE! | #VALUE! | #VALUE! | #VALUE! | #VALUE! | #VALUE! |  |  |  |  | #VALUE! | #VALUE! | #VALUE! |  |  | #VALUE! | #VALUE! | #VALUE! | #VALUE! | #VALUE! | #VALUE! | #VALUE! | #VALUE! |  |  | #VALUE! | #VALUE! | #VALUE! | #VALUE! | #VALUE! |  |  | #VALUE! | #VALUE! | #VALUE! | #VALUE! | #VALUE! | #VALUE! | #VALUE! | #VALUE! |  |  | #VALUE! | #VALUE! | #VALUE! | #VALUE! | #VALUE! |  |  | #VALUE! | #VALUE! | #VALUE! | #VALUE! | #VALUE! | #VALUE! | #VALUE! | #VALUE! | 0 | #REF! | #VALUE! | #VALUE! | #VALUE! | #VALUE! | #VALUE! | #VALUE! | #VALUE! | 0
|  |  |  | 0 | 51 | 0 |  |  | 1 | 1.0842e-19 | 0 | 1.0669e-18 | 1.0669e-18 | 1.0669e-18 | 0 | 0 |  |  |  |  | #VALUE! | #VALUE! | #VALUE! |  |  | #VALUE! | #VALUE! | #VALUE! | #VALUE! | #VALUE! | #VALUE! | #VALUE! | #VALUE! |  |  |  |  | #VALUE! | #VALUE! | #VALUE! |  |  | #VALUE! | #VALUE! | #VALUE! | #VALUE! | #VALUE! | #VALUE! | #VALUE! | #VALUE! |  |  |  |  | #VALUE! | #VALUE! | #VALUE! |  |  | #VALUE! | #VALUE! | #VALUE! | #VALUE! | #VALUE! | #VALUE! | #VALUE! | #VALUE! |  |  |  |  | #VALUE! | #VALUE! | #VALUE! |  |  | #VALUE! | #VALUE! | #VALUE! | #VALUE! | #VALUE! | #VALUE! | #VALUE! | #VALUE! |  |  |  |  | #VALUE! | #VALUE! | #VALUE! |  |  | #VALUE! | #VALUE! | #VALUE! | #VALUE! | #VALUE! | #VALUE! | #VALUE! | #VALUE! |  |  | #VALUE! | #VALUE! | #VALUE! | #VALUE! | #VALUE! |  |  | #VALUE! | #VALUE! | #VALUE! | #VALUE! | #VALUE! | #VALUE! | #VALUE! | #VALUE! |  |  | #VALUE! | #VALUE! | #VALUE! | #VALUE! | #VALUE! |  |  | #VALUE! | #VALUE! | #VALUE! | #VALUE! | #VALUE! | #VALUE! | #VALUE! | #VALUE! | 0 | #REF! | #VALUE! | #VALUE! | #VALUE! | #VALUE! | #VALUE! | #VALUE! | #VALUE! | 0
|  |  |  | 0 | 51 | 0 |  |  | 1 | 1.0842e-19 | 0 | 1.0669e-18 | 1.0669e-18 | 1.0669e-18 | 0 | 0 |  |  |  |  | #VALUE! | #VALUE! | #VALUE! |  |  | #VALUE! | #VALUE! | #VALUE! | #VALUE! | #VALUE! | #VALUE! | #VALUE! | #VALUE! |  |  |  |  | #VALUE! | #VALUE! | #VALUE! |  |  | #VALUE! | #VALUE! | #VALUE! | #VALUE! | #VALUE! | #VALUE! | #VALUE! | #VALUE! |  |  |  |  | #VALUE! | #VALUE! | #VALUE! |  |  | #VALUE! | #VALUE! | #VALUE! | #VALUE! | #VALUE! | #VALUE! | #VALUE! | #VALUE! |  |  |  |  | #VALUE! | #VALUE! | #VALUE! |  |  | #VALUE! | #VALUE! | #VALUE! | #VALUE! | #VALUE! | #VALUE! | #VALUE! | #VALUE! |  |  |  |  | #VALUE! | #VALUE! | #VALUE! |  |  | #VALUE! | #VALUE! | #VALUE! | #VALUE! | #VALUE! | #VALUE! | #VALUE! | #VALUE! |  |  | #VALUE! | #VALUE! | #VALUE! | #VALUE! | #VALUE! |  |  | #VALUE! | #VALUE! | #VALUE! | #VALUE! | #VALUE! | #VALUE! | #VALUE! | #VALUE! |  |  | #VALUE! | #VALUE! | #VALUE! | #VALUE! | #VALUE! |  |  | #VALUE! | #VALUE! | #VALUE! | #VALUE! | #VALUE! | #VALUE! | #VALUE! | #VALUE! | 0 | #REF! | #VALUE! | #VALUE! | #VALUE! | #VALUE! | #VALUE! | #VALUE! | #VALUE! | 0
|  |  |  | 0 | 51 | 0 |  |  | 1 | 1.0842e-19 | 0 | 1.0669e-18 | 1.0669e-18 | 1.0669e-18 | 0 | 0 |  |  |  |  | #VALUE! | #VALUE! | #VALUE! |  |  | #VALUE! | #VALUE! | #VALUE! | #VALUE! | #VALUE! | #VALUE! | #VALUE! | #VALUE! |  |  |  |  | #VALUE! | #VALUE! | #VALUE! |  |  | #VALUE! | #VALUE! | #VALUE! | #VALUE! | #VALUE! | #VALUE! | #VALUE! | #VALUE! |  |  |  |  | #VALUE! | #VALUE! | #VALUE! |  |  | #VALUE! | #VALUE! | #VALUE! | #VALUE! | #VALUE! | #VALUE! | #VALUE! | #VALUE! |  |  |  |  | #VALUE! | #VALUE! | #VALUE! |  |  | #VALUE! | #VALUE! | #VALUE! | #VALUE! | #VALUE! | #VALUE! | #VALUE! | #VALUE! |  |  |  |  | #VALUE! | #VALUE! | #VALUE! |  |  | #VALUE! | #VALUE! | #VALUE! | #VALUE! | #VALUE! | #VALUE! | #VALUE! | #VALUE! |  |  | #VALUE! | #VALUE! | #VALUE! | #VALUE! | #VALUE! |  |  | #VALUE! | #VALUE! | #VALUE! | #VALUE! | #VALUE! | #VALUE! | #VALUE! | #VALUE! |  |  | #VALUE! | #VALUE! | #VALUE! | #VALUE! | #VALUE! |  |  | #VALUE! | #VALUE! | #VALUE! | #VALUE! | #VALUE! | #VALUE! | #VALUE! | #VALUE! | 0 | #REF! | #VALUE! | #VALUE! | #VALUE! | #VALUE! | #VALUE! | #VALUE! | #VALUE! | 0
|  |  |  | 0 | 51 | 0 |  |  | 1 | 1.0842e-19 | 0 | 1.0669e-18 | 1.0669e-18 | 1.0669e-18 | 0 | 0 |  |  |  |  | #VALUE! | #VALUE! | #VALUE! |  |  | #VALUE! | #VALUE! | #VALUE! | #VALUE! | #VALUE! | #VALUE! | #VALUE! | #VALUE! |  |  |  |  | #VALUE! | #VALUE! | #VALUE! |  |  | #VALUE! | #VALUE! | #VALUE! | #VALUE! | #VALUE! | #VALUE! | #VALUE! | #VALUE! |  |  |  |  | #VALUE! | #VALUE! | #VALUE! |  |  | #VALUE! | #VALUE! | #VALUE! | #VALUE! | #VALUE! | #VALUE! | #VALUE! | #VALUE! |  |  |  |  | #VALUE! | #VALUE! | #VALUE! |  |  | #VALUE! | #VALUE! | #VALUE! | #VALUE! | #VALUE! | #VALUE! | #VALUE! | #VALUE! |  |  |  |  | #VALUE! | #VALUE! | #VALUE! |  |  | #VALUE! | #VALUE! | #VALUE! | #VALUE! | #VALUE! | #VALUE! | #VALUE! | #VALUE! |  |  | #VALUE! | #VALUE! | #VALUE! | #VALUE! | #VALUE! |  |  | #VALUE! | #VALUE! | #VALUE! | #VALUE! | #VALUE! | #VALUE! | #VALUE! | #VALUE! |  |  | #VALUE! | #VALUE! | #VALUE! | #VALUE! | #VALUE! |  |  | #VALUE! | #VALUE! | #VALUE! | #VALUE! | #VALUE! | #VALUE! | #VALUE! | #VALUE! | 0 | #REF! | #VALUE! | #VALUE! | #VALUE! | #VALUE! | #VALUE! | #VALUE! | #VALUE! | 0
|  |  |  | 0 | 51 | 0 |  |  | 1 | 1.0842e-19 | 0 | 1.0669e-18 | 1.0669e-18 | 1.0669e-18 | 0 | 0 |  |  |  |  | #VALUE! | #VALUE! | #VALUE! |  |  | #VALUE! | #VALUE! | #VALUE! | #VALUE! | #VALUE! | #VALUE! | #VALUE! | #VALUE! |  |  |  |  | #VALUE! | #VALUE! | #VALUE! |  |  | #VALUE! | #VALUE! | #VALUE! | #VALUE! | #VALUE! | #VALUE! | #VALUE! | #VALUE! |  |  |  |  | #VALUE! | #VALUE! | #VALUE! |  |  | #VALUE! | #VALUE! | #VALUE! | #VALUE! | #VALUE! | #VALUE! | #VALUE! | #VALUE! |  |  |  |  | #VALUE! | #VALUE! | #VALUE! |  |  | #VALUE! | #VALUE! | #VALUE! | #VALUE! | #VALUE! | #VALUE! | #VALUE! | #VALUE! |  |  |  |  | #VALUE! | #VALUE! | #VALUE! |  |  | #VALUE! | #VALUE! | #VALUE! | #VALUE! | #VALUE! | #VALUE! | #VALUE! | #VALUE! |  |  | #VALUE! | #VALUE! | #VALUE! | #VALUE! | #VALUE! |  |  | #VALUE! | #VALUE! | #VALUE! | #VALUE! | #VALUE! | #VALUE! | #VALUE! | #VALUE! |  |  | #VALUE! | #VALUE! | #VALUE! | #VALUE! | #VALUE! |  |  | #VALUE! | #VALUE! | #VALUE! | #VALUE! | #VALUE! | #VALUE! | #VALUE! | #VALUE! | 0 | #REF! | #VALUE! | #VALUE! | #VALUE! | #VALUE! | #VALUE! | #VALUE! | #VALUE! | 0
|  |  |  | 0 | 51 | 0 |  |  | 1 | 1.0842e-19 | 0 | 1.0669e-18 | 1.0669e-18 | 1.0669e-18 | 0 | 0 |  |  |  |  | #VALUE! | #VALUE! | #VALUE! |  |  | #VALUE! | #VALUE! | #VALUE! | #VALUE! | #VALUE! | #VALUE! | #VALUE! | #VALUE! |  |  |  |  | #VALUE! | #VALUE! | #VALUE! |  |  | #VALUE! | #VALUE! | #VALUE! | #VALUE! | #VALUE! | #VALUE! | #VALUE! | #VALUE! |  |  |  |  | #VALUE! | #VALUE! | #VALUE! |  |  | #VALUE! | #VALUE! | #VALUE! | #VALUE! | #VALUE! | #VALUE! | #VALUE! | #VALUE! |  |  |  |  | #VALUE! | #VALUE! | #VALUE! |  |  | #VALUE! | #VALUE! | #VALUE! | #VALUE! | #VALUE! | #VALUE! | #VALUE! | #VALUE! |  |  |  |  | #VALUE! | #VALUE! | #VALUE! |  |  | #VALUE! | #VALUE! | #VALUE! | #VALUE! | #VALUE! | #VALUE! | #VALUE! | #VALUE! |  |  | #VALUE! | #VALUE! | #VALUE! | #VALUE! | #VALUE! |  |  | #VALUE! | #VALUE! | #VALUE! | #VALUE! | #VALUE! | #VALUE! | #VALUE! | #VALUE! |  |  | #VALUE! | #VALUE! | #VALUE! | #VALUE! | #VALUE! |  |  | #VALUE! | #VALUE! | #VALUE! | #VALUE! | #VALUE! | #VALUE! | #VALUE! | #VALUE! | 0 | #REF! | #VALUE! | #VALUE! | #VALUE! | #VALUE! | #VALUE! | #VALUE! | #VALUE! | 0
|  |  |  | 0 | 51 | 0 |  |  | 1 | 1.0842e-19 | 0 | 1.0669e-18 | 1.0669e-18 | 1.0669e-18 | 0 | 0 |  |  |  |  | #VALUE! | #VALUE! | #VALUE! |  |  | #VALUE! | #VALUE! | #VALUE! | #VALUE! | #VALUE! | #VALUE! | #VALUE! | #VALUE! |  |  |  |  | #VALUE! | #VALUE! | #VALUE! |  |  | #VALUE! | #VALUE! | #VALUE! | #VALUE! | #VALUE! | #VALUE! | #VALUE! | #VALUE! |  |  |  |  | #VALUE! | #VALUE! | #VALUE! |  |  | #VALUE! | #VALUE! | #VALUE! | #VALUE! | #VALUE! | #VALUE! | #VALUE! | #VALUE! |  |  |  |  | #VALUE! | #VALUE! | #VALUE! |  |  | #VALUE! | #VALUE! | #VALUE! | #VALUE! | #VALUE! | #VALUE! | #VALUE! | #VALUE! |  |  |  |  | #VALUE! | #VALUE! | #VALUE! |  |  | #VALUE! | #VALUE! | #VALUE! | #VALUE! | #VALUE! | #VALUE! | #VALUE! | #VALUE! |  |  | #VALUE! | #VALUE! | #VALUE! | #VALUE! | #VALUE! |  |  | #VALUE! | #VALUE! | #VALUE! | #VALUE! | #VALUE! | #VALUE! | #VALUE! | #VALUE! |  |  | #VALUE! | #VALUE! | #VALUE! | #VALUE! | #VALUE! |  |  | #VALUE! | #VALUE! | #VALUE! | #VALUE! | #VALUE! | #VALUE! | #VALUE! | #VALUE! | 0 | #REF! | #VALUE! | #VALUE! | #VALUE! | #VALUE! | #VALUE! | #VALUE! | #VALUE! | 0
|  |  |  | 0 | 51 | 0 |  |  | 1 | 1.0842e-19 | 0 | 1.0669e-18 | 1.0669e-18 | 1.0669e-18 | 0 | 0 |  |  |  |  | #VALUE! | #VALUE! | #VALUE! |  |  | #VALUE! | #VALUE! | #VALUE! | #VALUE! | #VALUE! | #VALUE! | #VALUE! | #VALUE! |  |  |  |  | #VALUE! | #VALUE! | #VALUE! |  |  | #VALUE! | #VALUE! | #VALUE! | #VALUE! | #VALUE! | #VALUE! | #VALUE! | #VALUE! |  |  |  |  | #VALUE! | #VALUE! | #VALUE! |  |  | #VALUE! | #VALUE! | #VALUE! | #VALUE! | #VALUE! | #VALUE! | #VALUE! | #VALUE! |  |  |  |  | #VALUE! | #VALUE! | #VALUE! |  |  | #VALUE! | #VALUE! | #VALUE! | #VALUE! | #VALUE! | #VALUE! | #VALUE! | #VALUE! |  |  |  |  | #VALUE! | #VALUE! | #VALUE! |  |  | #VALUE! | #VALUE! | #VALUE! | #VALUE! | #VALUE! | #VALUE! | #VALUE! | #VALUE! |  |  | #VALUE! | #VALUE! | #VALUE! | #VALUE! | #VALUE! |  |  | #VALUE! | #VALUE! | #VALUE! | #VALUE! | #VALUE! | #VALUE! | #VALUE! | #VALUE! |  |  | #VALUE! | #VALUE! | #VALUE! | #VALUE! | #VALUE! |  |  | #VALUE! | #VALUE! | #VALUE! | #VALUE! | #VALUE! | #VALUE! | #VALUE! | #VALUE! | 0 | #REF! | #VALUE! | #VALUE! | #VALUE! | #VALUE! | #VALUE! | #VALUE! | #VALUE! | 0
|  |  |  | 0 | 51 | 0 |  |  | 1 | 1.0842e-19 | 0 | 1.0669e-18 | 1.0669e-18 | 1.0669e-18 | 0 | 0 |  |  |  |  | #VALUE! | #VALUE! | #VALUE! |  |  | #VALUE! | #VALUE! | #VALUE! | #VALUE! | #VALUE! | #VALUE! | #VALUE! | #VALUE! |  |  |  |  | #VALUE! | #VALUE! | #VALUE! |  |  | #VALUE! | #VALUE! | #VALUE! | #VALUE! | #VALUE! | #VALUE! | #VALUE! | #VALUE! |  |  |  |  | #VALUE! | #VALUE! | #VALUE! |  |  | #VALUE! | #VALUE! | #VALUE! | #VALUE! | #VALUE! | #VALUE! | #VALUE! | #VALUE! |  |  |  |  | #VALUE! | #VALUE! | #VALUE! |  |  | #VALUE! | #VALUE! | #VALUE! | #VALUE! | #VALUE! | #VALUE! | #VALUE! | #VALUE! |  |  |  |  | #VALUE! | #VALUE! | #VALUE! |  |  | #VALUE! | #VALUE! | #VALUE! | #VALUE! | #VALUE! | #VALUE! | #VALUE! | #VALUE! |  |  | #VALUE! | #VALUE! | #VALUE! | #VALUE! | #VALUE! |  |  | #VALUE! | #VALUE! | #VALUE! | #VALUE! | #VALUE! | #VALUE! | #VALUE! | #VALUE! |  |  | #VALUE! | #VALUE! | #VALUE! | #VALUE! | #VALUE! |  |  | #VALUE! | #VALUE! | #VALUE! | #VALUE! | #VALUE! | #VALUE! | #VALUE! | #VALUE! | 0 | #REF! | #VALUE! | #VALUE! | #VALUE! | #VALUE! | #VALUE! | #VALUE! | #VALUE! | 0
|  |  |  | 0 | 51 | 0 |  |  | 1 | 1.0842e-19 | 0 | 1.0669e-18 | 1.0669e-18 | 1.0669e-18 | 0 | 0 |  |  |  |  | #VALUE! | #VALUE! | #VALUE! |  |  | #VALUE! | #VALUE! | #VALUE! | #VALUE! | #VALUE! | #VALUE! | #VALUE! | #VALUE! |  |  |  |  | #VALUE! | #VALUE! | #VALUE! |  |  | #VALUE! | #VALUE! | #VALUE! | #VALUE! | #VALUE! | #VALUE! | #VALUE! | #VALUE! |  |  |  |  | #VALUE! | #VALUE! | #VALUE! |  |  | #VALUE! | #VALUE! | #VALUE! | #VALUE! | #VALUE! | #VALUE! | #VALUE! | #VALUE! |  |  |  |  | #VALUE! | #VALUE! | #VALUE! |  |  | #VALUE! | #VALUE! | #VALUE! | #VALUE! | #VALUE! | #VALUE! | #VALUE! | #VALUE! |  |  |  |  | #VALUE! | #VALUE! | #VALUE! |  |  | #VALUE! | #VALUE! | #VALUE! | #VALUE! | #VALUE! | #VALUE! | #VALUE! | #VALUE! |  |  | #VALUE! | #VALUE! | #VALUE! | #VALUE! | #VALUE! |  |  | #VALUE! | #VALUE! | #VALUE! | #VALUE! | #VALUE! | #VALUE! | #VALUE! | #VALUE! |  |  | #VALUE! | #VALUE! | #VALUE! | #VALUE! | #VALUE! |  |  | #VALUE! | #VALUE! | #VALUE! | #VALUE! | #VALUE! | #VALUE! | #VALUE! | #VALUE! | 0 | #REF! | #VALUE! | #VALUE! | #VALUE! | #VALUE! | #VALUE! | #VALUE! | #VALUE! | 0
|  |  |  | 0 | 51 | 0 |  |  | 1 | 1.0842e-19 | 0 | 1.0669e-18 | 1.0669e-18 | 1.0669e-18 | 0 | 0 |  |  |  |  | #VALUE! | #VALUE! | #VALUE! |  |  | #VALUE! | #VALUE! | #VALUE! | #VALUE! | #VALUE! | #VALUE! | #VALUE! | #VALUE! |  |  |  |  | #VALUE! | #VALUE! | #VALUE! |  |  | #VALUE! | #VALUE! | #VALUE! | #VALUE! | #VALUE! | #VALUE! | #VALUE! | #VALUE! |  |  |  |  | #VALUE! | #VALUE! | #VALUE! |  |  | #VALUE! | #VALUE! | #VALUE! | #VALUE! | #VALUE! | #VALUE! | #VALUE! | #VALUE! |  |  |  |  | #VALUE! | #VALUE! | #VALUE! |  |  | #VALUE! | #VALUE! | #VALUE! | #VALUE! | #VALUE! | #VALUE! | #VALUE! | #VALUE! |  |  |  |  | #VALUE! | #VALUE! | #VALUE! |  |  | #VALUE! | #VALUE! | #VALUE! | #VALUE! | #VALUE! | #VALUE! | #VALUE! | #VALUE! |  |  | #VALUE! | #VALUE! | #VALUE! | #VALUE! | #VALUE! |  |  | #VALUE! | #VALUE! | #VALUE! | #VALUE! | #VALUE! | #VALUE! | #VALUE! | #VALUE! |  |  | #VALUE! | #VALUE! | #VALUE! | #VALUE! | #VALUE! |  |  | #VALUE! | #VALUE! | #VALUE! | #VALUE! | #VALUE! | #VALUE! | #VALUE! | #VALUE! | 0 | #REF! | #VALUE! | #VALUE! | #VALUE! | #VALUE! | #VALUE! | #VALUE! | #VALUE! | 0
|  |  |  | 0 | 51 | 0 |  |  | 1 | 1.0842e-19 | 0 | 1.0669e-18 | 1.0669e-18 | 1.0669e-18 | 0 | 0 |  |  |  |  | #VALUE! | #VALUE! | #VALUE! |  |  | #VALUE! | #VALUE! | #VALUE! | #VALUE! | #VALUE! | #VALUE! | #VALUE! | #VALUE! |  |  |  |  | #VALUE! | #VALUE! | #VALUE! |  |  | #VALUE! | #VALUE! | #VALUE! | #VALUE! | #VALUE! | #VALUE! | #VALUE! | #VALUE! |  |  |  |  | #VALUE! | #VALUE! | #VALUE! |  |  | #VALUE! | #VALUE! | #VALUE! | #VALUE! | #VALUE! | #VALUE! | #VALUE! | #VALUE! |  |  |  |  | #VALUE! | #VALUE! | #VALUE! |  |  | #VALUE! | #VALUE! | #VALUE! | #VALUE! | #VALUE! | #VALUE! | #VALUE! | #VALUE! |  |  |  |  | #VALUE! | #VALUE! | #VALUE! |  |  | #VALUE! | #VALUE! | #VALUE! | #VALUE! | #VALUE! | #VALUE! | #VALUE! | #VALUE! |  |  | #VALUE! | #VALUE! | #VALUE! | #VALUE! | #VALUE! |  |  | #VALUE! | #VALUE! | #VALUE! | #VALUE! | #VALUE! | #VALUE! | #VALUE! | #VALUE! |  |  | #VALUE! | #VALUE! | #VALUE! | #VALUE! | #VALUE! |  |  | #VALUE! | #VALUE! | #VALUE! | #VALUE! | #VALUE! | #VALUE! | #VALUE! | #VALUE! | 0 | #REF! | #VALUE! | #VALUE! | #VALUE! | #VALUE! | #VALUE! | #VALUE! | #VALUE! | 0
|  |  |  | 0 | 51 | 0 |  |  | 1 | 1.0842e-19 | 0 | 1.0669e-18 | 1.0669e-18 | 1.0669e-18 | 0 | 0 |  |  |  |  | #VALUE! | #VALUE! | #VALUE! |  |  | #VALUE! | #VALUE! | #VALUE! | #VALUE! | #VALUE! | #VALUE! | #VALUE! | #VALUE! |  |  |  |  | #VALUE! | #VALUE! | #VALUE! |  |  | #VALUE! | #VALUE! | #VALUE! | #VALUE! | #VALUE! | #VALUE! | #VALUE! | #VALUE! |  |  |  |  | #VALUE! | #VALUE! | #VALUE! |  |  | #VALUE! | #VALUE! | #VALUE! | #VALUE! | #VALUE! | #VALUE! | #VALUE! | #VALUE! |  |  |  |  | #VALUE! | #VALUE! | #VALUE! |  |  | #VALUE! | #VALUE! | #VALUE! | #VALUE! | #VALUE! | #VALUE! | #VALUE! | #VALUE! |  |  |  |  | #VALUE! | #VALUE! | #VALUE! |  |  | #VALUE! | #VALUE! | #VALUE! | #VALUE! | #VALUE! | #VALUE! | #VALUE! | #VALUE! |  |  | #VALUE! | #VALUE! | #VALUE! | #VALUE! | #VALUE! |  |  | #VALUE! | #VALUE! | #VALUE! | #VALUE! | #VALUE! | #VALUE! | #VALUE! | #VALUE! |  |  | #VALUE! | #VALUE! | #VALUE! | #VALUE! | #VALUE! |  |  | #VALUE! | #VALUE! | #VALUE! | #VALUE! | #VALUE! | #VALUE! | #VALUE! | #VALUE! | 0 | #REF! | #VALUE! | #VALUE! | #VALUE! | #VALUE! | #VALUE! | #VALUE! | #VALUE! | 0
|  |  |  | 0 | 51 | 0 |  |  | 1 | 1.0842e-19 | 0 | 1.0669e-18 | 1.0669e-18 | 1.0669e-18 | 0 | 0 |  |  |  |  | #VALUE! | #VALUE! | #VALUE! |  |  | #VALUE! | #VALUE! | #VALUE! | #VALUE! | #VALUE! | #VALUE! | #VALUE! | #VALUE! |  |  |  |  | #VALUE! | #VALUE! | #VALUE! |  |  | #VALUE! | #VALUE! | #VALUE! | #VALUE! | #VALUE! | #VALUE! | #VALUE! | #VALUE! |  |  |  |  | #VALUE! | #VALUE! | #VALUE! |  |  | #VALUE! | #VALUE! | #VALUE! | #VALUE! | #VALUE! | #VALUE! | #VALUE! | #VALUE! |  |  |  |  | #VALUE! | #VALUE! | #VALUE! |  |  | #VALUE! | #VALUE! | #VALUE! | #VALUE! | #VALUE! | #VALUE! | #VALUE! | #VALUE! |  |  |  |  | #VALUE! | #VALUE! | #VALUE! |  |  | #VALUE! | #VALUE! | #VALUE! | #VALUE! | #VALUE! | #VALUE! | #VALUE! | #VALUE! |  |  | #VALUE! | #VALUE! | #VALUE! | #VALUE! | #VALUE! |  |  | #VALUE! | #VALUE! | #VALUE! | #VALUE! | #VALUE! | #VALUE! | #VALUE! | #VALUE! |  |  | #VALUE! | #VALUE! | #VALUE! | #VALUE! | #VALUE! |  |  | #VALUE! | #VALUE! | #VALUE! | #VALUE! | #VALUE! | #VALUE! | #VALUE! | #VALUE! | 0 | #REF! | #VALUE! | #VALUE! | #VALUE! | #VALUE! | #VALUE! | #VALUE! | #VALUE! | 0
|  |  |  | 0 | 51 | 0 |  |  | 1 | 1.0842e-19 | 0 | 1.0669e-18 | 1.0669e-18 | 1.0669e-18 | 0 | 0 |  |  |  |  | #VALUE! | #VALUE! | #VALUE! |  |  | #VALUE! | #VALUE! | #VALUE! | #VALUE! | #VALUE! | #VALUE! | #VALUE! | #VALUE! |  |  |  |  | #VALUE! | #VALUE! | #VALUE! |  |  | #VALUE! | #VALUE! | #VALUE! | #VALUE! | #VALUE! | #VALUE! | #VALUE! | #VALUE! |  |  |  |  | #VALUE! | #VALUE! | #VALUE! |  |  | #VALUE! | #VALUE! | #VALUE! | #VALUE! | #VALUE! | #VALUE! | #VALUE! | #VALUE! |  |  |  |  | #VALUE! | #VALUE! | #VALUE! |  |  | #VALUE! | #VALUE! | #VALUE! | #VALUE! | #VALUE! | #VALUE! | #VALUE! | #VALUE! |  |  |  |  | #VALUE! | #VALUE! | #VALUE! |  |  | #VALUE! | #VALUE! | #VALUE! | #VALUE! | #VALUE! | #VALUE! | #VALUE! | #VALUE! |  |  | #VALUE! | #VALUE! | #VALUE! | #VALUE! | #VALUE! |  |  | #VALUE! | #VALUE! | #VALUE! | #VALUE! | #VALUE! | #VALUE! | #VALUE! | #VALUE! |  |  | #VALUE! | #VALUE! | #VALUE! | #VALUE! | #VALUE! |  |  | #VALUE! | #VALUE! | #VALUE! | #VALUE! | #VALUE! | #VALUE! | #VALUE! | #VALUE! | 0 | #REF! | #VALUE! | #VALUE! | #VALUE! | #VALUE! | #VALUE! | #VALUE! | #VALUE! | 0
|  |  |  | 0 | 51 | 0 |  |  | 1 | 1.0842e-19 | 0 | 1.0669e-18 | 1.0669e-18 | 1.0669e-18 | 0 | 0 |  |  |  |  | #VALUE! | #VALUE! | #VALUE! |  |  | #VALUE! | #VALUE! | #VALUE! | #VALUE! | #VALUE! | #VALUE! | #VALUE! | #VALUE! |  |  |  |  | #VALUE! | #VALUE! | #VALUE! |  |  | #VALUE! | #VALUE! | #VALUE! | #VALUE! | #VALUE! | #VALUE! | #VALUE! | #VALUE! |  |  |  |  | #VALUE! | #VALUE! | #VALUE! |  |  | #VALUE! | #VALUE! | #VALUE! | #VALUE! | #VALUE! | #VALUE! | #VALUE! | #VALUE! |  |  |  |  | #VALUE! | #VALUE! | #VALUE! |  |  | #VALUE! | #VALUE! | #VALUE! | #VALUE! | #VALUE! | #VALUE! | #VALUE! | #VALUE! |  |  |  |  | #VALUE! | #VALUE! | #VALUE! |  |  | #VALUE! | #VALUE! | #VALUE! | #VALUE! | #VALUE! | #VALUE! | #VALUE! | #VALUE! |  |  | #VALUE! | #VALUE! | #VALUE! | #VALUE! | #VALUE! |  |  | #VALUE! | #VALUE! | #VALUE! | #VALUE! | #VALUE! | #VALUE! | #VALUE! | #VALUE! |  |  | #VALUE! | #VALUE! | #VALUE! | #VALUE! | #VALUE! |  |  | #VALUE! | #VALUE! | #VALUE! | #VALUE! | #VALUE! | #VALUE! | #VALUE! | #VALUE! | 0 | #REF! | #VALUE! | #VALUE! | #VALUE! | #VALUE! | #VALUE! | #VALUE! | #VALUE! | 0
|  |  |  | 0 | 51 | 0 |  |  | 1 | 1.0842e-19 | 0 | 1.0669e-18 | 1.0669e-18 | 1.0669e-18 | 0 | 0 |  |  |  |  | #VALUE! | #VALUE! | #VALUE! |  |  | #VALUE! | #VALUE! | #VALUE! | #VALUE! | #VALUE! | #VALUE! | #VALUE! | #VALUE! |  |  |  |  | #VALUE! | #VALUE! | #VALUE! |  |  | #VALUE! | #VALUE! | #VALUE! | #VALUE! | #VALUE! | #VALUE! | #VALUE! | #VALUE! |  |  |  |  | #VALUE! | #VALUE! | #VALUE! |  |  | #VALUE! | #VALUE! | #VALUE! | #VALUE! | #VALUE! | #VALUE! | #VALUE! | #VALUE! |  |  |  |  | #VALUE! | #VALUE! | #VALUE! |  |  | #VALUE! | #VALUE! | #VALUE! | #VALUE! | #VALUE! | #VALUE! | #VALUE! | #VALUE! |  |  |  |  | #VALUE! | #VALUE! | #VALUE! |  |  | #VALUE! | #VALUE! | #VALUE! | #VALUE! | #VALUE! | #VALUE! | #VALUE! | #VALUE! |  |  | #VALUE! | #VALUE! | #VALUE! | #VALUE! | #VALUE! |  |  | #VALUE! | #VALUE! | #VALUE! | #VALUE! | #VALUE! | #VALUE! | #VALUE! | #VALUE! |  |  | #VALUE! | #VALUE! | #VALUE! | #VALUE! | #VALUE! |  |  | #VALUE! | #VALUE! | #VALUE! | #VALUE! | #VALUE! | #VALUE! | #VALUE! | #VALUE! | 0 | #REF! | #VALUE! | #VALUE! | #VALUE! | #VALUE! | #VALUE! | #VALUE! | #VALUE! | 0
|  |  |  | 0 | 51 | 0 |  |  | 1 | 1.0842e-19 | 0 | 1.0669e-18 | 1.0669e-18 | 1.0669e-18 | 0 | 0 |  |  |  |  | #VALUE! | #VALUE! | #VALUE! |  |  | #VALUE! | #VALUE! | #VALUE! | #VALUE! | #VALUE! | #VALUE! | #VALUE! | #VALUE! |  |  |  |  | #VALUE! | #VALUE! | #VALUE! |  |  | #VALUE! | #VALUE! | #VALUE! | #VALUE! | #VALUE! | #VALUE! | #VALUE! | #VALUE! |  |  |  |  | #VALUE! | #VALUE! | #VALUE! |  |  | #VALUE! | #VALUE! | #VALUE! | #VALUE! | #VALUE! | #VALUE! | #VALUE! | #VALUE! |  |  |  |  | #VALUE! | #VALUE! | #VALUE! |  |  | #VALUE! | #VALUE! | #VALUE! | #VALUE! | #VALUE! | #VALUE! | #VALUE! | #VALUE! |  |  |  |  | #VALUE! | #VALUE! | #VALUE! |  |  | #VALUE! | #VALUE! | #VALUE! | #VALUE! | #VALUE! | #VALUE! | #VALUE! | #VALUE! |  |  | #VALUE! | #VALUE! | #VALUE! | #VALUE! | #VALUE! |  |  | #VALUE! | #VALUE! | #VALUE! | #VALUE! | #VALUE! | #VALUE! | #VALUE! | #VALUE! |  |  | #VALUE! | #VALUE! | #VALUE! | #VALUE! | #VALUE! |  |  | #VALUE! | #VALUE! | #VALUE! | #VALUE! | #VALUE! | #VALUE! | #VALUE! | #VALUE! | 0 | #REF! | #VALUE! | #VALUE! | #VALUE! | #VALUE! | #VALUE! | #VALUE! | #VALUE! | 0
|  |  |  | 0 | 51 | 0 |  |  | 1 | 1.0842e-19 | 0 | 1.0669e-18 | 1.0669e-18 | 1.0669e-18 | 0 | 0 |  |  |  |  | #VALUE! | #VALUE! | #VALUE! |  |  | #VALUE! | #VALUE! | #VALUE! | #VALUE! | #VALUE! | #VALUE! | #VALUE! | #VALUE! |  |  |  |  | #VALUE! | #VALUE! | #VALUE! |  |  | #VALUE! | #VALUE! | #VALUE! | #VALUE! | #VALUE! | #VALUE! | #VALUE! | #VALUE! |  |  |  |  | #VALUE! | #VALUE! | #VALUE! |  |  | #VALUE! | #VALUE! | #VALUE! | #VALUE! | #VALUE! | #VALUE! | #VALUE! | #VALUE! |  |  |  |  | #VALUE! | #VALUE! | #VALUE! |  |  | #VALUE! | #VALUE! | #VALUE! | #VALUE! | #VALUE! | #VALUE! | #VALUE! | #VALUE! |  |  |  |  | #VALUE! | #VALUE! | #VALUE! |  |  | #VALUE! | #VALUE! | #VALUE! | #VALUE! | #VALUE! | #VALUE! | #VALUE! | #VALUE! |  |  | #VALUE! | #VALUE! | #VALUE! | #VALUE! | #VALUE! |  |  | #VALUE! | #VALUE! | #VALUE! | #VALUE! | #VALUE! | #VALUE! | #VALUE! | #VALUE! |  |  | #VALUE! | #VALUE! | #VALUE! | #VALUE! | #VALUE! |  |  | #VALUE! | #VALUE! | #VALUE! | #VALUE! | #VALUE! | #VALUE! | #VALUE! | #VALUE! | 0 | #REF! | #VALUE! | #VALUE! | #VALUE! | #VALUE! | #VALUE! | #VALUE! | #VALUE! | 0
|  |  |  | 0 | 51 | 0 |  |  | 1 | 1.0842e-19 | 0 | 1.0669e-18 | 1.0669e-18 | 1.0669e-18 | 0 | 0 |  |  |  |  | #VALUE! | #VALUE! | #VALUE! |  |  | #VALUE! | #VALUE! | #VALUE! | #VALUE! | #VALUE! | #VALUE! | #VALUE! | #VALUE! |  |  |  |  | #VALUE! | #VALUE! | #VALUE! |  |  | #VALUE! | #VALUE! | #VALUE! | #VALUE! | #VALUE! | #VALUE! | #VALUE! | #VALUE! |  |  |  |  | #VALUE! | #VALUE! | #VALUE! |  |  | #VALUE! | #VALUE! | #VALUE! | #VALUE! | #VALUE! | #VALUE! | #VALUE! | #VALUE! |  |  |  |  | #VALUE! | #VALUE! | #VALUE! |  |  | #VALUE! | #VALUE! | #VALUE! | #VALUE! | #VALUE! | #VALUE! | #VALUE! | #VALUE! |  |  |  |  | #VALUE! | #VALUE! | #VALUE! |  |  | #VALUE! | #VALUE! | #VALUE! | #VALUE! | #VALUE! | #VALUE! | #VALUE! | #VALUE! |  |  | #VALUE! | #VALUE! | #VALUE! | #VALUE! | #VALUE! |  |  | #VALUE! | #VALUE! | #VALUE! | #VALUE! | #VALUE! | #VALUE! | #VALUE! | #VALUE! |  |  | #VALUE! | #VALUE! | #VALUE! | #VALUE! | #VALUE! |  |  | #VALUE! | #VALUE! | #VALUE! | #VALUE! | #VALUE! | #VALUE! | #VALUE! | #VALUE! | 0 | #REF! | #VALUE! | #VALUE! | #VALUE! | #VALUE! | #VALUE! | #VALUE! | #VALUE! | 0
|  |  |  | 0 | 51 | 0 |  |  | 1 | 1.0842e-19 | 0 | 1.0669e-18 | 1.0669e-18 | 1.0669e-18 | 0 | 0 |  |  |  |  | #VALUE! | #VALUE! | #VALUE! |  |  | #VALUE! | #VALUE! | #VALUE! | #VALUE! | #VALUE! | #VALUE! | #VALUE! | #VALUE! |  |  |  |  | #VALUE! | #VALUE! | #VALUE! |  |  | #VALUE! | #VALUE! | #VALUE! | #VALUE! | #VALUE! | #VALUE! | #VALUE! | #VALUE! |  |  |  |  | #VALUE! | #VALUE! | #VALUE! |  |  | #VALUE! | #VALUE! | #VALUE! | #VALUE! | #VALUE! | #VALUE! | #VALUE! | #VALUE! |  |  |  |  | #VALUE! | #VALUE! | #VALUE! |  |  | #VALUE! | #VALUE! | #VALUE! | #VALUE! | #VALUE! | #VALUE! | #VALUE! | #VALUE! |  |  |  |  | #VALUE! | #VALUE! | #VALUE! |  |  | #VALUE! | #VALUE! | #VALUE! | #VALUE! | #VALUE! | #VALUE! | #VALUE! | #VALUE! |  |  | #VALUE! | #VALUE! | #VALUE! | #VALUE! | #VALUE! |  |  | #VALUE! | #VALUE! | #VALUE! | #VALUE! | #VALUE! | #VALUE! | #VALUE! | #VALUE! |  |  | #VALUE! | #VALUE! | #VALUE! | #VALUE! | #VALUE! |  |  | #VALUE! | #VALUE! | #VALUE! | #VALUE! | #VALUE! | #VALUE! | #VALUE! | #VALUE! | 0 | #REF! | #VALUE! | #VALUE! | #VALUE! | #VALUE! | #VALUE! | #VALUE! | #VALUE! | 0
|  |  |  | 0 | 51 | 0 |  |  | 1 | 1.0842e-19 | 0 | 1.0669e-18 | 1.0669e-18 | 1.0669e-18 | 0 | 0 |  |  |  |  | #VALUE! | #VALUE! | #VALUE! |  |  | #VALUE! | #VALUE! | #VALUE! | #VALUE! | #VALUE! | #VALUE! | #VALUE! | #VALUE! |  |  |  |  | #VALUE! | #VALUE! | #VALUE! |  |  | #VALUE! | #VALUE! | #VALUE! | #VALUE! | #VALUE! | #VALUE! | #VALUE! | #VALUE! |  |  |  |  | #VALUE! | #VALUE! | #VALUE! |  |  | #VALUE! | #VALUE! | #VALUE! | #VALUE! | #VALUE! | #VALUE! | #VALUE! | #VALUE! |  |  |  |  | #VALUE! | #VALUE! | #VALUE! |  |  | #VALUE! | #VALUE! | #VALUE! | #VALUE! | #VALUE! | #VALUE! | #VALUE! | #VALUE! |  |  |  |  | #VALUE! | #VALUE! | #VALUE! |  |  | #VALUE! | #VALUE! | #VALUE! | #VALUE! | #VALUE! | #VALUE! | #VALUE! | #VALUE! |  |  | #VALUE! | #VALUE! | #VALUE! | #VALUE! | #VALUE! |  |  | #VALUE! | #VALUE! | #VALUE! | #VALUE! | #VALUE! | #VALUE! | #VALUE! | #VALUE! |  |  | #VALUE! | #VALUE! | #VALUE! | #VALUE! | #VALUE! |  |  | #VALUE! | #VALUE! | #VALUE! | #VALUE! | #VALUE! | #VALUE! | #VALUE! | #VALUE! | 0 | #REF! | #VALUE! | #VALUE! | #VALUE! | #VALUE! | #VALUE! | #VALUE! | #VALUE! | 0
|  |  |  | 0 | 51 | 0 |  |  | 1 | 1.0842e-19 | 0 | 1.0669e-18 | 1.0669e-18 | 1.0669e-18 | 0 | 0 |  |  |  |  | #VALUE! | #VALUE! | #VALUE! |  |  | #VALUE! | #VALUE! | #VALUE! | #VALUE! | #VALUE! | #VALUE! | #VALUE! | #VALUE! |  |  |  |  | #VALUE! | #VALUE! | #VALUE! |  |  | #VALUE! | #VALUE! | #VALUE! | #VALUE! | #VALUE! | #VALUE! | #VALUE! | #VALUE! |  |  |  |  | #VALUE! | #VALUE! | #VALUE! |  |  | #VALUE! | #VALUE! | #VALUE! | #VALUE! | #VALUE! | #VALUE! | #VALUE! | #VALUE! |  |  |  |  | #VALUE! | #VALUE! | #VALUE! |  |  | #VALUE! | #VALUE! | #VALUE! | #VALUE! | #VALUE! | #VALUE! | #VALUE! | #VALUE! |  |  |  |  | #VALUE! | #VALUE! | #VALUE! |  |  | #VALUE! | #VALUE! | #VALUE! | #VALUE! | #VALUE! | #VALUE! | #VALUE! | #VALUE! |  |  | #VALUE! | #VALUE! | #VALUE! | #VALUE! | #VALUE! |  |  | #VALUE! | #VALUE! | #VALUE! | #VALUE! | #VALUE! | #VALUE! | #VALUE! | #VALUE! |  |  | #VALUE! | #VALUE! | #VALUE! | #VALUE! | #VALUE! |  |  | #VALUE! | #VALUE! | #VALUE! | #VALUE! | #VALUE! | #VALUE! | #VALUE! | #VALUE! | 0 | #REF! | #VALUE! | #VALUE! | #VALUE! | #VALUE! | #VALUE! | #VALUE! | #VALUE! | 0
|  |  |  | 0 | 51 | 0 |  |  | 1 | 1.0842e-19 | 0 | 1.0669e-18 | 1.0669e-18 | 1.0669e-18 | 0 | 0 |  |  |  |  | #VALUE! | #VALUE! | #VALUE! |  |  | #VALUE! | #VALUE! | #VALUE! | #VALUE! | #VALUE! | #VALUE! | #VALUE! | #VALUE! |  |  |  |  | #VALUE! | #VALUE! | #VALUE! |  |  | #VALUE! | #VALUE! | #VALUE! | #VALUE! | #VALUE! | #VALUE! | #VALUE! | #VALUE! |  |  |  |  | #VALUE! | #VALUE! | #VALUE! |  |  | #VALUE! | #VALUE! | #VALUE! | #VALUE! | #VALUE! | #VALUE! | #VALUE! | #VALUE! |  |  |  |  | #VALUE! | #VALUE! | #VALUE! |  |  | #VALUE! | #VALUE! | #VALUE! | #VALUE! | #VALUE! | #VALUE! | #VALUE! | #VALUE! |  |  |  |  | #VALUE! | #VALUE! | #VALUE! |  |  | #VALUE! | #VALUE! | #VALUE! | #VALUE! | #VALUE! | #VALUE! | #VALUE! | #VALUE! |  |  | #VALUE! | #VALUE! | #VALUE! | #VALUE! | #VALUE! |  |  | #VALUE! | #VALUE! | #VALUE! | #VALUE! | #VALUE! | #VALUE! | #VALUE! | #VALUE! |  |  | #VALUE! | #VALUE! | #VALUE! | #VALUE! | #VALUE! |  |  | #VALUE! | #VALUE! | #VALUE! | #VALUE! | #VALUE! | #VALUE! | #VALUE! | #VALUE! | 0 | #REF! | #VALUE! | #VALUE! | #VALUE! | #VALUE! | #VALUE! | #VALUE! | #VALUE! | 0
|  |  |  | 0 | 51 | 0 |  |  | 1 | 1.0842e-19 | 0 | 1.0669e-18 | 1.0669e-18 | 1.0669e-18 | 0 | 0 |  |  |  |  | #VALUE! | #VALUE! | #VALUE! |  |  | #VALUE! | #VALUE! | #VALUE! | #VALUE! | #VALUE! | #VALUE! | #VALUE! | #VALUE! |  |  |  |  | #VALUE! | #VALUE! | #VALUE! |  |  | #VALUE! | #VALUE! | #VALUE! | #VALUE! | #VALUE! | #VALUE! | #VALUE! | #VALUE! |  |  |  |  | #VALUE! | #VALUE! | #VALUE! |  |  | #VALUE! | #VALUE! | #VALUE! | #VALUE! | #VALUE! | #VALUE! | #VALUE! | #VALUE! |  |  |  |  | #VALUE! | #VALUE! | #VALUE! |  |  | #VALUE! | #VALUE! | #VALUE! | #VALUE! | #VALUE! | #VALUE! | #VALUE! | #VALUE! |  |  |  |  | #VALUE! | #VALUE! | #VALUE! |  |  | #VALUE! | #VALUE! | #VALUE! | #VALUE! | #VALUE! | #VALUE! | #VALUE! | #VALUE! |  |  | #VALUE! | #VALUE! | #VALUE! | #VALUE! | #VALUE! |  |  | #VALUE! | #VALUE! | #VALUE! | #VALUE! | #VALUE! | #VALUE! | #VALUE! | #VALUE! |  |  | #VALUE! | #VALUE! | #VALUE! | #VALUE! | #VALUE! |  |  | #VALUE! | #VALUE! | #VALUE! | #VALUE! | #VALUE! | #VALUE! | #VALUE! | #VALUE! | 0 | #REF! | #VALUE! | #VALUE! | #VALUE! | #VALUE! | #VALUE! | #VALUE! | #VALUE! | 0
|  |  |  | 0 | 51 | 0 |  |  | 1 | 1.0842e-19 | 0 | 1.0669e-18 | 1.0669e-18 | 1.0669e-18 | 0 | 0 |  |  |  |  | #VALUE! | #VALUE! | #VALUE! |  |  | #VALUE! | #VALUE! | #VALUE! | #VALUE! | #VALUE! | #VALUE! | #VALUE! | #VALUE! |  |  |  |  | #VALUE! | #VALUE! | #VALUE! |  |  | #VALUE! | #VALUE! | #VALUE! | #VALUE! | #VALUE! | #VALUE! | #VALUE! | #VALUE! |  |  |  |  | #VALUE! | #VALUE! | #VALUE! |  |  | #VALUE! | #VALUE! | #VALUE! | #VALUE! | #VALUE! | #VALUE! | #VALUE! | #VALUE! |  |  |  |  | #VALUE! | #VALUE! | #VALUE! |  |  | #VALUE! | #VALUE! | #VALUE! | #VALUE! | #VALUE! | #VALUE! | #VALUE! | #VALUE! |  |  |  |  | #VALUE! | #VALUE! | #VALUE! |  |  | #VALUE! | #VALUE! | #VALUE! | #VALUE! | #VALUE! | #VALUE! | #VALUE! | #VALUE! |  |  | #VALUE! | #VALUE! | #VALUE! | #VALUE! | #VALUE! |  |  | #VALUE! | #VALUE! | #VALUE! | #VALUE! | #VALUE! | #VALUE! | #VALUE! | #VALUE! |  |  | #VALUE! | #VALUE! | #VALUE! | #VALUE! | #VALUE! |  |  | #VALUE! | #VALUE! | #VALUE! | #VALUE! | #VALUE! | #VALUE! | #VALUE! | #VALUE! | 0 | #REF! | #VALUE! | #VALUE! | #VALUE! | #VALUE! | #VALUE! | #VALUE! | #VALUE! | 0
|  |  |  | 0 | 51 | 0 |  |  | 1 | 1.0842e-19 | 0 | 1.0669e-18 | 1.0669e-18 | 1.0669e-18 | 0 | 0 |  |  |  |  | #VALUE! | #VALUE! | #VALUE! |  |  | #VALUE! | #VALUE! | #VALUE! | #VALUE! | #VALUE! | #VALUE! | #VALUE! | #VALUE! |  |  |  |  | #VALUE! | #VALUE! | #VALUE! |  |  | #VALUE! | #VALUE! | #VALUE! | #VALUE! | #VALUE! | #VALUE! | #VALUE! | #VALUE! |  |  |  |  | #VALUE! | #VALUE! | #VALUE! |  |  | #VALUE! | #VALUE! | #VALUE! | #VALUE! | #VALUE! | #VALUE! | #VALUE! | #VALUE! |  |  |  |  | #VALUE! | #VALUE! | #VALUE! |  |  | #VALUE! | #VALUE! | #VALUE! | #VALUE! | #VALUE! | #VALUE! | #VALUE! | #VALUE! |  |  |  |  | #VALUE! | #VALUE! | #VALUE! |  |  | #VALUE! | #VALUE! | #VALUE! | #VALUE! | #VALUE! | #VALUE! | #VALUE! | #VALUE! |  |  | #VALUE! | #VALUE! | #VALUE! | #VALUE! | #VALUE! |  |  | #VALUE! | #VALUE! | #VALUE! | #VALUE! | #VALUE! | #VALUE! | #VALUE! | #VALUE! |  |  | #VALUE! | #VALUE! | #VALUE! | #VALUE! | #VALUE! |  |  | #VALUE! | #VALUE! | #VALUE! | #VALUE! | #VALUE! | #VALUE! | #VALUE! | #VALUE! | 0 | #REF! | #VALUE! | #VALUE! | #VALUE! | #VALUE! | #VALUE! | #VALUE! | #VALUE! | 0
|  |  |  | 0 | 51 | 0 |  |  | 1 | 1.0842e-19 | 0 | 1.0669e-18 | 1.0669e-18 | 1.0669e-18 | 0 | 0 |  |  |  |  | #VALUE! | #VALUE! | #VALUE! |  |  | #VALUE! | #VALUE! | #VALUE! | #VALUE! | #VALUE! | #VALUE! | #VALUE! | #VALUE! |  |  |  |  | #VALUE! | #VALUE! | #VALUE! |  |  | #VALUE! | #VALUE! | #VALUE! | #VALUE! | #VALUE! | #VALUE! | #VALUE! | #VALUE! |  |  |  |  | #VALUE! | #VALUE! | #VALUE! |  |  | #VALUE! | #VALUE! | #VALUE! | #VALUE! | #VALUE! | #VALUE! | #VALUE! | #VALUE! |  |  |  |  | #VALUE! | #VALUE! | #VALUE! |  |  | #VALUE! | #VALUE! | #VALUE! | #VALUE! | #VALUE! | #VALUE! | #VALUE! | #VALUE! |  |  |  |  | #VALUE! | #VALUE! | #VALUE! |  |  | #VALUE! | #VALUE! | #VALUE! | #VALUE! | #VALUE! | #VALUE! | #VALUE! | #VALUE! |  |  | #VALUE! | #VALUE! | #VALUE! | #VALUE! | #VALUE! |  |  | #VALUE! | #VALUE! | #VALUE! | #VALUE! | #VALUE! | #VALUE! | #VALUE! | #VALUE! |  |  | #VALUE! | #VALUE! | #VALUE! | #VALUE! | #VALUE! |  |  | #VALUE! | #VALUE! | #VALUE! | #VALUE! | #VALUE! | #VALUE! | #VALUE! | #VALUE! | 0 | #REF! | #VALUE! | #VALUE! | #VALUE! | #VALUE! | #VALUE! | #VALUE! | #VALUE! | 0
|  |  |  | 0 | 51 | 0 |  |  | 1 | 1.0842e-19 | 0 | 1.0669e-18 | 1.0669e-18 | 1.0669e-18 | 0 | 0 |  |  |  |  | #VALUE! | #VALUE! | #VALUE! |  |  | #VALUE! | #VALUE! | #VALUE! | #VALUE! | #VALUE! | #VALUE! | #VALUE! | #VALUE! |  |  |  |  | #VALUE! | #VALUE! | #VALUE! |  |  | #VALUE! | #VALUE! | #VALUE! | #VALUE! | #VALUE! | #VALUE! | #VALUE! | #VALUE! |  |  |  |  | #VALUE! | #VALUE! | #VALUE! |  |  | #VALUE! | #VALUE! | #VALUE! | #VALUE! | #VALUE! | #VALUE! | #VALUE! | #VALUE! |  |  |  |  | #VALUE! | #VALUE! | #VALUE! |  |  | #VALUE! | #VALUE! | #VALUE! | #VALUE! | #VALUE! | #VALUE! | #VALUE! | #VALUE! |  |  |  |  | #VALUE! | #VALUE! | #VALUE! |  |  | #VALUE! | #VALUE! | #VALUE! | #VALUE! | #VALUE! | #VALUE! | #VALUE! | #VALUE! |  |  | #VALUE! | #VALUE! | #VALUE! | #VALUE! | #VALUE! |  |  | #VALUE! | #VALUE! | #VALUE! | #VALUE! | #VALUE! | #VALUE! | #VALUE! | #VALUE! |  |  | #VALUE! | #VALUE! | #VALUE! | #VALUE! | #VALUE! |  |  | #VALUE! | #VALUE! | #VALUE! | #VALUE! | #VALUE! | #VALUE! | #VALUE! | #VALUE! | 0 | #REF! | #VALUE! | #VALUE! | #VALUE! | #VALUE! | #VALUE! | #VALUE! | #VALUE! | 0
|  |  |  | 0 | 51 | 0 |  |  | 1 | 1.0842e-19 | 0 | 1.0669e-18 | 1.0669e-18 | 1.0669e-18 | 0 | 0 |  |  |  |  | #VALUE! | #VALUE! | #VALUE! |  |  | #VALUE! | #VALUE! | #VALUE! | #VALUE! | #VALUE! | #VALUE! | #VALUE! | #VALUE! |  |  |  |  | #VALUE! | #VALUE! | #VALUE! |  |  | #VALUE! | #VALUE! | #VALUE! | #VALUE! | #VALUE! | #VALUE! | #VALUE! | #VALUE! |  |  |  |  | #VALUE! | #VALUE! | #VALUE! |  |  | #VALUE! | #VALUE! | #VALUE! | #VALUE! | #VALUE! | #VALUE! | #VALUE! | #VALUE! |  |  |  |  | #VALUE! | #VALUE! | #VALUE! |  |  | #VALUE! | #VALUE! | #VALUE! | #VALUE! | #VALUE! | #VALUE! | #VALUE! | #VALUE! |  |  |  |  | #VALUE! | #VALUE! | #VALUE! |  |  | #VALUE! | #VALUE! | #VALUE! | #VALUE! | #VALUE! | #VALUE! | #VALUE! | #VALUE! |  |  | #VALUE! | #VALUE! | #VALUE! | #VALUE! | #VALUE! |  |  | #VALUE! | #VALUE! | #VALUE! | #VALUE! | #VALUE! | #VALUE! | #VALUE! | #VALUE! |  |  | #VALUE! | #VALUE! | #VALUE! | #VALUE! | #VALUE! |  |  | #VALUE! | #VALUE! | #VALUE! | #VALUE! | #VALUE! | #VALUE! | #VALUE! | #VALUE! | 0 | #REF! | #VALUE! | #VALUE! | #VALUE! | #VALUE! | #VALUE! | #VALUE! | #VALUE! | 0
|  |  |  | 0 | 51 | 0 |  |  | 1 | 1.0842e-19 | 0 | 1.0669e-18 | 1.0669e-18 | 1.0669e-18 | 0 | 0 |  |  |  |  | #VALUE! | #VALUE! | #VALUE! |  |  | #VALUE! | #VALUE! | #VALUE! | #VALUE! | #VALUE! | #VALUE! | #VALUE! | #VALUE! |  |  |  |  | #VALUE! | #VALUE! | #VALUE! |  |  | #VALUE! | #VALUE! | #VALUE! | #VALUE! | #VALUE! | #VALUE! | #VALUE! | #VALUE! |  |  |  |  | #VALUE! | #VALUE! | #VALUE! |  |  | #VALUE! | #VALUE! | #VALUE! | #VALUE! | #VALUE! | #VALUE! | #VALUE! | #VALUE! |  |  |  |  | #VALUE! | #VALUE! | #VALUE! |  |  | #VALUE! | #VALUE! | #VALUE! | #VALUE! | #VALUE! | #VALUE! | #VALUE! | #VALUE! |  |  |  |  | #VALUE! | #VALUE! | #VALUE! |  |  | #VALUE! | #VALUE! | #VALUE! | #VALUE! | #VALUE! | #VALUE! | #VALUE! | #VALUE! |  |  | #VALUE! | #VALUE! | #VALUE! | #VALUE! | #VALUE! |  |  | #VALUE! | #VALUE! | #VALUE! | #VALUE! | #VALUE! | #VALUE! | #VALUE! | #VALUE! |  |  | #VALUE! | #VALUE! | #VALUE! | #VALUE! | #VALUE! |  |  | #VALUE! | #VALUE! | #VALUE! | #VALUE! | #VALUE! | #VALUE! | #VALUE! | #VALUE! | 0 | #REF! | #VALUE! | #VALUE! | #VALUE! | #VALUE! | #VALUE! | #VALUE! | #VALUE! | 0
|  |  |  | 0 | 51 | 0 |  |  | 1 | 1.0842e-19 | 0 | 1.0669e-18 | 1.0669e-18 | 1.0669e-18 | 0 | 0 |  |  |  |  | #VALUE! | #VALUE! | #VALUE! |  |  | #VALUE! | #VALUE! | #VALUE! | #VALUE! | #VALUE! | #VALUE! | #VALUE! | #VALUE! |  |  |  |  | #VALUE! | #VALUE! | #VALUE! |  |  | #VALUE! | #VALUE! | #VALUE! | #VALUE! | #VALUE! | #VALUE! | #VALUE! | #VALUE! |  |  |  |  | #VALUE! | #VALUE! | #VALUE! |  |  | #VALUE! | #VALUE! | #VALUE! | #VALUE! | #VALUE! | #VALUE! | #VALUE! | #VALUE! |  |  |  |  | #VALUE! | #VALUE! | #VALUE! |  |  | #VALUE! | #VALUE! | #VALUE! | #VALUE! | #VALUE! | #VALUE! | #VALUE! | #VALUE! |  |  |  |  | #VALUE! | #VALUE! | #VALUE! |  |  | #VALUE! | #VALUE! | #VALUE! | #VALUE! | #VALUE! | #VALUE! | #VALUE! | #VALUE! |  |  | #VALUE! | #VALUE! | #VALUE! | #VALUE! | #VALUE! |  |  | #VALUE! | #VALUE! | #VALUE! | #VALUE! | #VALUE! | #VALUE! | #VALUE! | #VALUE! |  |  | #VALUE! | #VALUE! | #VALUE! | #VALUE! | #VALUE! |  |  | #VALUE! | #VALUE! | #VALUE! | #VALUE! | #VALUE! | #VALUE! | #VALUE! | #VALUE! | 0 | #REF! | #VALUE! | #VALUE! | #VALUE! | #VALUE! | #VALUE! | #VALUE! | #VALUE! | 0
|  |  |  | 0 | 51 | 0 |  |  | 1 | 1.0842e-19 | 0 | 1.0669e-18 | 1.0669e-18 | 1.0669e-18 | 0 | 0 |  |  |  |  | #VALUE! | #VALUE! | #VALUE! |  |  | #VALUE! | #VALUE! | #VALUE! | #VALUE! | #VALUE! | #VALUE! | #VALUE! | #VALUE! |  |  |  |  | #VALUE! | #VALUE! | #VALUE! |  |  | #VALUE! | #VALUE! | #VALUE! | #VALUE! | #VALUE! | #VALUE! | #VALUE! | #VALUE! |  |  |  |  | #VALUE! | #VALUE! | #VALUE! |  |  | #VALUE! | #VALUE! | #VALUE! | #VALUE! | #VALUE! | #VALUE! | #VALUE! | #VALUE! |  |  |  |  | #VALUE! | #VALUE! | #VALUE! |  |  | #VALUE! | #VALUE! | #VALUE! | #VALUE! | #VALUE! | #VALUE! | #VALUE! | #VALUE! |  |  |  |  | #VALUE! | #VALUE! | #VALUE! |  |  | #VALUE! | #VALUE! | #VALUE! | #VALUE! | #VALUE! | #VALUE! | #VALUE! | #VALUE! |  |  | #VALUE! | #VALUE! | #VALUE! | #VALUE! | #VALUE! |  |  | #VALUE! | #VALUE! | #VALUE! | #VALUE! | #VALUE! | #VALUE! | #VALUE! | #VALUE! |  |  | #VALUE! | #VALUE! | #VALUE! | #VALUE! | #VALUE! |  |  | #VALUE! | #VALUE! | #VALUE! | #VALUE! | #VALUE! | #VALUE! | #VALUE! | #VALUE! | 0 | #REF! | #VALUE! | #VALUE! | #VALUE! | #VALUE! | #VALUE! | #VALUE! | #VALUE! | 0
|  |  |  | 0 | 51 | 0 |  |  | 1 | 1.0842e-19 | 0 | 1.0669e-18 | 1.0669e-18 | 1.0669e-18 | 0 | 0 |  |  |  |  | #VALUE! | #VALUE! | #VALUE! |  |  | #VALUE! | #VALUE! | #VALUE! | #VALUE! | #VALUE! | #VALUE! | #VALUE! | #VALUE! |  |  |  |  | #VALUE! | #VALUE! | #VALUE! |  |  | #VALUE! | #VALUE! | #VALUE! | #VALUE! | #VALUE! | #VALUE! | #VALUE! | #VALUE! |  |  |  |  | #VALUE! | #VALUE! | #VALUE! |  |  | #VALUE! | #VALUE! | #VALUE! | #VALUE! | #VALUE! | #VALUE! | #VALUE! | #VALUE! |  |  |  |  | #VALUE! | #VALUE! | #VALUE! |  |  | #VALUE! | #VALUE! | #VALUE! | #VALUE! | #VALUE! | #VALUE! | #VALUE! | #VALUE! |  |  |  |  | #VALUE! | #VALUE! | #VALUE! |  |  | #VALUE! | #VALUE! | #VALUE! | #VALUE! | #VALUE! | #VALUE! | #VALUE! | #VALUE! |  |  | #VALUE! | #VALUE! | #VALUE! | #VALUE! | #VALUE! |  |  | #VALUE! | #VALUE! | #VALUE! | #VALUE! | #VALUE! | #VALUE! | #VALUE! | #VALUE! |  |  | #VALUE! | #VALUE! | #VALUE! | #VALUE! | #VALUE! |  |  | #VALUE! | #VALUE! | #VALUE! | #VALUE! | #VALUE! | #VALUE! | #VALUE! | #VALUE! | 0 | #REF! | #VALUE! | #VALUE! | #VALUE! | #VALUE! | #VALUE! | #VALUE! | #VALUE! | 0
|  |  |  | 0 | 51 | 0 |  |  | 1 | 1.0842e-19 | 0 | 1.0669e-18 | 1.0669e-18 | 1.0669e-18 | 0 | 0 |  |  |  |  | #VALUE! | #VALUE! | #VALUE! |  |  | #VALUE! | #VALUE! | #VALUE! | #VALUE! | #VALUE! | #VALUE! | #VALUE! | #VALUE! |  |  |  |  | #VALUE! | #VALUE! | #VALUE! |  |  | #VALUE! | #VALUE! | #VALUE! | #VALUE! | #VALUE! | #VALUE! | #VALUE! | #VALUE! |  |  |  |  | #VALUE! | #VALUE! | #VALUE! |  |  | #VALUE! | #VALUE! | #VALUE! | #VALUE! | #VALUE! | #VALUE! | #VALUE! | #VALUE! |  |  |  |  | #VALUE! | #VALUE! | #VALUE! |  |  | #VALUE! | #VALUE! | #VALUE! | #VALUE! | #VALUE! | #VALUE! | #VALUE! | #VALUE! |  |  |  |  | #VALUE! | #VALUE! | #VALUE! |  |  | #VALUE! | #VALUE! | #VALUE! | #VALUE! | #VALUE! | #VALUE! | #VALUE! | #VALUE! |  |  | #VALUE! | #VALUE! | #VALUE! | #VALUE! | #VALUE! |  |  | #VALUE! | #VALUE! | #VALUE! | #VALUE! | #VALUE! | #VALUE! | #VALUE! | #VALUE! |  |  | #VALUE! | #VALUE! | #VALUE! | #VALUE! | #VALUE! |  |  | #VALUE! | #VALUE! | #VALUE! | #VALUE! | #VALUE! | #VALUE! | #VALUE! | #VALUE! | 0 | #REF! | #VALUE! | #VALUE! | #VALUE! | #VALUE! | #VALUE! | #VALUE! | #VALUE! | 0
|  |  |  | 0 | 51 | 0 |  |  | 1 | 1.0842e-19 | 0 | 1.0669e-18 | 1.0669e-18 | 1.0669e-18 | 0 | 0 |  |  |  |  | #VALUE! | #VALUE! | #VALUE! |  |  | #VALUE! | #VALUE! | #VALUE! | #VALUE! | #VALUE! | #VALUE! | #VALUE! | #VALUE! |  |  |  |  | #VALUE! | #VALUE! | #VALUE! |  |  | #VALUE! | #VALUE! | #VALUE! | #VALUE! | #VALUE! | #VALUE! | #VALUE! | #VALUE! |  |  |  |  | #VALUE! | #VALUE! | #VALUE! |  |  | #VALUE! | #VALUE! | #VALUE! | #VALUE! | #VALUE! | #VALUE! | #VALUE! | #VALUE! |  |  |  |  | #VALUE! | #VALUE! | #VALUE! |  |  | #VALUE! | #VALUE! | #VALUE! | #VALUE! | #VALUE! | #VALUE! | #VALUE! | #VALUE! |  |  |  |  | #VALUE! | #VALUE! | #VALUE! |  |  | #VALUE! | #VALUE! | #VALUE! | #VALUE! | #VALUE! | #VALUE! | #VALUE! | #VALUE! |  |  | #VALUE! | #VALUE! | #VALUE! | #VALUE! | #VALUE! |  |  | #VALUE! | #VALUE! | #VALUE! | #VALUE! | #VALUE! | #VALUE! | #VALUE! | #VALUE! |  |  | #VALUE! | #VALUE! | #VALUE! | #VALUE! | #VALUE! |  |  | #VALUE! | #VALUE! | #VALUE! | #VALUE! | #VALUE! | #VALUE! | #VALUE! | #VALUE! | 0 | #REF! | #VALUE! | #VALUE! | #VALUE! | #VALUE! | #VALUE! | #VALUE! | #VALUE! | 0
|  |  |  | 0 | 51 | 0 |  |  | 1 | 1.0842e-19 | 0 | 1.0669e-18 | 1.0669e-18 | 1.0669e-18 | 0 | 0 |  |  |  |  | #VALUE! | #VALUE! | #VALUE! |  |  | #VALUE! | #VALUE! | #VALUE! | #VALUE! | #VALUE! | #VALUE! | #VALUE! | #VALUE! |  |  |  |  | #VALUE! | #VALUE! | #VALUE! |  |  | #VALUE! | #VALUE! | #VALUE! | #VALUE! | #VALUE! | #VALUE! | #VALUE! | #VALUE! |  |  |  |  | #VALUE! | #VALUE! | #VALUE! |  |  | #VALUE! | #VALUE! | #VALUE! | #VALUE! | #VALUE! | #VALUE! | #VALUE! | #VALUE! |  |  |  |  | #VALUE! | #VALUE! | #VALUE! |  |  | #VALUE! | #VALUE! | #VALUE! | #VALUE! | #VALUE! | #VALUE! | #VALUE! | #VALUE! |  |  |  |  | #VALUE! | #VALUE! | #VALUE! |  |  | #VALUE! | #VALUE! | #VALUE! | #VALUE! | #VALUE! | #VALUE! | #VALUE! | #VALUE! |  |  | #VALUE! | #VALUE! | #VALUE! | #VALUE! | #VALUE! |  |  | #VALUE! | #VALUE! | #VALUE! | #VALUE! | #VALUE! | #VALUE! | #VALUE! | #VALUE! |  |  | #VALUE! | #VALUE! | #VALUE! | #VALUE! | #VALUE! |  |  | #VALUE! | #VALUE! | #VALUE! | #VALUE! | #VALUE! | #VALUE! | #VALUE! | #VALUE! | 0 | #REF! | #VALUE! | #VALUE! | #VALUE! | #VALUE! | #VALUE! | #VALUE! | #VALUE! | 0
|  |  |  | 0 | 51 | 0 |  |  | 1 | 1.0842e-19 | 0 | 1.0669e-18 | 1.0669e-18 | 1.0669e-18 | 0 | 0 |  |  |  |  | #VALUE! | #VALUE! | #VALUE! |  |  | #VALUE! | #VALUE! | #VALUE! | #VALUE! | #VALUE! | #VALUE! | #VALUE! | #VALUE! |  |  |  |  | #VALUE! | #VALUE! | #VALUE! |  |  | #VALUE! | #VALUE! | #VALUE! | #VALUE! | #VALUE! | #VALUE! | #VALUE! | #VALUE! |  |  |  |  | #VALUE! | #VALUE! | #VALUE! |  |  | #VALUE! | #VALUE! | #VALUE! | #VALUE! | #VALUE! | #VALUE! | #VALUE! | #VALUE! |  |  |  |  | #VALUE! | #VALUE! | #VALUE! |  |  | #VALUE! | #VALUE! | #VALUE! | #VALUE! | #VALUE! | #VALUE! | #VALUE! | #VALUE! |  |  |  |  | #VALUE! | #VALUE! | #VALUE! |  |  | #VALUE! | #VALUE! | #VALUE! | #VALUE! | #VALUE! | #VALUE! | #VALUE! | #VALUE! |  |  | #VALUE! | #VALUE! | #VALUE! | #VALUE! | #VALUE! |  |  | #VALUE! | #VALUE! | #VALUE! | #VALUE! | #VALUE! | #VALUE! | #VALUE! | #VALUE! |  |  | #VALUE! | #VALUE! | #VALUE! | #VALUE! | #VALUE! |  |  | #VALUE! | #VALUE! | #VALUE! | #VALUE! | #VALUE! | #VALUE! | #VALUE! | #VALUE! | 0 | #REF! | #VALUE! | #VALUE! | #VALUE! | #VALUE! | #VALUE! | #VALUE! | #VALUE! | 0
|  |  |  | 0 | 51 | 0 |  |  | 1 | 1.0842e-19 | 0 | 1.0669e-18 | 1.0669e-18 | 1.0669e-18 | 0 | 0 |  |  |  |  | #VALUE! | #VALUE! | #VALUE! |  |  | #VALUE! | #VALUE! | #VALUE! | #VALUE! | #VALUE! | #VALUE! | #VALUE! | #VALUE! |  |  |  |  | #VALUE! | #VALUE! | #VALUE! |  |  | #VALUE! | #VALUE! | #VALUE! | #VALUE! | #VALUE! | #VALUE! | #VALUE! | #VALUE! |  |  |  |  | #VALUE! | #VALUE! | #VALUE! |  |  | #VALUE! | #VALUE! | #VALUE! | #VALUE! | #VALUE! | #VALUE! | #VALUE! | #VALUE! |  |  |  |  | #VALUE! | #VALUE! | #VALUE! |  |  | #VALUE! | #VALUE! | #VALUE! | #VALUE! | #VALUE! | #VALUE! | #VALUE! | #VALUE! |  |  |  |  | #VALUE! | #VALUE! | #VALUE! |  |  | #VALUE! | #VALUE! | #VALUE! | #VALUE! | #VALUE! | #VALUE! | #VALUE! | #VALUE! |  |  | #VALUE! | #VALUE! | #VALUE! | #VALUE! | #VALUE! |  |  | #VALUE! | #VALUE! | #VALUE! | #VALUE! | #VALUE! | #VALUE! | #VALUE! | #VALUE! |  |  | #VALUE! | #VALUE! | #VALUE! | #VALUE! | #VALUE! |  |  | #VALUE! | #VALUE! | #VALUE! | #VALUE! | #VALUE! | #VALUE! | #VALUE! | #VALUE! | 0 | #REF! | #VALUE! | #VALUE! | #VALUE! | #VALUE! | #VALUE! | #VALUE! | #VALUE! | 0
|  |  |  | 0 | 51 | 0 |  |  | 1 | 1.0842e-19 | 0 | 1.0669e-18 | 1.0669e-18 | 1.0669e-18 | 0 | 0 |  |  |  |  | #VALUE! | #VALUE! | #VALUE! |  |  | #VALUE! | #VALUE! | #VALUE! | #VALUE! | #VALUE! | #VALUE! | #VALUE! | #VALUE! |  |  |  |  | #VALUE! | #VALUE! | #VALUE! |  |  | #VALUE! | #VALUE! | #VALUE! | #VALUE! | #VALUE! | #VALUE! | #VALUE! | #VALUE! |  |  |  |  | #VALUE! | #VALUE! | #VALUE! |  |  | #VALUE! | #VALUE! | #VALUE! | #VALUE! | #VALUE! | #VALUE! | #VALUE! | #VALUE! |  |  |  |  | #VALUE! | #VALUE! | #VALUE! |  |  | #VALUE! | #VALUE! | #VALUE! | #VALUE! | #VALUE! | #VALUE! | #VALUE! | #VALUE! |  |  |  |  | #VALUE! | #VALUE! | #VALUE! |  |  | #VALUE! | #VALUE! | #VALUE! | #VALUE! | #VALUE! | #VALUE! | #VALUE! | #VALUE! |  |  | #VALUE! | #VALUE! | #VALUE! | #VALUE! | #VALUE! |  |  | #VALUE! | #VALUE! | #VALUE! | #VALUE! | #VALUE! | #VALUE! | #VALUE! | #VALUE! |  |  | #VALUE! | #VALUE! | #VALUE! | #VALUE! | #VALUE! |  |  | #VALUE! | #VALUE! | #VALUE! | #VALUE! | #VALUE! | #VALUE! | #VALUE! | #VALUE! | 0 | #REF! | #VALUE! | #VALUE! | #VALUE! | #VALUE! | #VALUE! | #VALUE! | #VALUE! | 0
|  |  |  | 0 | 51 | 0 |  |  | 1 | 1.0842e-19 | 0 | 1.0669e-18 | 1.0669e-18 | 1.0669e-18 | 0 | 0 |  |  |  |  | #VALUE! | #VALUE! | #VALUE! |  |  | #VALUE! | #VALUE! | #VALUE! | #VALUE! | #VALUE! | #VALUE! | #VALUE! | #VALUE! |  |  |  |  | #VALUE! | #VALUE! | #VALUE! |  |  | #VALUE! | #VALUE! | #VALUE! | #VALUE! | #VALUE! | #VALUE! | #VALUE! | #VALUE! |  |  |  |  | #VALUE! | #VALUE! | #VALUE! |  |  | #VALUE! | #VALUE! | #VALUE! | #VALUE! | #VALUE! | #VALUE! | #VALUE! | #VALUE! |  |  |  |  | #VALUE! | #VALUE! | #VALUE! |  |  | #VALUE! | #VALUE! | #VALUE! | #VALUE! | #VALUE! | #VALUE! | #VALUE! | #VALUE! |  |  |  |  | #VALUE! | #VALUE! | #VALUE! |  |  | #VALUE! | #VALUE! | #VALUE! | #VALUE! | #VALUE! | #VALUE! | #VALUE! | #VALUE! |  |  | #VALUE! | #VALUE! | #VALUE! | #VALUE! | #VALUE! |  |  | #VALUE! | #VALUE! | #VALUE! | #VALUE! | #VALUE! | #VALUE! | #VALUE! | #VALUE! |  |  | #VALUE! | #VALUE! | #VALUE! | #VALUE! | #VALUE! |  |  | #VALUE! | #VALUE! | #VALUE! | #VALUE! | #VALUE! | #VALUE! | #VALUE! | #VALUE! | 0 | #REF! | #VALUE! | #VALUE! | #VALUE! | #VALUE! | #VALUE! | #VALUE! | #VALUE! | 0
|  |  |  | 0 | 51 | 0 |  |  | 1 | 1.0842e-19 | 0 | 1.0669e-18 | 1.0669e-18 | 1.0669e-18 | 0 | 0 |  |  |  |  | #VALUE! | #VALUE! | #VALUE! |  |  | #VALUE! | #VALUE! | #VALUE! | #VALUE! | #VALUE! | #VALUE! | #VALUE! | #VALUE! |  |  |  |  | #VALUE! | #VALUE! | #VALUE! |  |  | #VALUE! | #VALUE! | #VALUE! | #VALUE! | #VALUE! | #VALUE! | #VALUE! | #VALUE! |  |  |  |  | #VALUE! | #VALUE! | #VALUE! |  |  | #VALUE! | #VALUE! | #VALUE! | #VALUE! | #VALUE! | #VALUE! | #VALUE! | #VALUE! |  |  |  |  | #VALUE! | #VALUE! | #VALUE! |  |  | #VALUE! | #VALUE! | #VALUE! | #VALUE! | #VALUE! | #VALUE! | #VALUE! | #VALUE! |  |  |  |  | #VALUE! | #VALUE! | #VALUE! |  |  | #VALUE! | #VALUE! | #VALUE! | #VALUE! | #VALUE! | #VALUE! | #VALUE! | #VALUE! |  |  | #VALUE! | #VALUE! | #VALUE! | #VALUE! | #VALUE! |  |  | #VALUE! | #VALUE! | #VALUE! | #VALUE! | #VALUE! | #VALUE! | #VALUE! | #VALUE! |  |  | #VALUE! | #VALUE! | #VALUE! | #VALUE! | #VALUE! |  |  | #VALUE! | #VALUE! | #VALUE! | #VALUE! | #VALUE! | #VALUE! | #VALUE! | #VALUE! | 0 | #REF! | #VALUE! | #VALUE! | #VALUE! | #VALUE! | #VALUE! | #VALUE! | #VALUE! | 0
|  |  |  | 0 | 51 | 0 |  |  | 1 | 1.0842e-19 | 0 | 1.0669e-18 | 1.0669e-18 | 1.0669e-18 | 0 | 0 |  |  |  |  | #VALUE! | #VALUE! | #VALUE! |  |  | #VALUE! | #VALUE! | #VALUE! | #VALUE! | #VALUE! | #VALUE! | #VALUE! | #VALUE! |  |  |  |  | #VALUE! | #VALUE! | #VALUE! |  |  | #VALUE! | #VALUE! | #VALUE! | #VALUE! | #VALUE! | #VALUE! | #VALUE! | #VALUE! |  |  |  |  | #VALUE! | #VALUE! | #VALUE! |  |  | #VALUE! | #VALUE! | #VALUE! | #VALUE! | #VALUE! | #VALUE! | #VALUE! | #VALUE! |  |  |  |  | #VALUE! | #VALUE! | #VALUE! |  |  | #VALUE! | #VALUE! | #VALUE! | #VALUE! | #VALUE! | #VALUE! | #VALUE! | #VALUE! |  |  |  |  | #VALUE! | #VALUE! | #VALUE! |  |  | #VALUE! | #VALUE! | #VALUE! | #VALUE! | #VALUE! | #VALUE! | #VALUE! | #VALUE! |  |  | #VALUE! | #VALUE! | #VALUE! | #VALUE! | #VALUE! |  |  | #VALUE! | #VALUE! | #VALUE! | #VALUE! | #VALUE! | #VALUE! | #VALUE! | #VALUE! |  |  | #VALUE! | #VALUE! | #VALUE! | #VALUE! | #VALUE! |  |  | #VALUE! | #VALUE! | #VALUE! | #VALUE! | #VALUE! | #VALUE! | #VALUE! | #VALUE! | 0 | #REF! | #VALUE! | #VALUE! | #VALUE! | #VALUE! | #VALUE! | #VALUE! | #VALUE! | 0
|  |  |  | 0 | 51 | 0 |  |  | 1 | 1.0842e-19 | 0 | 1.0669e-18 | 1.0669e-18 | 1.0669e-18 | 0 | 0 |  |  |  |  | #VALUE! | #VALUE! | #VALUE! |  |  | #VALUE! | #VALUE! | #VALUE! | #VALUE! | #VALUE! | #VALUE! | #VALUE! | #VALUE! |  |  |  |  | #VALUE! | #VALUE! | #VALUE! |  |  | #VALUE! | #VALUE! | #VALUE! | #VALUE! | #VALUE! | #VALUE! | #VALUE! | #VALUE! |  |  |  |  | #VALUE! | #VALUE! | #VALUE! |  |  | #VALUE! | #VALUE! | #VALUE! | #VALUE! | #VALUE! | #VALUE! | #VALUE! | #VALUE! |  |  |  |  | #VALUE! | #VALUE! | #VALUE! |  |  | #VALUE! | #VALUE! | #VALUE! | #VALUE! | #VALUE! | #VALUE! | #VALUE! | #VALUE! |  |  |  |  | #VALUE! | #VALUE! | #VALUE! |  |  | #VALUE! | #VALUE! | #VALUE! | #VALUE! | #VALUE! | #VALUE! | #VALUE! | #VALUE! |  |  | #VALUE! | #VALUE! | #VALUE! | #VALUE! | #VALUE! |  |  | #VALUE! | #VALUE! | #VALUE! | #VALUE! | #VALUE! | #VALUE! | #VALUE! | #VALUE! |  |  | #VALUE! | #VALUE! | #VALUE! | #VALUE! | #VALUE! |  |  | #VALUE! | #VALUE! | #VALUE! | #VALUE! | #VALUE! | #VALUE! | #VALUE! | #VALUE! | 0 | #REF! | #VALUE! | #VALUE! | #VALUE! | #VALUE! | #VALUE! | #VALUE! | #VALUE! | 0
|  |  |  | 0 | 51 | 0 |  |  | 1 | 1.0842e-19 | 0 | 1.0669e-18 | 1.0669e-18 | 1.0669e-18 | 0 | 0 |  |  |  |  | #VALUE! | #VALUE! | #VALUE! |  |  | #VALUE! | #VALUE! | #VALUE! | #VALUE! | #VALUE! | #VALUE! | #VALUE! | #VALUE! |  |  |  |  | #VALUE! | #VALUE! | #VALUE! |  |  | #VALUE! | #VALUE! | #VALUE! | #VALUE! | #VALUE! | #VALUE! | #VALUE! | #VALUE! |  |  |  |  | #VALUE! | #VALUE! | #VALUE! |  |  | #VALUE! | #VALUE! | #VALUE! | #VALUE! | #VALUE! | #VALUE! | #VALUE! | #VALUE! |  |  |  |  | #VALUE! | #VALUE! | #VALUE! |  |  | #VALUE! | #VALUE! | #VALUE! | #VALUE! | #VALUE! | #VALUE! | #VALUE! | #VALUE! |  |  |  |  | #VALUE! | #VALUE! | #VALUE! |  |  | #VALUE! | #VALUE! | #VALUE! | #VALUE! | #VALUE! | #VALUE! | #VALUE! | #VALUE! |  |  | #VALUE! | #VALUE! | #VALUE! | #VALUE! | #VALUE! |  |  | #VALUE! | #VALUE! | #VALUE! | #VALUE! | #VALUE! | #VALUE! | #VALUE! | #VALUE! |  |  | #VALUE! | #VALUE! | #VALUE! | #VALUE! | #VALUE! |  |  | #VALUE! | #VALUE! | #VALUE! | #VALUE! | #VALUE! | #VALUE! | #VALUE! | #VALUE! | 0 | #REF! | #VALUE! | #VALUE! | #VALUE! | #VALUE! | #VALUE! | #VALUE! | #VALUE! | 0
|  |  |  | 0 | 51 | 0 |  |  | 1 | 1.0842e-19 | 0 | 1.0669e-18 | 1.0669e-18 | 1.0669e-18 | 0 | 0 |  |  |  |  | #VALUE! | #VALUE! | #VALUE! |  |  | #VALUE! | #VALUE! | #VALUE! | #VALUE! | #VALUE! | #VALUE! | #VALUE! | #VALUE! |  |  |  |  | #VALUE! | #VALUE! | #VALUE! |  |  | #VALUE! | #VALUE! | #VALUE! | #VALUE! | #VALUE! | #VALUE! | #VALUE! | #VALUE! |  |  |  |  | #VALUE! | #VALUE! | #VALUE! |  |  | #VALUE! | #VALUE! | #VALUE! | #VALUE! | #VALUE! | #VALUE! | #VALUE! | #VALUE! |  |  |  |  | #VALUE! | #VALUE! | #VALUE! |  |  | #VALUE! | #VALUE! | #VALUE! | #VALUE! | #VALUE! | #VALUE! | #VALUE! | #VALUE! |  |  |  |  | #VALUE! | #VALUE! | #VALUE! |  |  | #VALUE! | #VALUE! | #VALUE! | #VALUE! | #VALUE! | #VALUE! | #VALUE! | #VALUE! |  |  | #VALUE! | #VALUE! | #VALUE! | #VALUE! | #VALUE! |  |  | #VALUE! | #VALUE! | #VALUE! | #VALUE! | #VALUE! | #VALUE! | #VALUE! | #VALUE! |  |  | #VALUE! | #VALUE! | #VALUE! | #VALUE! | #VALUE! |  |  | #VALUE! | #VALUE! | #VALUE! | #VALUE! | #VALUE! | #VALUE! | #VALUE! | #VALUE! | 0 | #REF! | #VALUE! | #VALUE! | #VALUE! | #VALUE! | #VALUE! | #VALUE! | #VALUE! | 0
|  |  |  | 0 | 51 | 0 |  |  | 1 | 1.0842e-19 | 0 | 1.0669e-18 | 1.0669e-18 | 1.0669e-18 | 0 | 0 |  |  |  |  | #VALUE! | #VALUE! | #VALUE! |  |  | #VALUE! | #VALUE! | #VALUE! | #VALUE! | #VALUE! | #VALUE! | #VALUE! | #VALUE! |  |  |  |  | #VALUE! | #VALUE! | #VALUE! |  |  | #VALUE! | #VALUE! | #VALUE! | #VALUE! | #VALUE! | #VALUE! | #VALUE! | #VALUE! |  |  |  |  | #VALUE! | #VALUE! | #VALUE! |  |  | #VALUE! | #VALUE! | #VALUE! | #VALUE! | #VALUE! | #VALUE! | #VALUE! | #VALUE! |  |  |  |  | #VALUE! | #VALUE! | #VALUE! |  |  | #VALUE! | #VALUE! | #VALUE! | #VALUE! | #VALUE! | #VALUE! | #VALUE! | #VALUE! |  |  |  |  | #VALUE! | #VALUE! | #VALUE! |  |  | #VALUE! | #VALUE! | #VALUE! | #VALUE! | #VALUE! | #VALUE! | #VALUE! | #VALUE! |  |  | #VALUE! | #VALUE! | #VALUE! | #VALUE! | #VALUE! |  |  | #VALUE! | #VALUE! | #VALUE! | #VALUE! | #VALUE! | #VALUE! | #VALUE! | #VALUE! |  |  | #VALUE! | #VALUE! | #VALUE! | #VALUE! | #VALUE! |  |  | #VALUE! | #VALUE! | #VALUE! | #VALUE! | #VALUE! | #VALUE! | #VALUE! | #VALUE! | 0 | #REF! | #VALUE! | #VALUE! | #VALUE! | #VALUE! | #VALUE! | #VALUE! | #VALUE! | 0
|  |  |  | 0 | 51 | 0 |  |  | 1 | 1.0842e-19 | 0 | 1.0669e-18 | 1.0669e-18 | 1.0669e-18 | 0 | 0 |  |  |  |  | #VALUE! | #VALUE! | #VALUE! |  |  | #VALUE! | #VALUE! | #VALUE! | #VALUE! | #VALUE! | #VALUE! | #VALUE! | #VALUE! |  |  |  |  | #VALUE! | #VALUE! | #VALUE! |  |  | #VALUE! | #VALUE! | #VALUE! | #VALUE! | #VALUE! | #VALUE! | #VALUE! | #VALUE! |  |  |  |  | #VALUE! | #VALUE! | #VALUE! |  |  | #VALUE! | #VALUE! | #VALUE! | #VALUE! | #VALUE! | #VALUE! | #VALUE! | #VALUE! |  |  |  |  | #VALUE! | #VALUE! | #VALUE! |  |  | #VALUE! | #VALUE! | #VALUE! | #VALUE! | #VALUE! | #VALUE! | #VALUE! | #VALUE! |  |  |  |  | #VALUE! | #VALUE! | #VALUE! |  |  | #VALUE! | #VALUE! | #VALUE! | #VALUE! | #VALUE! | #VALUE! | #VALUE! | #VALUE! |  |  | #VALUE! | #VALUE! | #VALUE! | #VALUE! | #VALUE! |  |  | #VALUE! | #VALUE! | #VALUE! | #VALUE! | #VALUE! | #VALUE! | #VALUE! | #VALUE! |  |  | #VALUE! | #VALUE! | #VALUE! | #VALUE! | #VALUE! |  |  | #VALUE! | #VALUE! | #VALUE! | #VALUE! | #VALUE! | #VALUE! | #VALUE! | #VALUE! | 0 | #REF! | #VALUE! | #VALUE! | #VALUE! | #VALUE! | #VALUE! | #VALUE! | #VALUE! | 0
|  |  |  | 0 | 51 | 0 |  |  | 1 | 1.0842e-19 | 0 | 1.0669e-18 | 1.0669e-18 | 1.0669e-18 | 0 | 0 |  |  |  |  | #VALUE! | #VALUE! | #VALUE! |  |  | #VALUE! | #VALUE! | #VALUE! | #VALUE! | #VALUE! | #VALUE! | #VALUE! | #VALUE! |  |  |  |  | #VALUE! | #VALUE! | #VALUE! |  |  | #VALUE! | #VALUE! | #VALUE! | #VALUE! | #VALUE! | #VALUE! | #VALUE! | #VALUE! |  |  |  |  | #VALUE! | #VALUE! | #VALUE! |  |  | #VALUE! | #VALUE! | #VALUE! | #VALUE! | #VALUE! | #VALUE! | #VALUE! | #VALUE! |  |  |  |  | #VALUE! | #VALUE! | #VALUE! |  |  | #VALUE! | #VALUE! | #VALUE! | #VALUE! | #VALUE! | #VALUE! | #VALUE! | #VALUE! |  |  |  |  | #VALUE! | #VALUE! | #VALUE! |  |  | #VALUE! | #VALUE! | #VALUE! | #VALUE! | #VALUE! | #VALUE! | #VALUE! | #VALUE! |  |  | #VALUE! | #VALUE! | #VALUE! | #VALUE! | #VALUE! |  |  | #VALUE! | #VALUE! | #VALUE! | #VALUE! | #VALUE! | #VALUE! | #VALUE! | #VALUE! |  |  | #VALUE! | #VALUE! | #VALUE! | #VALUE! | #VALUE! |  |  | #VALUE! | #VALUE! | #VALUE! | #VALUE! | #VALUE! | #VALUE! | #VALUE! | #VALUE! | 0 | #REF! | #VALUE! | #VALUE! | #VALUE! | #VALUE! | #VALUE! | #VALUE! | #VALUE! | 0
|  |  |  | 0 | 51 | 0 |  |  | 1 | 1.0842e-19 | 0 | 1.0669e-18 | 1.0669e-18 | 1.0669e-18 | 0 | 0 |  |  |  |  | #VALUE! | #VALUE! | #VALUE! |  |  | #VALUE! | #VALUE! | #VALUE! | #VALUE! | #VALUE! | #VALUE! | #VALUE! | #VALUE! |  |  |  |  | #VALUE! | #VALUE! | #VALUE! |  |  | #VALUE! | #VALUE! | #VALUE! | #VALUE! | #VALUE! | #VALUE! | #VALUE! | #VALUE! |  |  |  |  | #VALUE! | #VALUE! | #VALUE! |  |  | #VALUE! | #VALUE! | #VALUE! | #VALUE! | #VALUE! | #VALUE! | #VALUE! | #VALUE! |  |  |  |  | #VALUE! | #VALUE! | #VALUE! |  |  | #VALUE! | #VALUE! | #VALUE! | #VALUE! | #VALUE! | #VALUE! | #VALUE! | #VALUE! |  |  |  |  | #VALUE! | #VALUE! | #VALUE! |  |  | #VALUE! | #VALUE! | #VALUE! | #VALUE! | #VALUE! | #VALUE! | #VALUE! | #VALUE! |  |  | #VALUE! | #VALUE! | #VALUE! | #VALUE! | #VALUE! |  |  | #VALUE! | #VALUE! | #VALUE! | #VALUE! | #VALUE! | #VALUE! | #VALUE! | #VALUE! |  |  | #VALUE! | #VALUE! | #VALUE! | #VALUE! | #VALUE! |  |  | #VALUE! | #VALUE! | #VALUE! | #VALUE! | #VALUE! | #VALUE! | #VALUE! | #VALUE! | 0 | #REF! | #VALUE! | #VALUE! | #VALUE! | #VALUE! | #VALUE! | #VALUE! | #VALUE! | 0
|  |  |  | 0 | 51 | 0 |  |  | 1 | 1.0842e-19 | 0 | 1.0669e-18 | 1.0669e-18 | 1.0669e-18 | 0 | 0 |  |  |  |  | #VALUE! | #VALUE! | #VALUE! |  |  | #VALUE! | #VALUE! | #VALUE! | #VALUE! | #VALUE! | #VALUE! | #VALUE! | #VALUE! |  |  |  |  | #VALUE! | #VALUE! | #VALUE! |  |  | #VALUE! | #VALUE! | #VALUE! | #VALUE! | #VALUE! | #VALUE! | #VALUE! | #VALUE! |  |  |  |  | #VALUE! | #VALUE! | #VALUE! |  |  | #VALUE! | #VALUE! | #VALUE! | #VALUE! | #VALUE! | #VALUE! | #VALUE! | #VALUE! |  |  |  |  | #VALUE! | #VALUE! | #VALUE! |  |  | #VALUE! | #VALUE! | #VALUE! | #VALUE! | #VALUE! | #VALUE! | #VALUE! | #VALUE! |  |  |  |  | #VALUE! | #VALUE! | #VALUE! |  |  | #VALUE! | #VALUE! | #VALUE! | #VALUE! | #VALUE! | #VALUE! | #VALUE! | #VALUE! |  |  | #VALUE! | #VALUE! | #VALUE! | #VALUE! | #VALUE! |  |  | #VALUE! | #VALUE! | #VALUE! | #VALUE! | #VALUE! | #VALUE! | #VALUE! | #VALUE! |  |  | #VALUE! | #VALUE! | #VALUE! | #VALUE! | #VALUE! |  |  | #VALUE! | #VALUE! | #VALUE! | #VALUE! | #VALUE! | #VALUE! | #VALUE! | #VALUE! | 0 | #REF! | #VALUE! | #VALUE! | #VALUE! | #VALUE! | #VALUE! | #VALUE! | #VALUE! | 0
|  |  |  | 0 | 51 | 0 |  |  | 1 | 1.0842e-19 | 0 | 1.0669e-18 | 1.0669e-18 | 1.0669e-18 | 0 | 0 |  |  |  |  | #VALUE! | #VALUE! | #VALUE! |  |  | #VALUE! | #VALUE! | #VALUE! | #VALUE! | #VALUE! | #VALUE! | #VALUE! | #VALUE! |  |  |  |  | #VALUE! | #VALUE! | #VALUE! |  |  | #VALUE! | #VALUE! | #VALUE! | #VALUE! | #VALUE! | #VALUE! | #VALUE! | #VALUE! |  |  |  |  | #VALUE! | #VALUE! | #VALUE! |  |  | #VALUE! | #VALUE! | #VALUE! | #VALUE! | #VALUE! | #VALUE! | #VALUE! | #VALUE! |  |  |  |  | #VALUE! | #VALUE! | #VALUE! |  |  | #VALUE! | #VALUE! | #VALUE! | #VALUE! | #VALUE! | #VALUE! | #VALUE! | #VALUE! |  |  |  |  | #VALUE! | #VALUE! | #VALUE! |  |  | #VALUE! | #VALUE! | #VALUE! | #VALUE! | #VALUE! | #VALUE! | #VALUE! | #VALUE! |  |  | #VALUE! | #VALUE! | #VALUE! | #VALUE! | #VALUE! |  |  | #VALUE! | #VALUE! | #VALUE! | #VALUE! | #VALUE! | #VALUE! | #VALUE! | #VALUE! |  |  | #VALUE! | #VALUE! | #VALUE! | #VALUE! | #VALUE! |  |  | #VALUE! | #VALUE! | #VALUE! | #VALUE! | #VALUE! | #VALUE! | #VALUE! | #VALUE! | 0 | #REF! | #VALUE! | #VALUE! | #VALUE! | #VALUE! | #VALUE! | #VALUE! | #VALUE! | 0
|  |  |  | 0 | 51 | 0 |  |  | 1 | 1.0842e-19 | 0 | 1.0669e-18 | 1.0669e-18 | 1.0669e-18 | 0 | 0 |  |  |  |  | #VALUE! | #VALUE! | #VALUE! |  |  | #VALUE! | #VALUE! | #VALUE! | #VALUE! | #VALUE! | #VALUE! | #VALUE! | #VALUE! |  |  |  |  | #VALUE! | #VALUE! | #VALUE! |  |  | #VALUE! | #VALUE! | #VALUE! | #VALUE! | #VALUE! | #VALUE! | #VALUE! | #VALUE! |  |  |  |  | #VALUE! | #VALUE! | #VALUE! |  |  | #VALUE! | #VALUE! | #VALUE! | #VALUE! | #VALUE! | #VALUE! | #VALUE! | #VALUE! |  |  |  |  | #VALUE! | #VALUE! | #VALUE! |  |  | #VALUE! | #VALUE! | #VALUE! | #VALUE! | #VALUE! | #VALUE! | #VALUE! | #VALUE! |  |  |  |  | #VALUE! | #VALUE! | #VALUE! |  |  | #VALUE! | #VALUE! | #VALUE! | #VALUE! | #VALUE! | #VALUE! | #VALUE! | #VALUE! |  |  | #VALUE! | #VALUE! | #VALUE! | #VALUE! | #VALUE! |  |  | #VALUE! | #VALUE! | #VALUE! | #VALUE! | #VALUE! | #VALUE! | #VALUE! | #VALUE! |  |  | #VALUE! | #VALUE! | #VALUE! | #VALUE! | #VALUE! |  |  | #VALUE! | #VALUE! | #VALUE! | #VALUE! | #VALUE! | #VALUE! | #VALUE! | #VALUE! | 0 | #REF! | #VALUE! | #VALUE! | #VALUE! | #VALUE! | #VALUE! | #VALUE! | #VALUE! | 0
|  |  |  | 0 | 51 | 0 |  |  | 1 | 1.0842e-19 | 0 | 1.0669e-18 | 1.0669e-18 | 1.0669e-18 | 0 | 0 |  |  |  |  | #VALUE! | #VALUE! | #VALUE! |  |  | #VALUE! | #VALUE! | #VALUE! | #VALUE! | #VALUE! | #VALUE! | #VALUE! | #VALUE! |  |  |  |  | #VALUE! | #VALUE! | #VALUE! |  |  | #VALUE! | #VALUE! | #VALUE! | #VALUE! | #VALUE! | #VALUE! | #VALUE! | #VALUE! |  |  |  |  | #VALUE! | #VALUE! | #VALUE! |  |  | #VALUE! | #VALUE! | #VALUE! | #VALUE! | #VALUE! | #VALUE! | #VALUE! | #VALUE! |  |  |  |  | #VALUE! | #VALUE! | #VALUE! |  |  | #VALUE! | #VALUE! | #VALUE! | #VALUE! | #VALUE! | #VALUE! | #VALUE! | #VALUE! |  |  |  |  | #VALUE! | #VALUE! | #VALUE! |  |  | #VALUE! | #VALUE! | #VALUE! | #VALUE! | #VALUE! | #VALUE! | #VALUE! | #VALUE! |  |  | #VALUE! | #VALUE! | #VALUE! | #VALUE! | #VALUE! |  |  | #VALUE! | #VALUE! | #VALUE! | #VALUE! | #VALUE! | #VALUE! | #VALUE! | #VALUE! |  |  | #VALUE! | #VALUE! | #VALUE! | #VALUE! | #VALUE! |  |  | #VALUE! | #VALUE! | #VALUE! | #VALUE! | #VALUE! | #VALUE! | #VALUE! | #VALUE! | 0 | #REF! | #VALUE! | #VALUE! | #VALUE! | #VALUE! | #VALUE! | #VALUE! | #VALUE! | 0
|  |  |  | 0 | 51 | 0 |  |  | 1 | 1.0842e-19 | 0 | 1.0669e-18 | 1.0669e-18 | 1.0669e-18 | 0 | 0 |  |  |  |  | #VALUE! | #VALUE! | #VALUE! |  |  | #VALUE! | #VALUE! | #VALUE! | #VALUE! | #VALUE! | #VALUE! | #VALUE! | #VALUE! |  |  |  |  | #VALUE! | #VALUE! | #VALUE! |  |  | #VALUE! | #VALUE! | #VALUE! | #VALUE! | #VALUE! | #VALUE! | #VALUE! | #VALUE! |  |  |  |  | #VALUE! | #VALUE! | #VALUE! |  |  | #VALUE! | #VALUE! | #VALUE! | #VALUE! | #VALUE! | #VALUE! | #VALUE! | #VALUE! |  |  |  |  | #VALUE! | #VALUE! | #VALUE! |  |  | #VALUE! | #VALUE! | #VALUE! | #VALUE! | #VALUE! | #VALUE! | #VALUE! | #VALUE! |  |  |  |  | #VALUE! | #VALUE! | #VALUE! |  |  | #VALUE! | #VALUE! | #VALUE! | #VALUE! | #VALUE! | #VALUE! | #VALUE! | #VALUE! |  |  | #VALUE! | #VALUE! | #VALUE! | #VALUE! | #VALUE! |  |  | #VALUE! | #VALUE! | #VALUE! | #VALUE! | #VALUE! | #VALUE! | #VALUE! | #VALUE! |  |  | #VALUE! | #VALUE! | #VALUE! | #VALUE! | #VALUE! |  |  | #VALUE! | #VALUE! | #VALUE! | #VALUE! | #VALUE! | #VALUE! | #VALUE! | #VALUE! | 0 | #REF! | #VALUE! | #VALUE! | #VALUE! | #VALUE! | #VALUE! | #VALUE! | #VALUE! | 0
|  |  |  | 0 | 51 | 0 |  |  | 1 | 1.0842e-19 | 0 | 1.0669e-18 | 1.0669e-18 | 1.0669e-18 | 0 | 0 |  |  |  |  | #VALUE! | #VALUE! | #VALUE! |  |  | #VALUE! | #VALUE! | #VALUE! | #VALUE! | #VALUE! | #VALUE! | #VALUE! | #VALUE! |  |  |  |  | #VALUE! | #VALUE! | #VALUE! |  |  | #VALUE! | #VALUE! | #VALUE! | #VALUE! | #VALUE! | #VALUE! | #VALUE! | #VALUE! |  |  |  |  | #VALUE! | #VALUE! | #VALUE! |  |  | #VALUE! | #VALUE! | #VALUE! | #VALUE! | #VALUE! | #VALUE! | #VALUE! | #VALUE! |  |  |  |  | #VALUE! | #VALUE! | #VALUE! |  |  | #VALUE! | #VALUE! | #VALUE! | #VALUE! | #VALUE! | #VALUE! | #VALUE! | #VALUE! |  |  |  |  | #VALUE! | #VALUE! | #VALUE! |  |  | #VALUE! | #VALUE! | #VALUE! | #VALUE! | #VALUE! | #VALUE! | #VALUE! | #VALUE! |  |  | #VALUE! | #VALUE! | #VALUE! | #VALUE! | #VALUE! |  |  | #VALUE! | #VALUE! | #VALUE! | #VALUE! | #VALUE! | #VALUE! | #VALUE! | #VALUE! |  |  | #VALUE! | #VALUE! | #VALUE! | #VALUE! | #VALUE! |  |  | #VALUE! | #VALUE! | #VALUE! | #VALUE! | #VALUE! | #VALUE! | #VALUE! | #VALUE! | 0 | #REF! | #VALUE! | #VALUE! | #VALUE! | #VALUE! | #VALUE! | #VALUE! | #VALUE! | 0
|  |  |  | 0 | 51 | 0 |  |  | 1 | 1.0842e-19 | 0 | 1.0669e-18 | 1.0669e-18 | 1.0669e-18 | 0 | 0 |  |  |  |  | #VALUE! | #VALUE! | #VALUE! |  |  | #VALUE! | #VALUE! | #VALUE! | #VALUE! | #VALUE! | #VALUE! | #VALUE! | #VALUE! |  |  |  |  | #VALUE! | #VALUE! | #VALUE! |  |  | #VALUE! | #VALUE! | #VALUE! | #VALUE! | #VALUE! | #VALUE! | #VALUE! | #VALUE! |  |  |  |  | #VALUE! | #VALUE! | #VALUE! |  |  | #VALUE! | #VALUE! | #VALUE! | #VALUE! | #VALUE! | #VALUE! | #VALUE! | #VALUE! |  |  |  |  | #VALUE! | #VALUE! | #VALUE! |  |  | #VALUE! | #VALUE! | #VALUE! | #VALUE! | #VALUE! | #VALUE! | #VALUE! | #VALUE! |  |  |  |  | #VALUE! | #VALUE! | #VALUE! |  |  | #VALUE! | #VALUE! | #VALUE! | #VALUE! | #VALUE! | #VALUE! | #VALUE! | #VALUE! |  |  | #VALUE! | #VALUE! | #VALUE! | #VALUE! | #VALUE! |  |  | #VALUE! | #VALUE! | #VALUE! | #VALUE! | #VALUE! | #VALUE! | #VALUE! | #VALUE! |  |  | #VALUE! | #VALUE! | #VALUE! | #VALUE! | #VALUE! |  |  | #VALUE! | #VALUE! | #VALUE! | #VALUE! | #VALUE! | #VALUE! | #VALUE! | #VALUE! | 0 | #REF! | #VALUE! | #VALUE! | #VALUE! | #VALUE! | #VALUE! | #VALUE! | #VALUE! | 0
|  |  |  | 0 | 51 | 0 |  |  | 1 | 1.0842e-19 | 0 | 1.0669e-18 | 1.0669e-18 | 1.0669e-18 | 0 | 0 |  |  |  |  | #VALUE! | #VALUE! | #VALUE! |  |  | #VALUE! | #VALUE! | #VALUE! | #VALUE! | #VALUE! | #VALUE! | #VALUE! | #VALUE! |  |  |  |  | #VALUE! | #VALUE! | #VALUE! |  |  | #VALUE! | #VALUE! | #VALUE! | #VALUE! | #VALUE! | #VALUE! | #VALUE! | #VALUE! |  |  |  |  | #VALUE! | #VALUE! | #VALUE! |  |  | #VALUE! | #VALUE! | #VALUE! | #VALUE! | #VALUE! | #VALUE! | #VALUE! | #VALUE! |  |  |  |  | #VALUE! | #VALUE! | #VALUE! |  |  | #VALUE! | #VALUE! | #VALUE! | #VALUE! | #VALUE! | #VALUE! | #VALUE! | #VALUE! |  |  |  |  | #VALUE! | #VALUE! | #VALUE! |  |  | #VALUE! | #VALUE! | #VALUE! | #VALUE! | #VALUE! | #VALUE! | #VALUE! | #VALUE! |  |  | #VALUE! | #VALUE! | #VALUE! | #VALUE! | #VALUE! |  |  | #VALUE! | #VALUE! | #VALUE! | #VALUE! | #VALUE! | #VALUE! | #VALUE! | #VALUE! |  |  | #VALUE! | #VALUE! | #VALUE! | #VALUE! | #VALUE! |  |  | #VALUE! | #VALUE! | #VALUE! | #VALUE! | #VALUE! | #VALUE! | #VALUE! | #VALUE! | 0 | #REF! | #VALUE! | #VALUE! | #VALUE! | #VALUE! | #VALUE! | #VALUE! | #VALUE! | 0
|  |  |  | 0 | 51 | 0 |  |  | 1 | 1.0842e-19 | 0 | 1.0669e-18 | 1.0669e-18 | 1.0669e-18 | 0 | 0 |  |  |  |  | #VALUE! | #VALUE! | #VALUE! |  |  | #VALUE! | #VALUE! | #VALUE! | #VALUE! | #VALUE! | #VALUE! | #VALUE! | #VALUE! |  |  |  |  | #VALUE! | #VALUE! | #VALUE! |  |  | #VALUE! | #VALUE! | #VALUE! | #VALUE! | #VALUE! | #VALUE! | #VALUE! | #VALUE! |  |  |  |  | #VALUE! | #VALUE! | #VALUE! |  |  | #VALUE! | #VALUE! | #VALUE! | #VALUE! | #VALUE! | #VALUE! | #VALUE! | #VALUE! |  |  |  |  | #VALUE! | #VALUE! | #VALUE! |  |  | #VALUE! | #VALUE! | #VALUE! | #VALUE! | #VALUE! | #VALUE! | #VALUE! | #VALUE! |  |  |  |  | #VALUE! | #VALUE! | #VALUE! |  |  | #VALUE! | #VALUE! | #VALUE! | #VALUE! | #VALUE! | #VALUE! | #VALUE! | #VALUE! |  |  | #VALUE! | #VALUE! | #VALUE! | #VALUE! | #VALUE! |  |  | #VALUE! | #VALUE! | #VALUE! | #VALUE! | #VALUE! | #VALUE! | #VALUE! | #VALUE! |  |  | #VALUE! | #VALUE! | #VALUE! | #VALUE! | #VALUE! |  |  | #VALUE! | #VALUE! | #VALUE! | #VALUE! | #VALUE! | #VALUE! | #VALUE! | #VALUE! | 0 | #REF! | #VALUE! | #VALUE! | #VALUE! | #VALUE! | #VALUE! | #VALUE! | #VALUE! | 0
|  |  |  | 0 | 51 | 0 |  |  | 1 | 1.0842e-19 | 0 | 1.0669e-18 | 1.0669e-18 | 1.0669e-18 | 0 | 0 |  |  |  |  | #VALUE! | #VALUE! | #VALUE! |  |  | #VALUE! | #VALUE! | #VALUE! | #VALUE! | #VALUE! | #VALUE! | #VALUE! | #VALUE! |  |  |  |  | #VALUE! | #VALUE! | #VALUE! |  |  | #VALUE! | #VALUE! | #VALUE! | #VALUE! | #VALUE! | #VALUE! | #VALUE! | #VALUE! |  |  |  |  | #VALUE! | #VALUE! | #VALUE! |  |  | #VALUE! | #VALUE! | #VALUE! | #VALUE! | #VALUE! | #VALUE! | #VALUE! | #VALUE! |  |  |  |  | #VALUE! | #VALUE! | #VALUE! |  |  | #VALUE! | #VALUE! | #VALUE! | #VALUE! | #VALUE! | #VALUE! | #VALUE! | #VALUE! |  |  |  |  | #VALUE! | #VALUE! | #VALUE! |  |  | #VALUE! | #VALUE! | #VALUE! | #VALUE! | #VALUE! | #VALUE! | #VALUE! | #VALUE! |  |  | #VALUE! | #VALUE! | #VALUE! | #VALUE! | #VALUE! |  |  | #VALUE! | #VALUE! | #VALUE! | #VALUE! | #VALUE! | #VALUE! | #VALUE! | #VALUE! |  |  | #VALUE! | #VALUE! | #VALUE! | #VALUE! | #VALUE! |  |  | #VALUE! | #VALUE! | #VALUE! | #VALUE! | #VALUE! | #VALUE! | #VALUE! | #VALUE! | 0 | #REF! | #VALUE! | #VALUE! | #VALUE! | #VALUE! | #VALUE! | #VALUE! | #VALUE! | 0
|  |  |  | 0 | 51 | 0 |  |  | 1 | 1.0842e-19 | 0 | 1.0669e-18 | 1.0669e-18 | 1.0669e-18 | 0 | 0 |  |  |  |  | #VALUE! | #VALUE! | #VALUE! |  |  | #VALUE! | #VALUE! | #VALUE! | #VALUE! | #VALUE! | #VALUE! | #VALUE! | #VALUE! |  |  |  |  | #VALUE! | #VALUE! | #VALUE! |  |  | #VALUE! | #VALUE! | #VALUE! | #VALUE! | #VALUE! | #VALUE! | #VALUE! | #VALUE! |  |  |  |  | #VALUE! | #VALUE! | #VALUE! |  |  | #VALUE! | #VALUE! | #VALUE! | #VALUE! | #VALUE! | #VALUE! | #VALUE! | #VALUE! |  |  |  |  | #VALUE! | #VALUE! | #VALUE! |  |  | #VALUE! | #VALUE! | #VALUE! | #VALUE! | #VALUE! | #VALUE! | #VALUE! | #VALUE! |  |  |  |  | #VALUE! | #VALUE! | #VALUE! |  |  | #VALUE! | #VALUE! | #VALUE! | #VALUE! | #VALUE! | #VALUE! | #VALUE! | #VALUE! |  |  | #VALUE! | #VALUE! | #VALUE! | #VALUE! | #VALUE! |  |  | #VALUE! | #VALUE! | #VALUE! | #VALUE! | #VALUE! | #VALUE! | #VALUE! | #VALUE! |  |  | #VALUE! | #VALUE! | #VALUE! | #VALUE! | #VALUE! |  |  | #VALUE! | #VALUE! | #VALUE! | #VALUE! | #VALUE! | #VALUE! | #VALUE! | #VALUE! | 0 | #REF! | #VALUE! | #VALUE! | #VALUE! | #VALUE! | #VALUE! | #VALUE! | #VALUE! | 0
|  |  |  | 0 | 51 | 0 |  |  | 1 | 1.0842e-19 | 0 | 1.0669e-18 | 1.0669e-18 | 1.0669e-18 | 0 | 0 |  |  |  |  | #VALUE! | #VALUE! | #VALUE! |  |  | #VALUE! | #VALUE! | #VALUE! | #VALUE! | #VALUE! | #VALUE! | #VALUE! | #VALUE! |  |  |  |  | #VALUE! | #VALUE! | #VALUE! |  |  | #VALUE! | #VALUE! | #VALUE! | #VALUE! | #VALUE! | #VALUE! | #VALUE! | #VALUE! |  |  |  |  | #VALUE! | #VALUE! | #VALUE! |  |  | #VALUE! | #VALUE! | #VALUE! | #VALUE! | #VALUE! | #VALUE! | #VALUE! | #VALUE! |  |  |  |  | #VALUE! | #VALUE! | #VALUE! |  |  | #VALUE! | #VALUE! | #VALUE! | #VALUE! | #VALUE! | #VALUE! | #VALUE! | #VALUE! |  |  |  |  | #VALUE! | #VALUE! | #VALUE! |  |  | #VALUE! | #VALUE! | #VALUE! | #VALUE! | #VALUE! | #VALUE! | #VALUE! | #VALUE! |  |  | #VALUE! | #VALUE! | #VALUE! | #VALUE! | #VALUE! |  |  | #VALUE! | #VALUE! | #VALUE! | #VALUE! | #VALUE! | #VALUE! | #VALUE! | #VALUE! |  |  | #VALUE! | #VALUE! | #VALUE! | #VALUE! | #VALUE! |  |  | #VALUE! | #VALUE! | #VALUE! | #VALUE! | #VALUE! | #VALUE! | #VALUE! | #VALUE! | 0 | #REF! | #VALUE! | #VALUE! | #VALUE! | #VALUE! | #VALUE! | #VALUE! | #VALUE! | 0
|  |  |  | 0 | 51 | 0 |  |  | 1 | 1.0842e-19 | 0 | 1.0669e-18 | 1.0669e-18 | 1.0669e-18 | 0 | 0 |  |  |  |  | #VALUE! | #VALUE! | #VALUE! |  |  | #VALUE! | #VALUE! | #VALUE! | #VALUE! | #VALUE! | #VALUE! | #VALUE! | #VALUE! |  |  |  |  | #VALUE! | #VALUE! | #VALUE! |  |  | #VALUE! | #VALUE! | #VALUE! | #VALUE! | #VALUE! | #VALUE! | #VALUE! | #VALUE! |  |  |  |  | #VALUE! | #VALUE! | #VALUE! |  |  | #VALUE! | #VALUE! | #VALUE! | #VALUE! | #VALUE! | #VALUE! | #VALUE! | #VALUE! |  |  |  |  | #VALUE! | #VALUE! | #VALUE! |  |  | #VALUE! | #VALUE! | #VALUE! | #VALUE! | #VALUE! | #VALUE! | #VALUE! | #VALUE! |  |  |  |  | #VALUE! | #VALUE! | #VALUE! |  |  | #VALUE! | #VALUE! | #VALUE! | #VALUE! | #VALUE! | #VALUE! | #VALUE! | #VALUE! |  |  | #VALUE! | #VALUE! | #VALUE! | #VALUE! | #VALUE! |  |  | #VALUE! | #VALUE! | #VALUE! | #VALUE! | #VALUE! | #VALUE! | #VALUE! | #VALUE! |  |  | #VALUE! | #VALUE! | #VALUE! | #VALUE! | #VALUE! |  |  | #VALUE! | #VALUE! | #VALUE! | #VALUE! | #VALUE! | #VALUE! | #VALUE! | #VALUE! | 0 | #REF! | #VALUE! | #VALUE! | #VALUE! | #VALUE! | #VALUE! | #VALUE! | #VALUE! | 0
|  |  |  | 0 | 51 | 0 |  |  | 1 | 1.0842e-19 | 0 | 1.0669e-18 | 1.0669e-18 | 1.0669e-18 | 0 | 0 |  |  |  |  | #VALUE! | #VALUE! | #VALUE! |  |  | #VALUE! | #VALUE! | #VALUE! | #VALUE! | #VALUE! | #VALUE! | #VALUE! | #VALUE! |  |  |  |  | #VALUE! | #VALUE! | #VALUE! |  |  | #VALUE! | #VALUE! | #VALUE! | #VALUE! | #VALUE! | #VALUE! | #VALUE! | #VALUE! |  |  |  |  | #VALUE! | #VALUE! | #VALUE! |  |  | #VALUE! | #VALUE! | #VALUE! | #VALUE! | #VALUE! | #VALUE! | #VALUE! | #VALUE! |  |  |  |  | #VALUE! | #VALUE! | #VALUE! |  |  | #VALUE! | #VALUE! | #VALUE! | #VALUE! | #VALUE! | #VALUE! | #VALUE! | #VALUE! |  |  |  |  | #VALUE! | #VALUE! | #VALUE! |  |  | #VALUE! | #VALUE! | #VALUE! | #VALUE! | #VALUE! | #VALUE! | #VALUE! | #VALUE! |  |  | #VALUE! | #VALUE! | #VALUE! | #VALUE! | #VALUE! |  |  | #VALUE! | #VALUE! | #VALUE! | #VALUE! | #VALUE! | #VALUE! | #VALUE! | #VALUE! |  |  | #VALUE! | #VALUE! | #VALUE! | #VALUE! | #VALUE! |  |  | #VALUE! | #VALUE! | #VALUE! | #VALUE! | #VALUE! | #VALUE! | #VALUE! | #VALUE! | 0 | #REF! | #VALUE! | #VALUE! | #VALUE! | #VALUE! | #VALUE! | #VALUE! | #VALUE! | 0
|  |  |  | 0 | 51 | 0 |  |  | 1 | 1.0842e-19 | 0 | 1.0669e-18 | 1.0669e-18 | 1.0669e-18 | 0 | 0 |  |  |  |  | #VALUE! | #VALUE! | #VALUE! |  |  | #VALUE! | #VALUE! | #VALUE! | #VALUE! | #VALUE! | #VALUE! | #VALUE! | #VALUE! |  |  |  |  | #VALUE! | #VALUE! | #VALUE! |  |  | #VALUE! | #VALUE! | #VALUE! | #VALUE! | #VALUE! | #VALUE! | #VALUE! | #VALUE! |  |  |  |  | #VALUE! | #VALUE! | #VALUE! |  |  | #VALUE! | #VALUE! | #VALUE! | #VALUE! | #VALUE! | #VALUE! | #VALUE! | #VALUE! |  |  |  |  | #VALUE! | #VALUE! | #VALUE! |  |  | #VALUE! | #VALUE! | #VALUE! | #VALUE! | #VALUE! | #VALUE! | #VALUE! | #VALUE! |  |  |  |  | #VALUE! | #VALUE! | #VALUE! |  |  | #VALUE! | #VALUE! | #VALUE! | #VALUE! | #VALUE! | #VALUE! | #VALUE! | #VALUE! |  |  | #VALUE! | #VALUE! | #VALUE! | #VALUE! | #VALUE! |  |  | #VALUE! | #VALUE! | #VALUE! | #VALUE! | #VALUE! | #VALUE! | #VALUE! | #VALUE! |  |  | #VALUE! | #VALUE! | #VALUE! | #VALUE! | #VALUE! |  |  | #VALUE! | #VALUE! | #VALUE! | #VALUE! | #VALUE! | #VALUE! | #VALUE! | #VALUE! | 0 | #REF! | #VALUE! | #VALUE! | #VALUE! | #VALUE! | #VALUE! | #VALUE! | #VALUE! | 0
|  |  |  | 0 | 51 | 0 |  |  | 1 | 1.0842e-19 | 0 | 1.0669e-18 | 1.0669e-18 | 1.0669e-18 | 0 | 0 |  |  |  |  | #VALUE! | #VALUE! | #VALUE! |  |  | #VALUE! | #VALUE! | #VALUE! | #VALUE! | #VALUE! | #VALUE! | #VALUE! | #VALUE! |  |  |  |  | #VALUE! | #VALUE! | #VALUE! |  |  | #VALUE! | #VALUE! | #VALUE! | #VALUE! | #VALUE! | #VALUE! | #VALUE! | #VALUE! |  |  |  |  | #VALUE! | #VALUE! | #VALUE! |  |  | #VALUE! | #VALUE! | #VALUE! | #VALUE! | #VALUE! | #VALUE! | #VALUE! | #VALUE! |  |  |  |  | #VALUE! | #VALUE! | #VALUE! |  |  | #VALUE! | #VALUE! | #VALUE! | #VALUE! | #VALUE! | #VALUE! | #VALUE! | #VALUE! |  |  |  |  | #VALUE! | #VALUE! | #VALUE! |  |  | #VALUE! | #VALUE! | #VALUE! | #VALUE! | #VALUE! | #VALUE! | #VALUE! | #VALUE! |  |  | #VALUE! | #VALUE! | #VALUE! | #VALUE! | #VALUE! |  |  | #VALUE! | #VALUE! | #VALUE! | #VALUE! | #VALUE! | #VALUE! | #VALUE! | #VALUE! |  |  | #VALUE! | #VALUE! | #VALUE! | #VALUE! | #VALUE! |  |  | #VALUE! | #VALUE! | #VALUE! | #VALUE! | #VALUE! | #VALUE! | #VALUE! | #VALUE! | 0 | #REF! | #VALUE! | #VALUE! | #VALUE! | #VALUE! | #VALUE! | #VALUE! | #VALUE! | 0
|  |  |  | 0 | 51 | 0 |  |  | 1 | 1.0842e-19 | 0 | 1.0669e-18 | 1.0669e-18 | 1.0669e-18 | 0 | 0 |  |  |  |  | #VALUE! | #VALUE! | #VALUE! |  |  | #VALUE! | #VALUE! | #VALUE! | #VALUE! | #VALUE! | #VALUE! | #VALUE! | #VALUE! |  |  |  |  | #VALUE! | #VALUE! | #VALUE! |  |  | #VALUE! | #VALUE! | #VALUE! | #VALUE! | #VALUE! | #VALUE! | #VALUE! | #VALUE! |  |  |  |  | #VALUE! | #VALUE! | #VALUE! |  |  | #VALUE! | #VALUE! | #VALUE! | #VALUE! | #VALUE! | #VALUE! | #VALUE! | #VALUE! |  |  |  |  | #VALUE! | #VALUE! | #VALUE! |  |  | #VALUE! | #VALUE! | #VALUE! | #VALUE! | #VALUE! | #VALUE! | #VALUE! | #VALUE! |  |  |  |  | #VALUE! | #VALUE! | #VALUE! |  |  | #VALUE! | #VALUE! | #VALUE! | #VALUE! | #VALUE! | #VALUE! | #VALUE! | #VALUE! |  |  | #VALUE! | #VALUE! | #VALUE! | #VALUE! | #VALUE! |  |  | #VALUE! | #VALUE! | #VALUE! | #VALUE! | #VALUE! | #VALUE! | #VALUE! | #VALUE! |  |  | #VALUE! | #VALUE! | #VALUE! | #VALUE! | #VALUE! |  |  | #VALUE! | #VALUE! | #VALUE! | #VALUE! | #VALUE! | #VALUE! | #VALUE! | #VALUE! | 0 | #REF! | #VALUE! | #VALUE! | #VALUE! | #VALUE! | #VALUE! | #VALUE! | #VALUE! | 0
|  |  |  | 0 | 51 | 0 |  |  | 1 | 1.0842e-19 | 0 | 1.0669e-18 | 1.0669e-18 | 1.0669e-18 | 0 | 0 |  |  |  |  | #VALUE! | #VALUE! | #VALUE! |  |  | #VALUE! | #VALUE! | #VALUE! | #VALUE! | #VALUE! | #VALUE! | #VALUE! | #VALUE! |  |  |  |  | #VALUE! | #VALUE! | #VALUE! |  |  | #VALUE! | #VALUE! | #VALUE! | #VALUE! | #VALUE! | #VALUE! | #VALUE! | #VALUE! |  |  |  |  | #VALUE! | #VALUE! | #VALUE! |  |  | #VALUE! | #VALUE! | #VALUE! | #VALUE! | #VALUE! | #VALUE! | #VALUE! | #VALUE! |  |  |  |  | #VALUE! | #VALUE! | #VALUE! |  |  | #VALUE! | #VALUE! | #VALUE! | #VALUE! | #VALUE! | #VALUE! | #VALUE! | #VALUE! |  |  |  |  | #VALUE! | #VALUE! | #VALUE! |  |  | #VALUE! | #VALUE! | #VALUE! | #VALUE! | #VALUE! | #VALUE! | #VALUE! | #VALUE! |  |  | #VALUE! | #VALUE! | #VALUE! | #VALUE! | #VALUE! |  |  | #VALUE! | #VALUE! | #VALUE! | #VALUE! | #VALUE! | #VALUE! | #VALUE! | #VALUE! |  |  | #VALUE! | #VALUE! | #VALUE! | #VALUE! | #VALUE! |  |  | #VALUE! | #VALUE! | #VALUE! | #VALUE! | #VALUE! | #VALUE! | #VALUE! | #VALUE! | 0 | #REF! | #VALUE! | #VALUE! | #VALUE! | #VALUE! | #VALUE! | #VALUE! | #VALUE! | 0
|  |  |  | 0 | 51 | 0 |  |  | 1 | 1.0842e-19 | 0 | 1.0669e-18 | 1.0669e-18 | 1.0669e-18 | 0 | 0 |  |  |  |  | #VALUE! | #VALUE! | #VALUE! |  |  | #VALUE! | #VALUE! | #VALUE! | #VALUE! | #VALUE! | #VALUE! | #VALUE! | #VALUE! |  |  |  |  | #VALUE! | #VALUE! | #VALUE! |  |  | #VALUE! | #VALUE! | #VALUE! | #VALUE! | #VALUE! | #VALUE! | #VALUE! | #VALUE! |  |  |  |  | #VALUE! | #VALUE! | #VALUE! |  |  | #VALUE! | #VALUE! | #VALUE! | #VALUE! | #VALUE! | #VALUE! | #VALUE! | #VALUE! |  |  |  |  | #VALUE! | #VALUE! | #VALUE! |  |  | #VALUE! | #VALUE! | #VALUE! | #VALUE! | #VALUE! | #VALUE! | #VALUE! | #VALUE! |  |  |  |  | #VALUE! | #VALUE! | #VALUE! |  |  | #VALUE! | #VALUE! | #VALUE! | #VALUE! | #VALUE! | #VALUE! | #VALUE! | #VALUE! |  |  | #VALUE! | #VALUE! | #VALUE! | #VALUE! | #VALUE! |  |  | #VALUE! | #VALUE! | #VALUE! | #VALUE! | #VALUE! | #VALUE! | #VALUE! | #VALUE! |  |  | #VALUE! | #VALUE! | #VALUE! | #VALUE! | #VALUE! |  |  | #VALUE! | #VALUE! | #VALUE! | #VALUE! | #VALUE! | #VALUE! | #VALUE! | #VALUE! | 0 | #REF! | #VALUE! | #VALUE! | #VALUE! | #VALUE! | #VALUE! | #VALUE! | #VALUE! | 0
|  |  |  | 0 | 51 | 0 |  |  | 1 | 1.0842e-19 | 0 | 1.0669e-18 | 1.0669e-18 | 1.0669e-18 | 0 | 0 |  |  |  |  | #VALUE! | #VALUE! | #VALUE! |  |  | #VALUE! | #VALUE! | #VALUE! | #VALUE! | #VALUE! | #VALUE! | #VALUE! | #VALUE! |  |  |  |  | #VALUE! | #VALUE! | #VALUE! |  |  | #VALUE! | #VALUE! | #VALUE! | #VALUE! | #VALUE! | #VALUE! | #VALUE! | #VALUE! |  |  |  |  | #VALUE! | #VALUE! | #VALUE! |  |  | #VALUE! | #VALUE! | #VALUE! | #VALUE! | #VALUE! | #VALUE! | #VALUE! | #VALUE! |  |  |  |  | #VALUE! | #VALUE! | #VALUE! |  |  | #VALUE! | #VALUE! | #VALUE! | #VALUE! | #VALUE! | #VALUE! | #VALUE! | #VALUE! |  |  |  |  | #VALUE! | #VALUE! | #VALUE! |  |  | #VALUE! | #VALUE! | #VALUE! | #VALUE! | #VALUE! | #VALUE! | #VALUE! | #VALUE! |  |  | #VALUE! | #VALUE! | #VALUE! | #VALUE! | #VALUE! |  |  | #VALUE! | #VALUE! | #VALUE! | #VALUE! | #VALUE! | #VALUE! | #VALUE! | #VALUE! |  |  | #VALUE! | #VALUE! | #VALUE! | #VALUE! | #VALUE! |  |  | #VALUE! | #VALUE! | #VALUE! | #VALUE! | #VALUE! | #VALUE! | #VALUE! | #VALUE! | 0 | #REF! | #VALUE! | #VALUE! | #VALUE! | #VALUE! | #VALUE! | #VALUE! | #VALUE! | 0
|  |  |  | 0 | 51 | 0 |  |  | 1 | 1.0842e-19 | 0 | 1.0669e-18 | 1.0669e-18 | 1.0669e-18 | 0 | 0 |  |  |  |  | #VALUE! | #VALUE! | #VALUE! |  |  | #VALUE! | #VALUE! | #VALUE! | #VALUE! | #VALUE! | #VALUE! | #VALUE! | #VALUE! |  |  |  |  | #VALUE! | #VALUE! | #VALUE! |  |  | #VALUE! | #VALUE! | #VALUE! | #VALUE! | #VALUE! | #VALUE! | #VALUE! | #VALUE! |  |  |  |  | #VALUE! | #VALUE! | #VALUE! |  |  | #VALUE! | #VALUE! | #VALUE! | #VALUE! | #VALUE! | #VALUE! | #VALUE! | #VALUE! |  |  |  |  | #VALUE! | #VALUE! | #VALUE! |  |  | #VALUE! | #VALUE! | #VALUE! | #VALUE! | #VALUE! | #VALUE! | #VALUE! | #VALUE! |  |  |  |  | #VALUE! | #VALUE! | #VALUE! |  |  | #VALUE! | #VALUE! | #VALUE! | #VALUE! | #VALUE! | #VALUE! | #VALUE! | #VALUE! |  |  | #VALUE! | #VALUE! | #VALUE! | #VALUE! | #VALUE! |  |  | #VALUE! | #VALUE! | #VALUE! | #VALUE! | #VALUE! | #VALUE! | #VALUE! | #VALUE! |  |  | #VALUE! | #VALUE! | #VALUE! | #VALUE! | #VALUE! |  |  | #VALUE! | #VALUE! | #VALUE! | #VALUE! | #VALUE! | #VALUE! | #VALUE! | #VALUE! | 0 | #REF! | #VALUE! | #VALUE! | #VALUE! | #VALUE! | #VALUE! | #VALUE! | #VALUE! | 0
|  |  |  | 0 | 51 | 0 |  |  | 1 | 1.0842e-19 | 0 | 1.0669e-18 | 1.0669e-18 | 1.0669e-18 | 0 | 0 |  |  |  |  | #VALUE! | #VALUE! | #VALUE! |  |  | #VALUE! | #VALUE! | #VALUE! | #VALUE! | #VALUE! | #VALUE! | #VALUE! | #VALUE! |  |  |  |  | #VALUE! | #VALUE! | #VALUE! |  |  | #VALUE! | #VALUE! | #VALUE! | #VALUE! | #VALUE! | #VALUE! | #VALUE! | #VALUE! |  |  |  |  | #VALUE! | #VALUE! | #VALUE! |  |  | #VALUE! | #VALUE! | #VALUE! | #VALUE! | #VALUE! | #VALUE! | #VALUE! | #VALUE! |  |  |  |  | #VALUE! | #VALUE! | #VALUE! |  |  | #VALUE! | #VALUE! | #VALUE! | #VALUE! | #VALUE! | #VALUE! | #VALUE! | #VALUE! |  |  |  |  | #VALUE! | #VALUE! | #VALUE! |  |  | #VALUE! | #VALUE! | #VALUE! | #VALUE! | #VALUE! | #VALUE! | #VALUE! | #VALUE! |  |  | #VALUE! | #VALUE! | #VALUE! | #VALUE! | #VALUE! |  |  | #VALUE! | #VALUE! | #VALUE! | #VALUE! | #VALUE! | #VALUE! | #VALUE! | #VALUE! |  |  | #VALUE! | #VALUE! | #VALUE! | #VALUE! | #VALUE! |  |  | #VALUE! | #VALUE! | #VALUE! | #VALUE! | #VALUE! | #VALUE! | #VALUE! | #VALUE! | 0 | #REF! | #VALUE! | #VALUE! | #VALUE! | #VALUE! | #VALUE! | #VALUE! | #VALUE! | 0
|  |  |  | 0 | 51 | 0 |  |  | 1 | 1.0842e-19 | 0 | 1.0669e-18 | 1.0669e-18 | 1.0669e-18 | 0 | 0 |  |  |  |  | #VALUE! | #VALUE! | #VALUE! |  |  | #VALUE! | #VALUE! | #VALUE! | #VALUE! | #VALUE! | #VALUE! | #VALUE! | #VALUE! |  |  |  |  | #VALUE! | #VALUE! | #VALUE! |  |  | #VALUE! | #VALUE! | #VALUE! | #VALUE! | #VALUE! | #VALUE! | #VALUE! | #VALUE! |  |  |  |  | #VALUE! | #VALUE! | #VALUE! |  |  | #VALUE! | #VALUE! | #VALUE! | #VALUE! | #VALUE! | #VALUE! | #VALUE! | #VALUE! |  |  |  |  | #VALUE! | #VALUE! | #VALUE! |  |  | #VALUE! | #VALUE! | #VALUE! | #VALUE! | #VALUE! | #VALUE! | #VALUE! | #VALUE! |  |  |  |  | #VALUE! | #VALUE! | #VALUE! |  |  | #VALUE! | #VALUE! | #VALUE! | #VALUE! | #VALUE! | #VALUE! | #VALUE! | #VALUE! |  |  | #VALUE! | #VALUE! | #VALUE! | #VALUE! | #VALUE! |  |  | #VALUE! | #VALUE! | #VALUE! | #VALUE! | #VALUE! | #VALUE! | #VALUE! | #VALUE! |  |  | #VALUE! | #VALUE! | #VALUE! | #VALUE! | #VALUE! |  |  | #VALUE! | #VALUE! | #VALUE! | #VALUE! | #VALUE! | #VALUE! | #VALUE! | #VALUE! | 0 | #REF! | #VALUE! | #VALUE! | #VALUE! | #VALUE! | #VALUE! | #VALUE! | #VALUE! | 0
|  |  |  | 0 | 51 | 0 |  |  | 1 | 1.0842e-19 | 0 | 1.0669e-18 | 1.0669e-18 | 1.0669e-18 | 0 | 0 |  |  |  |  | #VALUE! | #VALUE! | #VALUE! |  |  | #VALUE! | #VALUE! | #VALUE! | #VALUE! | #VALUE! | #VALUE! | #VALUE! | #VALUE! |  |  |  |  | #VALUE! | #VALUE! | #VALUE! |  |  | #VALUE! | #VALUE! | #VALUE! | #VALUE! | #VALUE! | #VALUE! | #VALUE! | #VALUE! |  |  |  |  | #VALUE! | #VALUE! | #VALUE! |  |  | #VALUE! | #VALUE! | #VALUE! | #VALUE! | #VALUE! | #VALUE! | #VALUE! | #VALUE! |  |  |  |  | #VALUE! | #VALUE! | #VALUE! |  |  | #VALUE! | #VALUE! | #VALUE! | #VALUE! | #VALUE! | #VALUE! | #VALUE! | #VALUE! |  |  |  |  | #VALUE! | #VALUE! | #VALUE! |  |  | #VALUE! | #VALUE! | #VALUE! | #VALUE! | #VALUE! | #VALUE! | #VALUE! | #VALUE! |  |  | #VALUE! | #VALUE! | #VALUE! | #VALUE! | #VALUE! |  |  | #VALUE! | #VALUE! | #VALUE! | #VALUE! | #VALUE! | #VALUE! | #VALUE! | #VALUE! |  |  | #VALUE! | #VALUE! | #VALUE! | #VALUE! | #VALUE! |  |  | #VALUE! | #VALUE! | #VALUE! | #VALUE! | #VALUE! | #VALUE! | #VALUE! | #VALUE! | 0 | #REF! | #VALUE! | #VALUE! | #VALUE! | #VALUE! | #VALUE! | #VALUE! | #VALUE! | 0
|  |  |  | 0 | 51 | 0 |  |  | 1 | 1.0842e-19 | 0 | 1.0669e-18 | 1.0669e-18 | 1.0669e-18 | 0 | 0 |  |  |  |  | #VALUE! | #VALUE! | #VALUE! |  |  | #VALUE! | #VALUE! | #VALUE! | #VALUE! | #VALUE! | #VALUE! | #VALUE! | #VALUE! |  |  |  |  | #VALUE! | #VALUE! | #VALUE! |  |  | #VALUE! | #VALUE! | #VALUE! | #VALUE! | #VALUE! | #VALUE! | #VALUE! | #VALUE! |  |  |  |  | #VALUE! | #VALUE! | #VALUE! |  |  | #VALUE! | #VALUE! | #VALUE! | #VALUE! | #VALUE! | #VALUE! | #VALUE! | #VALUE! |  |  |  |  | #VALUE! | #VALUE! | #VALUE! |  |  | #VALUE! | #VALUE! | #VALUE! | #VALUE! | #VALUE! | #VALUE! | #VALUE! | #VALUE! |  |  |  |  | #VALUE! | #VALUE! | #VALUE! |  |  | #VALUE! | #VALUE! | #VALUE! | #VALUE! | #VALUE! | #VALUE! | #VALUE! | #VALUE! |  |  | #VALUE! | #VALUE! | #VALUE! | #VALUE! | #VALUE! |  |  | #VALUE! | #VALUE! | #VALUE! | #VALUE! | #VALUE! | #VALUE! | #VALUE! | #VALUE! |  |  | #VALUE! | #VALUE! | #VALUE! | #VALUE! | #VALUE! |  |  | #VALUE! | #VALUE! | #VALUE! | #VALUE! | #VALUE! | #VALUE! | #VALUE! | #VALUE! | 0 | #REF! | #VALUE! | #VALUE! | #VALUE! | #VALUE! | #VALUE! | #VALUE! | #VALUE! | 0
|  |  |  | 0 | 51 | 0 |  |  | 1 | 1.0842e-19 | 0 | 1.0669e-18 | 1.0669e-18 | 1.0669e-18 | 0 | 0 |  |  |  |  | #VALUE! | #VALUE! | #VALUE! |  |  | #VALUE! | #VALUE! | #VALUE! | #VALUE! | #VALUE! | #VALUE! | #VALUE! | #VALUE! |  |  |  |  | #VALUE! | #VALUE! | #VALUE! |  |  | #VALUE! | #VALUE! | #VALUE! | #VALUE! | #VALUE! | #VALUE! | #VALUE! | #VALUE! |  |  |  |  | #VALUE! | #VALUE! | #VALUE! |  |  | #VALUE! | #VALUE! | #VALUE! | #VALUE! | #VALUE! | #VALUE! | #VALUE! | #VALUE! |  |  |  |  | #VALUE! | #VALUE! | #VALUE! |  |  | #VALUE! | #VALUE! | #VALUE! | #VALUE! | #VALUE! | #VALUE! | #VALUE! | #VALUE! |  |  |  |  | #VALUE! | #VALUE! | #VALUE! |  |  | #VALUE! | #VALUE! | #VALUE! | #VALUE! | #VALUE! | #VALUE! | #VALUE! | #VALUE! |  |  | #VALUE! | #VALUE! | #VALUE! | #VALUE! | #VALUE! |  |  | #VALUE! | #VALUE! | #VALUE! | #VALUE! | #VALUE! | #VALUE! | #VALUE! | #VALUE! |  |  | #VALUE! | #VALUE! | #VALUE! | #VALUE! | #VALUE! |  |  | #VALUE! | #VALUE! | #VALUE! | #VALUE! | #VALUE! | #VALUE! | #VALUE! | #VALUE! | 0 | #REF! | #VALUE! | #VALUE! | #VALUE! | #VALUE! | #VALUE! | #VALUE! | #VALUE! | 0
|  |  |  | 0 | 51 | 0 |  |  | 1 | 1.0842e-19 | 0 | 1.0669e-18 | 1.0669e-18 | 1.0669e-18 | 0 | 0 |  |  |  |  | #VALUE! | #VALUE! | #VALUE! |  |  | #VALUE! | #VALUE! | #VALUE! | #VALUE! | #VALUE! | #VALUE! | #VALUE! | #VALUE! |  |  |  |  | #VALUE! | #VALUE! | #VALUE! |  |  | #VALUE! | #VALUE! | #VALUE! | #VALUE! | #VALUE! | #VALUE! | #VALUE! | #VALUE! |  |  |  |  | #VALUE! | #VALUE! | #VALUE! |  |  | #VALUE! | #VALUE! | #VALUE! | #VALUE! | #VALUE! | #VALUE! | #VALUE! | #VALUE! |  |  |  |  | #VALUE! | #VALUE! | #VALUE! |  |  | #VALUE! | #VALUE! | #VALUE! | #VALUE! | #VALUE! | #VALUE! | #VALUE! | #VALUE! |  |  |  |  | #VALUE! | #VALUE! | #VALUE! |  |  | #VALUE! | #VALUE! | #VALUE! | #VALUE! | #VALUE! | #VALUE! | #VALUE! | #VALUE! |  |  | #VALUE! | #VALUE! | #VALUE! | #VALUE! | #VALUE! |  |  | #VALUE! | #VALUE! | #VALUE! | #VALUE! | #VALUE! | #VALUE! | #VALUE! | #VALUE! |  |  | #VALUE! | #VALUE! | #VALUE! | #VALUE! | #VALUE! |  |  | #VALUE! | #VALUE! | #VALUE! | #VALUE! | #VALUE! | #VALUE! | #VALUE! | #VALUE! | 0 | #REF! | #VALUE! | #VALUE! | #VALUE! | #VALUE! | #VALUE! | #VALUE! | #VALUE! | 0
|  |  |  | 0 | 51 | 0 |  |  | 1 | 1.0842e-19 | 0 | 1.0669e-18 | 1.0669e-18 | 1.0669e-18 | 0 | 0 |  |  |  |  | #VALUE! | #VALUE! | #VALUE! |  |  | #VALUE! | #VALUE! | #VALUE! | #VALUE! | #VALUE! | #VALUE! | #VALUE! | #VALUE! |  |  |  |  | #VALUE! | #VALUE! | #VALUE! |  |  | #VALUE! | #VALUE! | #VALUE! | #VALUE! | #VALUE! | #VALUE! | #VALUE! | #VALUE! |  |  |  |  | #VALUE! | #VALUE! | #VALUE! |  |  | #VALUE! | #VALUE! | #VALUE! | #VALUE! | #VALUE! | #VALUE! | #VALUE! | #VALUE! |  |  |  |  | #VALUE! | #VALUE! | #VALUE! |  |  | #VALUE! | #VALUE! | #VALUE! | #VALUE! | #VALUE! | #VALUE! | #VALUE! | #VALUE! |  |  |  |  | #VALUE! | #VALUE! | #VALUE! |  |  | #VALUE! | #VALUE! | #VALUE! | #VALUE! | #VALUE! | #VALUE! | #VALUE! | #VALUE! |  |  | #VALUE! | #VALUE! | #VALUE! | #VALUE! | #VALUE! |  |  | #VALUE! | #VALUE! | #VALUE! | #VALUE! | #VALUE! | #VALUE! | #VALUE! | #VALUE! |  |  | #VALUE! | #VALUE! | #VALUE! | #VALUE! | #VALUE! |  |  | #VALUE! | #VALUE! | #VALUE! | #VALUE! | #VALUE! | #VALUE! | #VALUE! | #VALUE! | 0 | #REF! | #VALUE! | #VALUE! | #VALUE! | #VALUE! | #VALUE! | #VALUE! | #VALUE! | 0
|  |  |  | 0 | 51 | 0 |  |  | 1 | 1.0842e-19 | 0 | 1.0669e-18 | 1.0669e-18 | 1.0669e-18 | 0 | 0 |  |  |  |  | #VALUE! | #VALUE! | #VALUE! |  |  | #VALUE! | #VALUE! | #VALUE! | #VALUE! | #VALUE! | #VALUE! | #VALUE! | #VALUE! |  |  |  |  | #VALUE! | #VALUE! | #VALUE! |  |  | #VALUE! | #VALUE! | #VALUE! | #VALUE! | #VALUE! | #VALUE! | #VALUE! | #VALUE! |  |  |  |  | #VALUE! | #VALUE! | #VALUE! |  |  | #VALUE! | #VALUE! | #VALUE! | #VALUE! | #VALUE! | #VALUE! | #VALUE! | #VALUE! |  |  |  |  | #VALUE! | #VALUE! | #VALUE! |  |  | #VALUE! | #VALUE! | #VALUE! | #VALUE! | #VALUE! | #VALUE! | #VALUE! | #VALUE! |  |  |  |  | #VALUE! | #VALUE! | #VALUE! |  |  | #VALUE! | #VALUE! | #VALUE! | #VALUE! | #VALUE! | #VALUE! | #VALUE! | #VALUE! |  |  | #VALUE! | #VALUE! | #VALUE! | #VALUE! | #VALUE! |  |  | #VALUE! | #VALUE! | #VALUE! | #VALUE! | #VALUE! | #VALUE! | #VALUE! | #VALUE! |  |  | #VALUE! | #VALUE! | #VALUE! | #VALUE! | #VALUE! |  |  | #VALUE! | #VALUE! | #VALUE! | #VALUE! | #VALUE! | #VALUE! | #VALUE! | #VALUE! | 0 | #REF! | #VALUE! | #VALUE! | #VALUE! | #VALUE! | #VALUE! | #VALUE! | #VALUE! | 0
|  |  |  | 0 | 51 | 0 |  |  | 1 | 1.0842e-19 | 0 | 1.0669e-18 | 1.0669e-18 | 1.0669e-18 | 0 | 0 |  |  |  |  | #VALUE! | #VALUE! | #VALUE! |  |  | #VALUE! | #VALUE! | #VALUE! | #VALUE! | #VALUE! | #VALUE! | #VALUE! | #VALUE! |  |  |  |  | #VALUE! | #VALUE! | #VALUE! |  |  | #VALUE! | #VALUE! | #VALUE! | #VALUE! | #VALUE! | #VALUE! | #VALUE! | #VALUE! |  |  |  |  | #VALUE! | #VALUE! | #VALUE! |  |  | #VALUE! | #VALUE! | #VALUE! | #VALUE! | #VALUE! | #VALUE! | #VALUE! | #VALUE! |  |  |  |  | #VALUE! | #VALUE! | #VALUE! |  |  | #VALUE! | #VALUE! | #VALUE! | #VALUE! | #VALUE! | #VALUE! | #VALUE! | #VALUE! |  |  |  |  | #VALUE! | #VALUE! | #VALUE! |  |  | #VALUE! | #VALUE! | #VALUE! | #VALUE! | #VALUE! | #VALUE! | #VALUE! | #VALUE! |  |  | #VALUE! | #VALUE! | #VALUE! | #VALUE! | #VALUE! |  |  | #VALUE! | #VALUE! | #VALUE! | #VALUE! | #VALUE! | #VALUE! | #VALUE! | #VALUE! |  |  | #VALUE! | #VALUE! | #VALUE! | #VALUE! | #VALUE! |  |  | #VALUE! | #VALUE! | #VALUE! | #VALUE! | #VALUE! | #VALUE! | #VALUE! | #VALUE! | 0 | #REF! | #VALUE! | #VALUE! | #VALUE! | #VALUE! | #VALUE! | #VALUE! | #VALUE! | 0
|  |  |  | 0 | 51 | 0 |  |  | 1 | 1.0842e-19 | 0 | 1.0669e-18 | 1.0669e-18 | 1.0669e-18 | 0 | 0 |  |  |  |  | #VALUE! | #VALUE! | #VALUE! |  |  | #VALUE! | #VALUE! | #VALUE! | #VALUE! | #VALUE! | #VALUE! | #VALUE! | #VALUE! |  |  |  |  | #VALUE! | #VALUE! | #VALUE! |  |  | #VALUE! | #VALUE! | #VALUE! | #VALUE! | #VALUE! | #VALUE! | #VALUE! | #VALUE! |  |  |  |  | #VALUE! | #VALUE! | #VALUE! |  |  | #VALUE! | #VALUE! | #VALUE! | #VALUE! | #VALUE! | #VALUE! | #VALUE! | #VALUE! |  |  |  |  | #VALUE! | #VALUE! | #VALUE! |  |  | #VALUE! | #VALUE! | #VALUE! | #VALUE! | #VALUE! | #VALUE! | #VALUE! | #VALUE! |  |  |  |  | #VALUE! | #VALUE! | #VALUE! |  |  | #VALUE! | #VALUE! | #VALUE! | #VALUE! | #VALUE! | #VALUE! | #VALUE! | #VALUE! |  |  | #VALUE! | #VALUE! | #VALUE! | #VALUE! | #VALUE! |  |  | #VALUE! | #VALUE! | #VALUE! | #VALUE! | #VALUE! | #VALUE! | #VALUE! | #VALUE! |  |  | #VALUE! | #VALUE! | #VALUE! | #VALUE! | #VALUE! |  |  | #VALUE! | #VALUE! | #VALUE! | #VALUE! | #VALUE! | #VALUE! | #VALUE! | #VALUE! | 0 | #REF! | #VALUE! | #VALUE! | #VALUE! | #VALUE! | #VALUE! | #VALUE! | #VALUE! | 0
|  |  |  | 0 | 51 | 0 |  |  | 1 | 1.0842e-19 | 0 | 1.0669e-18 | 1.0669e-18 | 1.0669e-18 | 0 | 0 |  |  |  |  | #VALUE! | #VALUE! | #VALUE! |  |  | #VALUE! | #VALUE! | #VALUE! | #VALUE! | #VALUE! | #VALUE! | #VALUE! | #VALUE! |  |  |  |  | #VALUE! | #VALUE! | #VALUE! |  |  | #VALUE! | #VALUE! | #VALUE! | #VALUE! | #VALUE! | #VALUE! | #VALUE! | #VALUE! |  |  |  |  | #VALUE! | #VALUE! | #VALUE! |  |  | #VALUE! | #VALUE! | #VALUE! | #VALUE! | #VALUE! | #VALUE! | #VALUE! | #VALUE! |  |  |  |  | #VALUE! | #VALUE! | #VALUE! |  |  | #VALUE! | #VALUE! | #VALUE! | #VALUE! | #VALUE! | #VALUE! | #VALUE! | #VALUE! |  |  |  |  | #VALUE! | #VALUE! | #VALUE! |  |  | #VALUE! | #VALUE! | #VALUE! | #VALUE! | #VALUE! | #VALUE! | #VALUE! | #VALUE! |  |  | #VALUE! | #VALUE! | #VALUE! | #VALUE! | #VALUE! |  |  | #VALUE! | #VALUE! | #VALUE! | #VALUE! | #VALUE! | #VALUE! | #VALUE! | #VALUE! |  |  | #VALUE! | #VALUE! | #VALUE! | #VALUE! | #VALUE! |  |  | #VALUE! | #VALUE! | #VALUE! | #VALUE! | #VALUE! | #VALUE! | #VALUE! | #VALUE! | 0 | #REF! | #VALUE! | #VALUE! | #VALUE! | #VALUE! | #VALUE! | #VALUE! | #VALUE! | 0
|  |  |  | 0 | 51 | 0 |  |  | 1 | 1.0842e-19 | 0 | 1.0669e-18 | 1.0669e-18 | 1.0669e-18 | 0 | 0 |  |  |  |  | #VALUE! | #VALUE! | #VALUE! |  |  | #VALUE! | #VALUE! | #VALUE! | #VALUE! | #VALUE! | #VALUE! | #VALUE! | #VALUE! |  |  |  |  | #VALUE! | #VALUE! | #VALUE! |  |  | #VALUE! | #VALUE! | #VALUE! | #VALUE! | #VALUE! | #VALUE! | #VALUE! | #VALUE! |  |  |  |  | #VALUE! | #VALUE! | #VALUE! |  |  | #VALUE! | #VALUE! | #VALUE! | #VALUE! | #VALUE! | #VALUE! | #VALUE! | #VALUE! |  |  |  |  | #VALUE! | #VALUE! | #VALUE! |  |  | #VALUE! | #VALUE! | #VALUE! | #VALUE! | #VALUE! | #VALUE! | #VALUE! | #VALUE! |  |  |  |  | #VALUE! | #VALUE! | #VALUE! |  |  | #VALUE! | #VALUE! | #VALUE! | #VALUE! | #VALUE! | #VALUE! | #VALUE! | #VALUE! |  |  | #VALUE! | #VALUE! | #VALUE! | #VALUE! | #VALUE! |  |  | #VALUE! | #VALUE! | #VALUE! | #VALUE! | #VALUE! | #VALUE! | #VALUE! | #VALUE! |  |  | #VALUE! | #VALUE! | #VALUE! | #VALUE! | #VALUE! |  |  | #VALUE! | #VALUE! | #VALUE! | #VALUE! | #VALUE! | #VALUE! | #VALUE! | #VALUE! | 0 | #REF! | #VALUE! | #VALUE! | #VALUE! | #VALUE! | #VALUE! | #VALUE! | #VALUE! | 0
|  |  |  | 0 | 51 | 0 |  |  | 1 | 1.0842e-19 | 0 | 1.0669e-18 | 1.0669e-18 | 1.0669e-18 | 0 | 0 |  |  |  |  | #VALUE! | #VALUE! | #VALUE! |  |  | #VALUE! | #VALUE! | #VALUE! | #VALUE! | #VALUE! | #VALUE! | #VALUE! | #VALUE! |  |  |  |  | #VALUE! | #VALUE! | #VALUE! |  |  | #VALUE! | #VALUE! | #VALUE! | #VALUE! | #VALUE! | #VALUE! | #VALUE! | #VALUE! |  |  |  |  | #VALUE! | #VALUE! | #VALUE! |  |  | #VALUE! | #VALUE! | #VALUE! | #VALUE! | #VALUE! | #VALUE! | #VALUE! | #VALUE! |  |  |  |  | #VALUE! | #VALUE! | #VALUE! |  |  | #VALUE! | #VALUE! | #VALUE! | #VALUE! | #VALUE! | #VALUE! | #VALUE! | #VALUE! |  |  |  |  | #VALUE! | #VALUE! | #VALUE! |  |  | #VALUE! | #VALUE! | #VALUE! | #VALUE! | #VALUE! | #VALUE! | #VALUE! | #VALUE! |  |  | #VALUE! | #VALUE! | #VALUE! | #VALUE! | #VALUE! |  |  | #VALUE! | #VALUE! | #VALUE! | #VALUE! | #VALUE! | #VALUE! | #VALUE! | #VALUE! |  |  | #VALUE! | #VALUE! | #VALUE! | #VALUE! | #VALUE! |  |  | #VALUE! | #VALUE! | #VALUE! | #VALUE! | #VALUE! | #VALUE! | #VALUE! | #VALUE! | 0 | #REF! | #VALUE! | #VALUE! | #VALUE! | #VALUE! | #VALUE! | #VALUE! | #VALUE! | 0
|  |  |  | 0 | 51 | 0 |  |  | 1 | 1.0842e-19 | 0 | 1.0669e-18 | 1.0669e-18 | 1.0669e-18 | 0 | 0 |  |  |  |  | #VALUE! | #VALUE! | #VALUE! |  |  | #VALUE! | #VALUE! | #VALUE! | #VALUE! | #VALUE! | #VALUE! | #VALUE! | #VALUE! |  |  |  |  | #VALUE! | #VALUE! | #VALUE! |  |  | #VALUE! | #VALUE! | #VALUE! | #VALUE! | #VALUE! | #VALUE! | #VALUE! | #VALUE! |  |  |  |  | #VALUE! | #VALUE! | #VALUE! |  |  | #VALUE! | #VALUE! | #VALUE! | #VALUE! | #VALUE! | #VALUE! | #VALUE! | #VALUE! |  |  |  |  | #VALUE! | #VALUE! | #VALUE! |  |  | #VALUE! | #VALUE! | #VALUE! | #VALUE! | #VALUE! | #VALUE! | #VALUE! | #VALUE! |  |  |  |  | #VALUE! | #VALUE! | #VALUE! |  |  | #VALUE! | #VALUE! | #VALUE! | #VALUE! | #VALUE! | #VALUE! | #VALUE! | #VALUE! |  |  | #VALUE! | #VALUE! | #VALUE! | #VALUE! | #VALUE! |  |  | #VALUE! | #VALUE! | #VALUE! | #VALUE! | #VALUE! | #VALUE! | #VALUE! | #VALUE! |  |  | #VALUE! | #VALUE! | #VALUE! | #VALUE! | #VALUE! |  |  | #VALUE! | #VALUE! | #VALUE! | #VALUE! | #VALUE! | #VALUE! | #VALUE! | #VALUE! | 0 | #REF! | #VALUE! | #VALUE! | #VALUE! | #VALUE! | #VALUE! | #VALUE! | #VALUE! | 0
|  |  |  | 0 | 51 | 0 |  |  | 1 | 1.0842e-19 | 0 | 1.0669e-18 | 1.0669e-18 | 1.0669e-18 | 0 | 0 |  |  |  |  | #VALUE! | #VALUE! | #VALUE! |  |  | #VALUE! | #VALUE! | #VALUE! | #VALUE! | #VALUE! | #VALUE! | #VALUE! | #VALUE! |  |  |  |  | #VALUE! | #VALUE! | #VALUE! |  |  | #VALUE! | #VALUE! | #VALUE! | #VALUE! | #VALUE! | #VALUE! | #VALUE! | #VALUE! |  |  |  |  | #VALUE! | #VALUE! | #VALUE! |  |  | #VALUE! | #VALUE! | #VALUE! | #VALUE! | #VALUE! | #VALUE! | #VALUE! | #VALUE! |  |  |  |  | #VALUE! | #VALUE! | #VALUE! |  |  | #VALUE! | #VALUE! | #VALUE! | #VALUE! | #VALUE! | #VALUE! | #VALUE! | #VALUE! |  |  |  |  | #VALUE! | #VALUE! | #VALUE! |  |  | #VALUE! | #VALUE! | #VALUE! | #VALUE! | #VALUE! | #VALUE! | #VALUE! | #VALUE! |  |  | #VALUE! | #VALUE! | #VALUE! | #VALUE! | #VALUE! |  |  | #VALUE! | #VALUE! | #VALUE! | #VALUE! | #VALUE! | #VALUE! | #VALUE! | #VALUE! |  |  | #VALUE! | #VALUE! | #VALUE! | #VALUE! | #VALUE! |  |  | #VALUE! | #VALUE! | #VALUE! | #VALUE! | #VALUE! | #VALUE! | #VALUE! | #VALUE! | 0 | #REF! | #VALUE! | #VALUE! | #VALUE! | #VALUE! | #VALUE! | #VALUE! | #VALUE! | 0
|  |  |  | 0 | 51 | 0 |  |  | 1 | 1.0842e-19 | 0 | 1.0669e-18 | 1.0669e-18 | 1.0669e-18 | 0 | 0 |  |  |  |  | #VALUE! | #VALUE! | #VALUE! |  |  | #VALUE! | #VALUE! | #VALUE! | #VALUE! | #VALUE! | #VALUE! | #VALUE! | #VALUE! |  |  |  |  | #VALUE! | #VALUE! | #VALUE! |  |  | #VALUE! | #VALUE! | #VALUE! | #VALUE! | #VALUE! | #VALUE! | #VALUE! | #VALUE! |  |  |  |  | #VALUE! | #VALUE! | #VALUE! |  |  | #VALUE! | #VALUE! | #VALUE! | #VALUE! | #VALUE! | #VALUE! | #VALUE! | #VALUE! |  |  |  |  | #VALUE! | #VALUE! | #VALUE! |  |  | #VALUE! | #VALUE! | #VALUE! | #VALUE! | #VALUE! | #VALUE! | #VALUE! | #VALUE! |  |  |  |  | #VALUE! | #VALUE! | #VALUE! |  |  | #VALUE! | #VALUE! | #VALUE! | #VALUE! | #VALUE! | #VALUE! | #VALUE! | #VALUE! |  |  | #VALUE! | #VALUE! | #VALUE! | #VALUE! | #VALUE! |  |  | #VALUE! | #VALUE! | #VALUE! | #VALUE! | #VALUE! | #VALUE! | #VALUE! | #VALUE! |  |  | #VALUE! | #VALUE! | #VALUE! | #VALUE! | #VALUE! |  |  | #VALUE! | #VALUE! | #VALUE! | #VALUE! | #VALUE! | #VALUE! | #VALUE! | #VALUE! | 0 | #REF! | #VALUE! | #VALUE! | #VALUE! | #VALUE! | #VALUE! | #VALUE! | #VALUE! | 0
|  |  |  | 0 | 51 | 0 |  |  | 1 | 1.0842e-19 | 0 | 1.0669e-18 | 1.0669e-18 | 1.0669e-18 | 0 | 0 |  |  |  |  | #VALUE! | #VALUE! | #VALUE! |  |  | #VALUE! | #VALUE! | #VALUE! | #VALUE! | #VALUE! | #VALUE! | #VALUE! | #VALUE! |  |  |  |  | #VALUE! | #VALUE! | #VALUE! |  |  | #VALUE! | #VALUE! | #VALUE! | #VALUE! | #VALUE! | #VALUE! | #VALUE! | #VALUE! |  |  |  |  | #VALUE! | #VALUE! | #VALUE! |  |  | #VALUE! | #VALUE! | #VALUE! | #VALUE! | #VALUE! | #VALUE! | #VALUE! | #VALUE! |  |  |  |  | #VALUE! | #VALUE! | #VALUE! |  |  | #VALUE! | #VALUE! | #VALUE! | #VALUE! | #VALUE! | #VALUE! | #VALUE! | #VALUE! |  |  |  |  | #VALUE! | #VALUE! | #VALUE! |  |  | #VALUE! | #VALUE! | #VALUE! | #VALUE! | #VALUE! | #VALUE! | #VALUE! | #VALUE! |  |  | #VALUE! | #VALUE! | #VALUE! | #VALUE! | #VALUE! |  |  | #VALUE! | #VALUE! | #VALUE! | #VALUE! | #VALUE! | #VALUE! | #VALUE! | #VALUE! |  |  | #VALUE! | #VALUE! | #VALUE! | #VALUE! | #VALUE! |  |  | #VALUE! | #VALUE! | #VALUE! | #VALUE! | #VALUE! | #VALUE! | #VALUE! | #VALUE! | 0 | #REF! | #VALUE! | #VALUE! | #VALUE! | #VALUE! | #VALUE! | #VALUE! | #VALUE! | 0
|  |  |  | 0 | 51 | 0 |  |  | 1 | 1.0842e-19 | 0 | 1.0669e-18 | 1.0669e-18 | 1.0669e-18 | 0 | 0 |  |  |  |  | #VALUE! | #VALUE! | #VALUE! |  |  | #VALUE! | #VALUE! | #VALUE! | #VALUE! | #VALUE! | #VALUE! | #VALUE! | #VALUE! |  |  |  |  | #VALUE! | #VALUE! | #VALUE! |  |  | #VALUE! | #VALUE! | #VALUE! | #VALUE! | #VALUE! | #VALUE! | #VALUE! | #VALUE! |  |  |  |  | #VALUE! | #VALUE! | #VALUE! |  |  | #VALUE! | #VALUE! | #VALUE! | #VALUE! | #VALUE! | #VALUE! | #VALUE! | #VALUE! |  |  |  |  | #VALUE! | #VALUE! | #VALUE! |  |  | #VALUE! | #VALUE! | #VALUE! | #VALUE! | #VALUE! | #VALUE! | #VALUE! | #VALUE! |  |  |  |  | #VALUE! | #VALUE! | #VALUE! |  |  | #VALUE! | #VALUE! | #VALUE! | #VALUE! | #VALUE! | #VALUE! | #VALUE! | #VALUE! |  |  | #VALUE! | #VALUE! | #VALUE! | #VALUE! | #VALUE! |  |  | #VALUE! | #VALUE! | #VALUE! | #VALUE! | #VALUE! | #VALUE! | #VALUE! | #VALUE! |  |  | #VALUE! | #VALUE! | #VALUE! | #VALUE! | #VALUE! |  |  | #VALUE! | #VALUE! | #VALUE! | #VALUE! | #VALUE! | #VALUE! | #VALUE! | #VALUE! | 0 | #REF! | #VALUE! | #VALUE! | #VALUE! | #VALUE! | #VALUE! | #VALUE! | #VALUE! | 0
|  |  |  | 0 | 51 | 0 |  |  | 1 | 1.0842e-19 | 0 | 1.0669e-18 | 1.0669e-18 | 1.0669e-18 | 0 | 0 |  |  |  |  | #VALUE! | #VALUE! | #VALUE! |  |  | #VALUE! | #VALUE! | #VALUE! | #VALUE! | #VALUE! | #VALUE! | #VALUE! | #VALUE! |  |  |  |  | #VALUE! | #VALUE! | #VALUE! |  |  | #VALUE! | #VALUE! | #VALUE! | #VALUE! | #VALUE! | #VALUE! | #VALUE! | #VALUE! |  |  |  |  | #VALUE! | #VALUE! | #VALUE! |  |  | #VALUE! | #VALUE! | #VALUE! | #VALUE! | #VALUE! | #VALUE! | #VALUE! | #VALUE! |  |  |  |  | #VALUE! | #VALUE! | #VALUE! |  |  | #VALUE! | #VALUE! | #VALUE! | #VALUE! | #VALUE! | #VALUE! | #VALUE! | #VALUE! |  |  |  |  | #VALUE! | #VALUE! | #VALUE! |  |  | #VALUE! | #VALUE! | #VALUE! | #VALUE! | #VALUE! | #VALUE! | #VALUE! | #VALUE! |  |  | #VALUE! | #VALUE! | #VALUE! | #VALUE! | #VALUE! |  |  | #VALUE! | #VALUE! | #VALUE! | #VALUE! | #VALUE! | #VALUE! | #VALUE! | #VALUE! |  |  | #VALUE! | #VALUE! | #VALUE! | #VALUE! | #VALUE! |  |  | #VALUE! | #VALUE! | #VALUE! | #VALUE! | #VALUE! | #VALUE! | #VALUE! | #VALUE! | 0 | #REF! | #VALUE! | #VALUE! | #VALUE! | #VALUE! | #VALUE! | #VALUE! | #VALUE! | 0
|  |  |  | 0 | 51 | 0 |  |  | 1 | 1.0842e-19 | 0 | 1.0669e-18 | 1.0669e-18 | 1.0669e-18 | 0 | 0 |  |  |  |  | #VALUE! | #VALUE! | #VALUE! |  |  | #VALUE! | #VALUE! | #VALUE! | #VALUE! | #VALUE! | #VALUE! | #VALUE! | #VALUE! |  |  |  |  | #VALUE! | #VALUE! | #VALUE! |  |  | #VALUE! | #VALUE! | #VALUE! | #VALUE! | #VALUE! | #VALUE! | #VALUE! | #VALUE! |  |  |  |  | #VALUE! | #VALUE! | #VALUE! |  |  | #VALUE! | #VALUE! | #VALUE! | #VALUE! | #VALUE! | #VALUE! | #VALUE! | #VALUE! |  |  |  |  | #VALUE! | #VALUE! | #VALUE! |  |  | #VALUE! | #VALUE! | #VALUE! | #VALUE! | #VALUE! | #VALUE! | #VALUE! | #VALUE! |  |  |  |  | #VALUE! | #VALUE! | #VALUE! |  |  | #VALUE! | #VALUE! | #VALUE! | #VALUE! | #VALUE! | #VALUE! | #VALUE! | #VALUE! |  |  | #VALUE! | #VALUE! | #VALUE! | #VALUE! | #VALUE! |  |  | #VALUE! | #VALUE! | #VALUE! | #VALUE! | #VALUE! | #VALUE! | #VALUE! | #VALUE! |  |  | #VALUE! | #VALUE! | #VALUE! | #VALUE! | #VALUE! |  |  | #VALUE! | #VALUE! | #VALUE! | #VALUE! | #VALUE! | #VALUE! | #VALUE! | #VALUE! | 0 | #REF! | #VALUE! | #VALUE! | #VALUE! | #VALUE! | #VALUE! | #VALUE! | #VALUE! | 0
|  |  |  | 0 | 51 | 0 |  |  | 1 | 1.0842e-19 | 0 | 1.0669e-18 | 1.0669e-18 | 1.0669e-18 | 0 | 0 |  |  |  |  | #VALUE! | #VALUE! | #VALUE! |  |  | #VALUE! | #VALUE! | #VALUE! | #VALUE! | #VALUE! | #VALUE! | #VALUE! | #VALUE! |  |  |  |  | #VALUE! | #VALUE! | #VALUE! |  |  | #VALUE! | #VALUE! | #VALUE! | #VALUE! | #VALUE! | #VALUE! | #VALUE! | #VALUE! |  |  |  |  | #VALUE! | #VALUE! | #VALUE! |  |  | #VALUE! | #VALUE! | #VALUE! | #VALUE! | #VALUE! | #VALUE! | #VALUE! | #VALUE! |  |  |  |  | #VALUE! | #VALUE! | #VALUE! |  |  | #VALUE! | #VALUE! | #VALUE! | #VALUE! | #VALUE! | #VALUE! | #VALUE! | #VALUE! |  |  |  |  | #VALUE! | #VALUE! | #VALUE! |  |  | #VALUE! | #VALUE! | #VALUE! | #VALUE! | #VALUE! | #VALUE! | #VALUE! | #VALUE! |  |  | #VALUE! | #VALUE! | #VALUE! | #VALUE! | #VALUE! |  |  | #VALUE! | #VALUE! | #VALUE! | #VALUE! | #VALUE! | #VALUE! | #VALUE! | #VALUE! |  |  | #VALUE! | #VALUE! | #VALUE! | #VALUE! | #VALUE! |  |  | #VALUE! | #VALUE! | #VALUE! | #VALUE! | #VALUE! | #VALUE! | #VALUE! | #VALUE! | 0 | #REF! | #VALUE! | #VALUE! | #VALUE! | #VALUE! | #VALUE! | #VALUE! | #VALUE! | 0
|  |  |  | 0 | 51 | 0 |  |  | 1 | 1.0842e-19 | 0 | 1.0669e-18 | 1.0669e-18 | 1.0669e-18 | 0 | 0 |  |  |  |  | #VALUE! | #VALUE! | #VALUE! |  |  | #VALUE! | #VALUE! | #VALUE! | #VALUE! | #VALUE! | #VALUE! | #VALUE! | #VALUE! |  |  |  |  | #VALUE! | #VALUE! | #VALUE! |  |  | #VALUE! | #VALUE! | #VALUE! | #VALUE! | #VALUE! | #VALUE! | #VALUE! | #VALUE! |  |  |  |  | #VALUE! | #VALUE! | #VALUE! |  |  | #VALUE! | #VALUE! | #VALUE! | #VALUE! | #VALUE! | #VALUE! | #VALUE! | #VALUE! |  |  |  |  | #VALUE! | #VALUE! | #VALUE! |  |  | #VALUE! | #VALUE! | #VALUE! | #VALUE! | #VALUE! | #VALUE! | #VALUE! | #VALUE! |  |  |  |  | #VALUE! | #VALUE! | #VALUE! |  |  | #VALUE! | #VALUE! | #VALUE! | #VALUE! | #VALUE! | #VALUE! | #VALUE! | #VALUE! |  |  | #VALUE! | #VALUE! | #VALUE! | #VALUE! | #VALUE! |  |  | #VALUE! | #VALUE! | #VALUE! | #VALUE! | #VALUE! | #VALUE! | #VALUE! | #VALUE! |  |  | #VALUE! | #VALUE! | #VALUE! | #VALUE! | #VALUE! |  |  | #VALUE! | #VALUE! | #VALUE! | #VALUE! | #VALUE! | #VALUE! | #VALUE! | #VALUE! | 0 | #REF! | #VALUE! | #VALUE! | #VALUE! | #VALUE! | #VALUE! | #VALUE! | #VALUE! | 0
|  |  |  | 0 | 51 | 0 |  |  | 1 | 1.0842e-19 | 0 | 1.0669e-18 | 1.0669e-18 | 1.0669e-18 | 0 | 0 |  |  |  |  | #VALUE! | #VALUE! | #VALUE! |  |  | #VALUE! | #VALUE! | #VALUE! | #VALUE! | #VALUE! | #VALUE! | #VALUE! | #VALUE! |  |  |  |  | #VALUE! | #VALUE! | #VALUE! |  |  | #VALUE! | #VALUE! | #VALUE! | #VALUE! | #VALUE! | #VALUE! | #VALUE! | #VALUE! |  |  |  |  | #VALUE! | #VALUE! | #VALUE! |  |  | #VALUE! | #VALUE! | #VALUE! | #VALUE! | #VALUE! | #VALUE! | #VALUE! | #VALUE! |  |  |  |  | #VALUE! | #VALUE! | #VALUE! |  |  | #VALUE! | #VALUE! | #VALUE! | #VALUE! | #VALUE! | #VALUE! | #VALUE! | #VALUE! |  |  |  |  | #VALUE! | #VALUE! | #VALUE! |  |  | #VALUE! | #VALUE! | #VALUE! | #VALUE! | #VALUE! | #VALUE! | #VALUE! | #VALUE! |  |  | #VALUE! | #VALUE! | #VALUE! | #VALUE! | #VALUE! |  |  | #VALUE! | #VALUE! | #VALUE! | #VALUE! | #VALUE! | #VALUE! | #VALUE! | #VALUE! |  |  | #VALUE! | #VALUE! | #VALUE! | #VALUE! | #VALUE! |  |  | #VALUE! | #VALUE! | #VALUE! | #VALUE! | #VALUE! | #VALUE! | #VALUE! | #VALUE! | 0 | #REF! | #VALUE! | #VALUE! | #VALUE! | #VALUE! | #VALUE! | #VALUE! | #VALUE! | 0
|  |  |  | 0 | 51 | 0 |  |  | 1 | 1.0842e-19 | 0 | 1.0669e-18 | 1.0669e-18 | 1.0669e-18 | 0 | 0 |  |  |  |  | #VALUE! | #VALUE! | #VALUE! |  |  | #VALUE! | #VALUE! | #VALUE! | #VALUE! | #VALUE! | #VALUE! | #VALUE! | #VALUE! |  |  |  |  | #VALUE! | #VALUE! | #VALUE! |  |  | #VALUE! | #VALUE! | #VALUE! | #VALUE! | #VALUE! | #VALUE! | #VALUE! | #VALUE! |  |  |  |  | #VALUE! | #VALUE! | #VALUE! |  |  | #VALUE! | #VALUE! | #VALUE! | #VALUE! | #VALUE! | #VALUE! | #VALUE! | #VALUE! |  |  |  |  | #VALUE! | #VALUE! | #VALUE! |  |  | #VALUE! | #VALUE! | #VALUE! | #VALUE! | #VALUE! | #VALUE! | #VALUE! | #VALUE! |  |  |  |  | #VALUE! | #VALUE! | #VALUE! |  |  | #VALUE! | #VALUE! | #VALUE! | #VALUE! | #VALUE! | #VALUE! | #VALUE! | #VALUE! |  |  | #VALUE! | #VALUE! | #VALUE! | #VALUE! | #VALUE! |  |  | #VALUE! | #VALUE! | #VALUE! | #VALUE! | #VALUE! | #VALUE! | #VALUE! | #VALUE! |  |  | #VALUE! | #VALUE! | #VALUE! | #VALUE! | #VALUE! |  |  | #VALUE! | #VALUE! | #VALUE! | #VALUE! | #VALUE! | #VALUE! | #VALUE! | #VALUE! | 0 | #REF! | #VALUE! | #VALUE! | #VALUE! | #VALUE! | #VALUE! | #VALUE! | #VALUE! | 0
|  |  |  | 0 | 51 | 0 |  |  | 1 | 1.0842e-19 | 0 | 1.0669e-18 | 1.0669e-18 | 1.0669e-18 | 0 | 0 |  |  |  |  | #VALUE! | #VALUE! | #VALUE! |  |  | #VALUE! | #VALUE! | #VALUE! | #VALUE! | #VALUE! | #VALUE! | #VALUE! | #VALUE! |  |  |  |  | #VALUE! | #VALUE! | #VALUE! |  |  | #VALUE! | #VALUE! | #VALUE! | #VALUE! | #VALUE! | #VALUE! | #VALUE! | #VALUE! |  |  |  |  | #VALUE! | #VALUE! | #VALUE! |  |  | #VALUE! | #VALUE! | #VALUE! | #VALUE! | #VALUE! | #VALUE! | #VALUE! | #VALUE! |  |  |  |  | #VALUE! | #VALUE! | #VALUE! |  |  | #VALUE! | #VALUE! | #VALUE! | #VALUE! | #VALUE! | #VALUE! | #VALUE! | #VALUE! |  |  |  |  | #VALUE! | #VALUE! | #VALUE! |  |  | #VALUE! | #VALUE! | #VALUE! | #VALUE! | #VALUE! | #VALUE! | #VALUE! | #VALUE! |  |  | #VALUE! | #VALUE! | #VALUE! | #VALUE! | #VALUE! |  |  | #VALUE! | #VALUE! | #VALUE! | #VALUE! | #VALUE! | #VALUE! | #VALUE! | #VALUE! |  |  | #VALUE! | #VALUE! | #VALUE! | #VALUE! | #VALUE! |  |  | #VALUE! | #VALUE! | #VALUE! | #VALUE! | #VALUE! | #VALUE! | #VALUE! | #VALUE! | 0 | #REF! | #VALUE! | #VALUE! | #VALUE! | #VALUE! | #VALUE! | #VALUE! | #VALUE! | 0
|  |  |  | 0 | 51 | 0 |  |  | 1 | 1.0842e-19 | 0 | 1.0669e-18 | 1.0669e-18 | 1.0669e-18 | 0 | 0 |  |  |  |  | #VALUE! | #VALUE! | #VALUE! |  |  | #VALUE! | #VALUE! | #VALUE! | #VALUE! | #VALUE! | #VALUE! | #VALUE! | #VALUE! |  |  |  |  | #VALUE! | #VALUE! | #VALUE! |  |  | #VALUE! | #VALUE! | #VALUE! | #VALUE! | #VALUE! | #VALUE! | #VALUE! | #VALUE! |  |  |  |  | #VALUE! | #VALUE! | #VALUE! |  |  | #VALUE! | #VALUE! | #VALUE! | #VALUE! | #VALUE! | #VALUE! | #VALUE! | #VALUE! |  |  |  |  | #VALUE! | #VALUE! | #VALUE! |  |  | #VALUE! | #VALUE! | #VALUE! | #VALUE! | #VALUE! | #VALUE! | #VALUE! | #VALUE! |  |  |  |  | #VALUE! | #VALUE! | #VALUE! |  |  | #VALUE! | #VALUE! | #VALUE! | #VALUE! | #VALUE! | #VALUE! | #VALUE! | #VALUE! |  |  | #VALUE! | #VALUE! | #VALUE! | #VALUE! | #VALUE! |  |  | #VALUE! | #VALUE! | #VALUE! | #VALUE! | #VALUE! | #VALUE! | #VALUE! | #VALUE! |  |  | #VALUE! | #VALUE! | #VALUE! | #VALUE! | #VALUE! |  |  | #VALUE! | #VALUE! | #VALUE! | #VALUE! | #VALUE! | #VALUE! | #VALUE! | #VALUE! | 0 | #REF! | #VALUE! | #VALUE! | #VALUE! | #VALUE! | #VALUE! | #VALUE! | #VALUE! | 0
|  |  |  | 0 | 51 | 0 |  |  | 1 | 1.0842e-19 | 0 | 1.0669e-18 | 1.0669e-18 | 1.0669e-18 | 0 | 0 |  |  |  |  | #VALUE! | #VALUE! | #VALUE! |  |  | #VALUE! | #VALUE! | #VALUE! | #VALUE! | #VALUE! | #VALUE! | #VALUE! | #VALUE! |  |  |  |  | #VALUE! | #VALUE! | #VALUE! |  |  | #VALUE! | #VALUE! | #VALUE! | #VALUE! | #VALUE! | #VALUE! | #VALUE! | #VALUE! |  |  |  |  | #VALUE! | #VALUE! | #VALUE! |  |  | #VALUE! | #VALUE! | #VALUE! | #VALUE! | #VALUE! | #VALUE! | #VALUE! | #VALUE! |  |  |  |  | #VALUE! | #VALUE! | #VALUE! |  |  | #VALUE! | #VALUE! | #VALUE! | #VALUE! | #VALUE! | #VALUE! | #VALUE! | #VALUE! |  |  |  |  | #VALUE! | #VALUE! | #VALUE! |  |  | #VALUE! | #VALUE! | #VALUE! | #VALUE! | #VALUE! | #VALUE! | #VALUE! | #VALUE! |  |  | #VALUE! | #VALUE! | #VALUE! | #VALUE! | #VALUE! |  |  | #VALUE! | #VALUE! | #VALUE! | #VALUE! | #VALUE! | #VALUE! | #VALUE! | #VALUE! |  |  | #VALUE! | #VALUE! | #VALUE! | #VALUE! | #VALUE! |  |  | #VALUE! | #VALUE! | #VALUE! | #VALUE! | #VALUE! | #VALUE! | #VALUE! | #VALUE! | 0 | #REF! | #VALUE! | #VALUE! | #VALUE! | #VALUE! | #VALUE! | #VALUE! | #VALUE! | 0
|  |  |  | 0 | 51 | 0 |  |  | 1 | 1.0842e-19 | 0 | 1.0669e-18 | 1.0669e-18 | 1.0669e-18 | 0 | 0 |  |  |  |  | #VALUE! | #VALUE! | #VALUE! |  |  | #VALUE! | #VALUE! | #VALUE! | #VALUE! | #VALUE! | #VALUE! | #VALUE! | #VALUE! |  |  |  |  | #VALUE! | #VALUE! | #VALUE! |  |  | #VALUE! | #VALUE! | #VALUE! | #VALUE! | #VALUE! | #VALUE! | #VALUE! | #VALUE! |  |  |  |  | #VALUE! | #VALUE! | #VALUE! |  |  | #VALUE! | #VALUE! | #VALUE! | #VALUE! | #VALUE! | #VALUE! | #VALUE! | #VALUE! |  |  |  |  | #VALUE! | #VALUE! | #VALUE! |  |  | #VALUE! | #VALUE! | #VALUE! | #VALUE! | #VALUE! | #VALUE! | #VALUE! | #VALUE! |  |  |  |  | #VALUE! | #VALUE! | #VALUE! |  |  | #VALUE! | #VALUE! | #VALUE! | #VALUE! | #VALUE! | #VALUE! | #VALUE! | #VALUE! |  |  | #VALUE! | #VALUE! | #VALUE! | #VALUE! | #VALUE! |  |  | #VALUE! | #VALUE! | #VALUE! | #VALUE! | #VALUE! | #VALUE! | #VALUE! | #VALUE! |  |  | #VALUE! | #VALUE! | #VALUE! | #VALUE! | #VALUE! |  |  | #VALUE! | #VALUE! | #VALUE! | #VALUE! | #VALUE! | #VALUE! | #VALUE! | #VALUE! | 0 | #REF! | #VALUE! | #VALUE! | #VALUE! | #VALUE! | #VALUE! | #VALUE! | #VALUE! | 0
|  |  |  | 0 | 51 | 0 |  |  | 1 | 1.0842e-19 | 0 | 1.0669e-18 | 1.0669e-18 | 1.0669e-18 | 0 | 0 |  |  |  |  | #VALUE! | #VALUE! | #VALUE! |  |  | #VALUE! | #VALUE! | #VALUE! | #VALUE! | #VALUE! | #VALUE! | #VALUE! | #VALUE! |  |  |  |  | #VALUE! | #VALUE! | #VALUE! |  |  | #VALUE! | #VALUE! | #VALUE! | #VALUE! | #VALUE! | #VALUE! | #VALUE! | #VALUE! |  |  |  |  | #VALUE! | #VALUE! | #VALUE! |  |  | #VALUE! | #VALUE! | #VALUE! | #VALUE! | #VALUE! | #VALUE! | #VALUE! | #VALUE! |  |  |  |  | #VALUE! | #VALUE! | #VALUE! |  |  | #VALUE! | #VALUE! | #VALUE! | #VALUE! | #VALUE! | #VALUE! | #VALUE! | #VALUE! |  |  |  |  | #VALUE! | #VALUE! | #VALUE! |  |  | #VALUE! | #VALUE! | #VALUE! | #VALUE! | #VALUE! | #VALUE! | #VALUE! | #VALUE! |  |  | #VALUE! | #VALUE! | #VALUE! | #VALUE! | #VALUE! |  |  | #VALUE! | #VALUE! | #VALUE! | #VALUE! | #VALUE! | #VALUE! | #VALUE! | #VALUE! |  |  | #VALUE! | #VALUE! | #VALUE! | #VALUE! | #VALUE! |  |  | #VALUE! | #VALUE! | #VALUE! | #VALUE! | #VALUE! | #VALUE! | #VALUE! | #VALUE! | 0 | #REF! | #VALUE! | #VALUE! | #VALUE! | #VALUE! | #VALUE! | #VALUE! | #VALUE! | 0
|  |  |  | 0 | 51 | 0 |  |  | 1 | 1.0842e-19 | 0 | 1.0669e-18 | 1.0669e-18 | 1.0669e-18 | 0 | 0 |  |  |  |  | #VALUE! | #VALUE! | #VALUE! |  |  | #VALUE! | #VALUE! | #VALUE! | #VALUE! | #VALUE! | #VALUE! | #VALUE! | #VALUE! |  |  |  |  | #VALUE! | #VALUE! | #VALUE! |  |  | #VALUE! | #VALUE! | #VALUE! | #VALUE! | #VALUE! | #VALUE! | #VALUE! | #VALUE! |  |  |  |  | #VALUE! | #VALUE! | #VALUE! |  |  | #VALUE! | #VALUE! | #VALUE! | #VALUE! | #VALUE! | #VALUE! | #VALUE! | #VALUE! |  |  |  |  | #VALUE! | #VALUE! | #VALUE! |  |  | #VALUE! | #VALUE! | #VALUE! | #VALUE! | #VALUE! | #VALUE! | #VALUE! | #VALUE! |  |  |  |  | #VALUE! | #VALUE! | #VALUE! |  |  | #VALUE! | #VALUE! | #VALUE! | #VALUE! | #VALUE! | #VALUE! | #VALUE! | #VALUE! |  |  | #VALUE! | #VALUE! | #VALUE! | #VALUE! | #VALUE! |  |  | #VALUE! | #VALUE! | #VALUE! | #VALUE! | #VALUE! | #VALUE! | #VALUE! | #VALUE! |  |  | #VALUE! | #VALUE! | #VALUE! | #VALUE! | #VALUE! |  |  | #VALUE! | #VALUE! | #VALUE! | #VALUE! | #VALUE! | #VALUE! | #VALUE! | #VALUE! | 0 | #REF! | #VALUE! | #VALUE! | #VALUE! | #VALUE! | #VALUE! | #VALUE! | #VALUE! | 0
|  |  |  | 0 | 51 | 0 |  |  | 1 | 1.0842e-19 | 0 | 1.0669e-18 | 1.0669e-18 | 1.0669e-18 | 0 | 0 |  |  |  |  | #VALUE! | #VALUE! | #VALUE! |  |  | #VALUE! | #VALUE! | #VALUE! | #VALUE! | #VALUE! | #VALUE! | #VALUE! | #VALUE! |  |  |  |  | #VALUE! | #VALUE! | #VALUE! |  |  | #VALUE! | #VALUE! | #VALUE! | #VALUE! | #VALUE! | #VALUE! | #VALUE! | #VALUE! |  |  |  |  | #VALUE! | #VALUE! | #VALUE! |  |  | #VALUE! | #VALUE! | #VALUE! | #VALUE! | #VALUE! | #VALUE! | #VALUE! | #VALUE! |  |  |  |  | #VALUE! | #VALUE! | #VALUE! |  |  | #VALUE! | #VALUE! | #VALUE! | #VALUE! | #VALUE! | #VALUE! | #VALUE! | #VALUE! |  |  |  |  | #VALUE! | #VALUE! | #VALUE! |  |  | #VALUE! | #VALUE! | #VALUE! | #VALUE! | #VALUE! | #VALUE! | #VALUE! | #VALUE! |  |  | #VALUE! | #VALUE! | #VALUE! | #VALUE! | #VALUE! |  |  | #VALUE! | #VALUE! | #VALUE! | #VALUE! | #VALUE! | #VALUE! | #VALUE! | #VALUE! |  |  | #VALUE! | #VALUE! | #VALUE! | #VALUE! | #VALUE! |  |  | #VALUE! | #VALUE! | #VALUE! | #VALUE! | #VALUE! | #VALUE! | #VALUE! | #VALUE! | 0 | #REF! | #VALUE! | #VALUE! | #VALUE! | #VALUE! | #VALUE! | #VALUE! | #VALUE! | 0
|  |  |  | 0 | 51 | 0 |  |  | 1 | 1.0842e-19 | 0 | 1.0669e-18 | 1.0669e-18 | 1.0669e-18 | 0 | 0 |  |  |  |  | #VALUE! | #VALUE! | #VALUE! |  |  | #VALUE! | #VALUE! | #VALUE! | #VALUE! | #VALUE! | #VALUE! | #VALUE! | #VALUE! |  |  |  |  | #VALUE! | #VALUE! | #VALUE! |  |  | #VALUE! | #VALUE! | #VALUE! | #VALUE! | #VALUE! | #VALUE! | #VALUE! | #VALUE! |  |  |  |  | #VALUE! | #VALUE! | #VALUE! |  |  | #VALUE! | #VALUE! | #VALUE! | #VALUE! | #VALUE! | #VALUE! | #VALUE! | #VALUE! |  |  |  |  | #VALUE! | #VALUE! | #VALUE! |  |  | #VALUE! | #VALUE! | #VALUE! | #VALUE! | #VALUE! | #VALUE! | #VALUE! | #VALUE! |  |  |  |  | #VALUE! | #VALUE! | #VALUE! |  |  | #VALUE! | #VALUE! | #VALUE! | #VALUE! | #VALUE! | #VALUE! | #VALUE! | #VALUE! |  |  | #VALUE! | #VALUE! | #VALUE! | #VALUE! | #VALUE! |  |  | #VALUE! | #VALUE! | #VALUE! | #VALUE! | #VALUE! | #VALUE! | #VALUE! | #VALUE! |  |  | #VALUE! | #VALUE! | #VALUE! | #VALUE! | #VALUE! |  |  | #VALUE! | #VALUE! | #VALUE! | #VALUE! | #VALUE! | #VALUE! | #VALUE! | #VALUE! | 0 | #REF! | #VALUE! | #VALUE! | #VALUE! | #VALUE! | #VALUE! | #VALUE! | #VALUE! | 0
|  |  |  | 0 | 51 | 0 |  |  | 1 | 1.0842e-19 | 0 | 1.0669e-18 | 1.0669e-18 | 1.0669e-18 | 0 | 0 |  |  |  |  | #VALUE! | #VALUE! | #VALUE! |  |  | #VALUE! | #VALUE! | #VALUE! | #VALUE! | #VALUE! | #VALUE! | #VALUE! | #VALUE! |  |  |  |  | #VALUE! | #VALUE! | #VALUE! |  |  | #VALUE! | #VALUE! | #VALUE! | #VALUE! | #VALUE! | #VALUE! | #VALUE! | #VALUE! |  |  |  |  | #VALUE! | #VALUE! | #VALUE! |  |  | #VALUE! | #VALUE! | #VALUE! | #VALUE! | #VALUE! | #VALUE! | #VALUE! | #VALUE! |  |  |  |  | #VALUE! | #VALUE! | #VALUE! |  |  | #VALUE! | #VALUE! | #VALUE! | #VALUE! | #VALUE! | #VALUE! | #VALUE! | #VALUE! |  |  |  |  | #VALUE! | #VALUE! | #VALUE! |  |  | #VALUE! | #VALUE! | #VALUE! | #VALUE! | #VALUE! | #VALUE! | #VALUE! | #VALUE! |  |  | #VALUE! | #VALUE! | #VALUE! | #VALUE! | #VALUE! |  |  | #VALUE! | #VALUE! | #VALUE! | #VALUE! | #VALUE! | #VALUE! | #VALUE! | #VALUE! |  |  | #VALUE! | #VALUE! | #VALUE! | #VALUE! | #VALUE! |  |  | #VALUE! | #VALUE! | #VALUE! | #VALUE! | #VALUE! | #VALUE! | #VALUE! | #VALUE! | 0 | #REF! | #VALUE! | #VALUE! | #VALUE! | #VALUE! | #VALUE! | #VALUE! | #VALUE! | 0
|  |  |  | 0 | 51 | 0 |  |  | 1 | 1.0842e-19 | 0 | 1.0669e-18 | 1.0669e-18 | 1.0669e-18 | 0 | 0 |  |  |  |  | #VALUE! | #VALUE! | #VALUE! |  |  | #VALUE! | #VALUE! | #VALUE! | #VALUE! | #VALUE! | #VALUE! | #VALUE! | #VALUE! |  |  |  |  | #VALUE! | #VALUE! | #VALUE! |  |  | #VALUE! | #VALUE! | #VALUE! | #VALUE! | #VALUE! | #VALUE! | #VALUE! | #VALUE! |  |  |  |  | #VALUE! | #VALUE! | #VALUE! |  |  | #VALUE! | #VALUE! | #VALUE! | #VALUE! | #VALUE! | #VALUE! | #VALUE! | #VALUE! |  |  |  |  | #VALUE! | #VALUE! | #VALUE! |  |  | #VALUE! | #VALUE! | #VALUE! | #VALUE! | #VALUE! | #VALUE! | #VALUE! | #VALUE! |  |  |  |  | #VALUE! | #VALUE! | #VALUE! |  |  | #VALUE! | #VALUE! | #VALUE! | #VALUE! | #VALUE! | #VALUE! | #VALUE! | #VALUE! |  |  | #VALUE! | #VALUE! | #VALUE! | #VALUE! | #VALUE! |  |  | #VALUE! | #VALUE! | #VALUE! | #VALUE! | #VALUE! | #VALUE! | #VALUE! | #VALUE! |  |  | #VALUE! | #VALUE! | #VALUE! | #VALUE! | #VALUE! |  |  | #VALUE! | #VALUE! | #VALUE! | #VALUE! | #VALUE! | #VALUE! | #VALUE! | #VALUE! | 0 | #REF! | #VALUE! | #VALUE! | #VALUE! | #VALUE! | #VALUE! | #VALUE! | #VALUE! | 0
|  |  |  | 0 | 51 | 0 |  |  | 1 | 1.0842e-19 | 0 | 1.0669e-18 | 1.0669e-18 | 1.0669e-18 | 0 | 0 |  |  |  |  | #VALUE! | #VALUE! | #VALUE! |  |  | #VALUE! | #VALUE! | #VALUE! | #VALUE! | #VALUE! | #VALUE! | #VALUE! | #VALUE! |  |  |  |  | #VALUE! | #VALUE! | #VALUE! |  |  | #VALUE! | #VALUE! | #VALUE! | #VALUE! | #VALUE! | #VALUE! | #VALUE! | #VALUE! |  |  |  |  | #VALUE! | #VALUE! | #VALUE! |  |  | #VALUE! | #VALUE! | #VALUE! | #VALUE! | #VALUE! | #VALUE! | #VALUE! | #VALUE! |  |  |  |  | #VALUE! | #VALUE! | #VALUE! |  |  | #VALUE! | #VALUE! | #VALUE! | #VALUE! | #VALUE! | #VALUE! | #VALUE! | #VALUE! |  |  |  |  | #VALUE! | #VALUE! | #VALUE! |  |  | #VALUE! | #VALUE! | #VALUE! | #VALUE! | #VALUE! | #VALUE! | #VALUE! | #VALUE! |  |  | #VALUE! | #VALUE! | #VALUE! | #VALUE! | #VALUE! |  |  | #VALUE! | #VALUE! | #VALUE! | #VALUE! | #VALUE! | #VALUE! | #VALUE! | #VALUE! |  |  | #VALUE! | #VALUE! | #VALUE! | #VALUE! | #VALUE! |  |  | #VALUE! | #VALUE! | #VALUE! | #VALUE! | #VALUE! | #VALUE! | #VALUE! | #VALUE! | 0 | #REF! | #VALUE! | #VALUE! | #VALUE! | #VALUE! | #VALUE! | #VALUE! | #VALUE! | 0
|  |  |  | 0 | 51 | 0 |  |  | 1 | 1.0842e-19 | 0 | 1.0669e-18 | 1.0669e-18 | 1.0669e-18 | 0 | 0 |  |  |  |  | #VALUE! | #VALUE! | #VALUE! |  |  | #VALUE! | #VALUE! | #VALUE! | #VALUE! | #VALUE! | #VALUE! | #VALUE! | #VALUE! |  |  |  |  | #VALUE! | #VALUE! | #VALUE! |  |  | #VALUE! | #VALUE! | #VALUE! | #VALUE! | #VALUE! | #VALUE! | #VALUE! | #VALUE! |  |  |  |  | #VALUE! | #VALUE! | #VALUE! |  |  | #VALUE! | #VALUE! | #VALUE! | #VALUE! | #VALUE! | #VALUE! | #VALUE! | #VALUE! |  |  |  |  | #VALUE! | #VALUE! | #VALUE! |  |  | #VALUE! | #VALUE! | #VALUE! | #VALUE! | #VALUE! | #VALUE! | #VALUE! | #VALUE! |  |  |  |  | #VALUE! | #VALUE! | #VALUE! |  |  | #VALUE! | #VALUE! | #VALUE! | #VALUE! | #VALUE! | #VALUE! | #VALUE! | #VALUE! |  |  | #VALUE! | #VALUE! | #VALUE! | #VALUE! | #VALUE! |  |  | #VALUE! | #VALUE! | #VALUE! | #VALUE! | #VALUE! | #VALUE! | #VALUE! | #VALUE! |  |  | #VALUE! | #VALUE! | #VALUE! | #VALUE! | #VALUE! |  |  | #VALUE! | #VALUE! | #VALUE! | #VALUE! | #VALUE! | #VALUE! | #VALUE! | #VALUE! | 0 | #REF! | #VALUE! | #VALUE! | #VALUE! | #VALUE! | #VALUE! | #VALUE! | #VALUE! | 0
|  |  |  | 0 | 51 | 0 |  |  | 1 | 1.0842e-19 | 0 | 1.0669e-18 | 1.0669e-18 | 1.0669e-18 | 0 | 0 |  |  |  |  | #VALUE! | #VALUE! | #VALUE! |  |  | #VALUE! | #VALUE! | #VALUE! | #VALUE! | #VALUE! | #VALUE! | #VALUE! | #VALUE! |  |  |  |  | #VALUE! | #VALUE! | #VALUE! |  |  | #VALUE! | #VALUE! | #VALUE! | #VALUE! | #VALUE! | #VALUE! | #VALUE! | #VALUE! |  |  |  |  | #VALUE! | #VALUE! | #VALUE! |  |  | #VALUE! | #VALUE! | #VALUE! | #VALUE! | #VALUE! | #VALUE! | #VALUE! | #VALUE! |  |  |  |  | #VALUE! | #VALUE! | #VALUE! |  |  | #VALUE! | #VALUE! | #VALUE! | #VALUE! | #VALUE! | #VALUE! | #VALUE! | #VALUE! |  |  |  |  | #VALUE! | #VALUE! | #VALUE! |  |  | #VALUE! | #VALUE! | #VALUE! | #VALUE! | #VALUE! | #VALUE! | #VALUE! | #VALUE! |  |  | #VALUE! | #VALUE! | #VALUE! | #VALUE! | #VALUE! |  |  | #VALUE! | #VALUE! | #VALUE! | #VALUE! | #VALUE! | #VALUE! | #VALUE! | #VALUE! |  |  | #VALUE! | #VALUE! | #VALUE! | #VALUE! | #VALUE! |  |  | #VALUE! | #VALUE! | #VALUE! | #VALUE! | #VALUE! | #VALUE! | #VALUE! | #VALUE! | 0 | #REF! | #VALUE! | #VALUE! | #VALUE! | #VALUE! | #VALUE! | #VALUE! | #VALUE! | 0
|  |  |  | 0 | 51 | 0 |  |  | 1 | 1.0842e-19 | 0 | 1.0669e-18 | 1.0669e-18 | 1.0669e-18 | 0 | 0 |  |  |  |  | #VALUE! | #VALUE! | #VALUE! |  |  | #VALUE! | #VALUE! | #VALUE! | #VALUE! | #VALUE! | #VALUE! | #VALUE! | #VALUE! |  |  |  |  | #VALUE! | #VALUE! | #VALUE! |  |  | #VALUE! | #VALUE! | #VALUE! | #VALUE! | #VALUE! | #VALUE! | #VALUE! | #VALUE! |  |  |  |  | #VALUE! | #VALUE! | #VALUE! |  |  | #VALUE! | #VALUE! | #VALUE! | #VALUE! | #VALUE! | #VALUE! | #VALUE! | #VALUE! |  |  |  |  | #VALUE! | #VALUE! | #VALUE! |  |  | #VALUE! | #VALUE! | #VALUE! | #VALUE! | #VALUE! | #VALUE! | #VALUE! | #VALUE! |  |  |  |  | #VALUE! | #VALUE! | #VALUE! |  |  | #VALUE! | #VALUE! | #VALUE! | #VALUE! | #VALUE! | #VALUE! | #VALUE! | #VALUE! |  |  | #VALUE! | #VALUE! | #VALUE! | #VALUE! | #VALUE! |  |  | #VALUE! | #VALUE! | #VALUE! | #VALUE! | #VALUE! | #VALUE! | #VALUE! | #VALUE! |  |  | #VALUE! | #VALUE! | #VALUE! | #VALUE! | #VALUE! |  |  | #VALUE! | #VALUE! | #VALUE! | #VALUE! | #VALUE! | #VALUE! | #VALUE! | #VALUE! | 0 | #REF! | #VALUE! | #VALUE! | #VALUE! | #VALUE! | #VALUE! | #VALUE! | #VALUE! | 0
|  |  |  | 0 | 51 | 0 |  |  | 1 | 1.0842e-19 | 0 | 1.0669e-18 | 1.0669e-18 | 1.0669e-18 | 0 | 0 |  |  |  |  | #VALUE! | #VALUE! | #VALUE! |  |  | #VALUE! | #VALUE! | #VALUE! | #VALUE! | #VALUE! | #VALUE! | #VALUE! | #VALUE! |  |  |  |  | #VALUE! | #VALUE! | #VALUE! |  |  | #VALUE! | #VALUE! | #VALUE! | #VALUE! | #VALUE! | #VALUE! | #VALUE! | #VALUE! |  |  |  |  | #VALUE! | #VALUE! | #VALUE! |  |  | #VALUE! | #VALUE! | #VALUE! | #VALUE! | #VALUE! | #VALUE! | #VALUE! | #VALUE! |  |  |  |  | #VALUE! | #VALUE! | #VALUE! |  |  | #VALUE! | #VALUE! | #VALUE! | #VALUE! | #VALUE! | #VALUE! | #VALUE! | #VALUE! |  |  |  |  | #VALUE! | #VALUE! | #VALUE! |  |  | #VALUE! | #VALUE! | #VALUE! | #VALUE! | #VALUE! | #VALUE! | #VALUE! | #VALUE! |  |  | #VALUE! | #VALUE! | #VALUE! | #VALUE! | #VALUE! |  |  | #VALUE! | #VALUE! | #VALUE! | #VALUE! | #VALUE! | #VALUE! | #VALUE! | #VALUE! |  |  | #VALUE! | #VALUE! | #VALUE! | #VALUE! | #VALUE! |  |  | #VALUE! | #VALUE! | #VALUE! | #VALUE! | #VALUE! | #VALUE! | #VALUE! | #VALUE! | 0 | #REF! | #VALUE! | #VALUE! | #VALUE! | #VALUE! | #VALUE! | #VALUE! | #VALUE! | 0
|  |  |  | 0 | 51 | 0 |  |  | 1 | 1.0842e-19 | 0 | 1.0669e-18 | 1.0669e-18 | 1.0669e-18 | 0 | 0 |  |  |  |  | #VALUE! | #VALUE! | #VALUE! |  |  | #VALUE! | #VALUE! | #VALUE! | #VALUE! | #VALUE! | #VALUE! | #VALUE! | #VALUE! |  |  |  |  | #VALUE! | #VALUE! | #VALUE! |  |  | #VALUE! | #VALUE! | #VALUE! | #VALUE! | #VALUE! | #VALUE! | #VALUE! | #VALUE! |  |  |  |  | #VALUE! | #VALUE! | #VALUE! |  |  | #VALUE! | #VALUE! | #VALUE! | #VALUE! | #VALUE! | #VALUE! | #VALUE! | #VALUE! |  |  |  |  | #VALUE! | #VALUE! | #VALUE! |  |  | #VALUE! | #VALUE! | #VALUE! | #VALUE! | #VALUE! | #VALUE! | #VALUE! | #VALUE! |  |  |  |  | #VALUE! | #VALUE! | #VALUE! |  |  | #VALUE! | #VALUE! | #VALUE! | #VALUE! | #VALUE! | #VALUE! | #VALUE! | #VALUE! |  |  | #VALUE! | #VALUE! | #VALUE! | #VALUE! | #VALUE! |  |  | #VALUE! | #VALUE! | #VALUE! | #VALUE! | #VALUE! | #VALUE! | #VALUE! | #VALUE! |  |  | #VALUE! | #VALUE! | #VALUE! | #VALUE! | #VALUE! |  |  | #VALUE! | #VALUE! | #VALUE! | #VALUE! | #VALUE! | #VALUE! | #VALUE! | #VALUE! | 0 | #REF! | #VALUE! | #VALUE! | #VALUE! | #VALUE! | #VALUE! | #VALUE! | #VALUE! | 0
|  |  |  | 0 | 51 | 0 |  |  | 1 | 1.0842e-19 | 0 | 1.0669e-18 | 1.0669e-18 | 1.0669e-18 | 0 | 0 |  |  |  |  | #VALUE! | #VALUE! | #VALUE! |  |  | #VALUE! | #VALUE! | #VALUE! | #VALUE! | #VALUE! | #VALUE! | #VALUE! | #VALUE! |  |  |  |  | #VALUE! | #VALUE! | #VALUE! |  |  | #VALUE! | #VALUE! | #VALUE! | #VALUE! | #VALUE! | #VALUE! | #VALUE! | #VALUE! |  |  |  |  | #VALUE! | #VALUE! | #VALUE! |  |  | #VALUE! | #VALUE! | #VALUE! | #VALUE! | #VALUE! | #VALUE! | #VALUE! | #VALUE! |  |  |  |  | #VALUE! | #VALUE! | #VALUE! |  |  | #VALUE! | #VALUE! | #VALUE! | #VALUE! | #VALUE! | #VALUE! | #VALUE! | #VALUE! |  |  |  |  | #VALUE! | #VALUE! | #VALUE! |  |  | #VALUE! | #VALUE! | #VALUE! | #VALUE! | #VALUE! | #VALUE! | #VALUE! | #VALUE! |  |  | #VALUE! | #VALUE! | #VALUE! | #VALUE! | #VALUE! |  |  | #VALUE! | #VALUE! | #VALUE! | #VALUE! | #VALUE! | #VALUE! | #VALUE! | #VALUE! |  |  | #VALUE! | #VALUE! | #VALUE! | #VALUE! | #VALUE! |  |  | #VALUE! | #VALUE! | #VALUE! | #VALUE! | #VALUE! | #VALUE! | #VALUE! | #VALUE! | 0 | #REF! | #VALUE! | #VALUE! | #VALUE! | #VALUE! | #VALUE! | #VALUE! | #VALUE! | 0
|  |  |  | 0 | 51 | 0 |  |  | 1 | 1.0842e-19 | 0 | 1.0669e-18 | 1.0669e-18 | 1.0669e-18 | 0 | 0 |  |  |  |  | #VALUE! | #VALUE! | #VALUE! |  |  | #VALUE! | #VALUE! | #VALUE! | #VALUE! | #VALUE! | #VALUE! | #VALUE! | #VALUE! |  |  |  |  | #VALUE! | #VALUE! | #VALUE! |  |  | #VALUE! | #VALUE! | #VALUE! | #VALUE! | #VALUE! | #VALUE! | #VALUE! | #VALUE! |  |  |  |  | #VALUE! | #VALUE! | #VALUE! |  |  | #VALUE! | #VALUE! | #VALUE! | #VALUE! | #VALUE! | #VALUE! | #VALUE! | #VALUE! |  |  |  |  | #VALUE! | #VALUE! | #VALUE! |  |  | #VALUE! | #VALUE! | #VALUE! | #VALUE! | #VALUE! | #VALUE! | #VALUE! | #VALUE! |  |  |  |  | #VALUE! | #VALUE! | #VALUE! |  |  | #VALUE! | #VALUE! | #VALUE! | #VALUE! | #VALUE! | #VALUE! | #VALUE! | #VALUE! |  |  | #VALUE! | #VALUE! | #VALUE! | #VALUE! | #VALUE! |  |  | #VALUE! | #VALUE! | #VALUE! | #VALUE! | #VALUE! | #VALUE! | #VALUE! | #VALUE! |  |  | #VALUE! | #VALUE! | #VALUE! | #VALUE! | #VALUE! |  |  | #VALUE! | #VALUE! | #VALUE! | #VALUE! | #VALUE! | #VALUE! | #VALUE! | #VALUE! | 0 | #REF! | #VALUE! | #VALUE! | #VALUE! | #VALUE! | #VALUE! | #VALUE! | #VALUE! | 0
|  |  |  | 0 | 51 | 0 |  |  | 1 | 1.0842e-19 | 0 | 1.0669e-18 | 1.0669e-18 | 1.0669e-18 | 0 | 0 |  |  |  |  | #VALUE! | #VALUE! | #VALUE! |  |  | #VALUE! | #VALUE! | #VALUE! | #VALUE! | #VALUE! | #VALUE! | #VALUE! | #VALUE! |  |  |  |  | #VALUE! | #VALUE! | #VALUE! |  |  | #VALUE! | #VALUE! | #VALUE! | #VALUE! | #VALUE! | #VALUE! | #VALUE! | #VALUE! |  |  |  |  | #VALUE! | #VALUE! | #VALUE! |  |  | #VALUE! | #VALUE! | #VALUE! | #VALUE! | #VALUE! | #VALUE! | #VALUE! | #VALUE! |  |  |  |  | #VALUE! | #VALUE! | #VALUE! |  |  | #VALUE! | #VALUE! | #VALUE! | #VALUE! | #VALUE! | #VALUE! | #VALUE! | #VALUE! |  |  |  |  | #VALUE! | #VALUE! | #VALUE! |  |  | #VALUE! | #VALUE! | #VALUE! | #VALUE! | #VALUE! | #VALUE! | #VALUE! | #VALUE! |  |  | #VALUE! | #VALUE! | #VALUE! | #VALUE! | #VALUE! |  |  | #VALUE! | #VALUE! | #VALUE! | #VALUE! | #VALUE! | #VALUE! | #VALUE! | #VALUE! |  |  | #VALUE! | #VALUE! | #VALUE! | #VALUE! | #VALUE! |  |  | #VALUE! | #VALUE! | #VALUE! | #VALUE! | #VALUE! | #VALUE! | #VALUE! | #VALUE! | 0 | #REF! | #VALUE! | #VALUE! | #VALUE! | #VALUE! | #VALUE! | #VALUE! | #VALUE! | 0
|  |  |  | 0 | 51 | 0 |  |  | 1 | 1.0842e-19 | 0 | 1.0669e-18 | 1.0669e-18 | 1.0669e-18 | 0 | 0 |  |  |  |  | #VALUE! | #VALUE! | #VALUE! |  |  | #VALUE! | #VALUE! | #VALUE! | #VALUE! | #VALUE! | #VALUE! | #VALUE! | #VALUE! |  |  |  |  | #VALUE! | #VALUE! | #VALUE! |  |  | #VALUE! | #VALUE! | #VALUE! | #VALUE! | #VALUE! | #VALUE! | #VALUE! | #VALUE! |  |  |  |  | #VALUE! | #VALUE! | #VALUE! |  |  | #VALUE! | #VALUE! | #VALUE! | #VALUE! | #VALUE! | #VALUE! | #VALUE! | #VALUE! |  |  |  |  | #VALUE! | #VALUE! | #VALUE! |  |  | #VALUE! | #VALUE! | #VALUE! | #VALUE! | #VALUE! | #VALUE! | #VALUE! | #VALUE! |  |  |  |  | #VALUE! | #VALUE! | #VALUE! |  |  | #VALUE! | #VALUE! | #VALUE! | #VALUE! | #VALUE! | #VALUE! | #VALUE! | #VALUE! |  |  | #VALUE! | #VALUE! | #VALUE! | #VALUE! | #VALUE! |  |  | #VALUE! | #VALUE! | #VALUE! | #VALUE! | #VALUE! | #VALUE! | #VALUE! | #VALUE! |  |  | #VALUE! | #VALUE! | #VALUE! | #VALUE! | #VALUE! |  |  | #VALUE! | #VALUE! | #VALUE! | #VALUE! | #VALUE! | #VALUE! | #VALUE! | #VALUE! | 0 | #REF! | #VALUE! | #VALUE! | #VALUE! | #VALUE! | #VALUE! | #VALUE! | #VALUE! | 0
|  |  |  | 0 | 51 | 0 |  |  | 1 | 1.0842e-19 | 0 | 1.0669e-18 | 1.0669e-18 | 1.0669e-18 | 0 | 0 |  |  |  |  | #VALUE! | #VALUE! | #VALUE! |  |  | #VALUE! | #VALUE! | #VALUE! | #VALUE! | #VALUE! | #VALUE! | #VALUE! | #VALUE! |  |  |  |  | #VALUE! | #VALUE! | #VALUE! |  |  | #VALUE! | #VALUE! | #VALUE! | #VALUE! | #VALUE! | #VALUE! | #VALUE! | #VALUE! |  |  |  |  | #VALUE! | #VALUE! | #VALUE! |  |  | #VALUE! | #VALUE! | #VALUE! | #VALUE! | #VALUE! | #VALUE! | #VALUE! | #VALUE! |  |  |  |  | #VALUE! | #VALUE! | #VALUE! |  |  | #VALUE! | #VALUE! | #VALUE! | #VALUE! | #VALUE! | #VALUE! | #VALUE! | #VALUE! |  |  |  |  | #VALUE! | #VALUE! | #VALUE! |  |  | #VALUE! | #VALUE! | #VALUE! | #VALUE! | #VALUE! | #VALUE! | #VALUE! | #VALUE! |  |  | #VALUE! | #VALUE! | #VALUE! | #VALUE! | #VALUE! |  |  | #VALUE! | #VALUE! | #VALUE! | #VALUE! | #VALUE! | #VALUE! | #VALUE! | #VALUE! |  |  | #VALUE! | #VALUE! | #VALUE! | #VALUE! | #VALUE! |  |  | #VALUE! | #VALUE! | #VALUE! | #VALUE! | #VALUE! | #VALUE! | #VALUE! | #VALUE! | 0 | #REF! | #VALUE! | #VALUE! | #VALUE! | #VALUE! | #VALUE! | #VALUE! | #VALUE! | 0
|  |  |  | 0 | 51 | 0 |  |  | 1 | 1.0842e-19 | 0 | 1.0669e-18 | 1.0669e-18 | 1.0669e-18 | 0 | 0 |  |  |  |  | #VALUE! | #VALUE! | #VALUE! |  |  | #VALUE! | #VALUE! | #VALUE! | #VALUE! | #VALUE! | #VALUE! | #VALUE! | #VALUE! |  |  |  |  | #VALUE! | #VALUE! | #VALUE! |  |  | #VALUE! | #VALUE! | #VALUE! | #VALUE! | #VALUE! | #VALUE! | #VALUE! | #VALUE! |  |  |  |  | #VALUE! | #VALUE! | #VALUE! |  |  | #VALUE! | #VALUE! | #VALUE! | #VALUE! | #VALUE! | #VALUE! | #VALUE! | #VALUE! |  |  |  |  | #VALUE! | #VALUE! | #VALUE! |  |  | #VALUE! | #VALUE! | #VALUE! | #VALUE! | #VALUE! | #VALUE! | #VALUE! | #VALUE! |  |  |  |  | #VALUE! | #VALUE! | #VALUE! |  |  | #VALUE! | #VALUE! | #VALUE! | #VALUE! | #VALUE! | #VALUE! | #VALUE! | #VALUE! |  |  | #VALUE! | #VALUE! | #VALUE! | #VALUE! | #VALUE! |  |  | #VALUE! | #VALUE! | #VALUE! | #VALUE! | #VALUE! | #VALUE! | #VALUE! | #VALUE! |  |  | #VALUE! | #VALUE! | #VALUE! | #VALUE! | #VALUE! |  |  | #VALUE! | #VALUE! | #VALUE! | #VALUE! | #VALUE! | #VALUE! | #VALUE! | #VALUE! | 0 | #REF! | #VALUE! | #VALUE! | #VALUE! | #VALUE! | #VALUE! | #VALUE! | #VALUE! | 0
|  |  |  | 0 | 51 | 0 |  |  | 1 | 1.0842e-19 | 0 | 1.0669e-18 | 1.0669e-18 | 1.0669e-18 | 0 | 0 |  |  |  |  | #VALUE! | #VALUE! | #VALUE! |  |  | #VALUE! | #VALUE! | #VALUE! | #VALUE! | #VALUE! | #VALUE! | #VALUE! | #VALUE! |  |  |  |  | #VALUE! | #VALUE! | #VALUE! |  |  | #VALUE! | #VALUE! | #VALUE! | #VALUE! | #VALUE! | #VALUE! | #VALUE! | #VALUE! |  |  |  |  | #VALUE! | #VALUE! | #VALUE! |  |  | #VALUE! | #VALUE! | #VALUE! | #VALUE! | #VALUE! | #VALUE! | #VALUE! | #VALUE! |  |  |  |  | #VALUE! | #VALUE! | #VALUE! |  |  | #VALUE! | #VALUE! | #VALUE! | #VALUE! | #VALUE! | #VALUE! | #VALUE! | #VALUE! |  |  |  |  | #VALUE! | #VALUE! | #VALUE! |  |  | #VALUE! | #VALUE! | #VALUE! | #VALUE! | #VALUE! | #VALUE! | #VALUE! | #VALUE! |  |  | #VALUE! | #VALUE! | #VALUE! | #VALUE! | #VALUE! |  |  | #VALUE! | #VALUE! | #VALUE! | #VALUE! | #VALUE! | #VALUE! | #VALUE! | #VALUE! |  |  | #VALUE! | #VALUE! | #VALUE! | #VALUE! | #VALUE! |  |  | #VALUE! | #VALUE! | #VALUE! | #VALUE! | #VALUE! | #VALUE! | #VALUE! | #VALUE! | 0 | #REF! | #VALUE! | #VALUE! | #VALUE! | #VALUE! | #VALUE! | #VALUE! | #VALUE! | 0
|  |  |  | 0 | 51 | 0 |  |  | 1 | 1.0842e-19 | 0 | 1.0669e-18 | 1.0669e-18 | 1.0669e-18 | 0 | 0 |  |  |  |  | #VALUE! | #VALUE! | #VALUE! |  |  | #VALUE! | #VALUE! | #VALUE! | #VALUE! | #VALUE! | #VALUE! | #VALUE! | #VALUE! |  |  |  |  | #VALUE! | #VALUE! | #VALUE! |  |  | #VALUE! | #VALUE! | #VALUE! | #VALUE! | #VALUE! | #VALUE! | #VALUE! | #VALUE! |  |  |  |  | #VALUE! | #VALUE! | #VALUE! |  |  | #VALUE! | #VALUE! | #VALUE! | #VALUE! | #VALUE! | #VALUE! | #VALUE! | #VALUE! |  |  |  |  | #VALUE! | #VALUE! | #VALUE! |  |  | #VALUE! | #VALUE! | #VALUE! | #VALUE! | #VALUE! | #VALUE! | #VALUE! | #VALUE! |  |  |  |  | #VALUE! | #VALUE! | #VALUE! |  |  | #VALUE! | #VALUE! | #VALUE! | #VALUE! | #VALUE! | #VALUE! | #VALUE! | #VALUE! |  |  | #VALUE! | #VALUE! | #VALUE! | #VALUE! | #VALUE! |  |  | #VALUE! | #VALUE! | #VALUE! | #VALUE! | #VALUE! | #VALUE! | #VALUE! | #VALUE! |  |  | #VALUE! | #VALUE! | #VALUE! | #VALUE! | #VALUE! |  |  | #VALUE! | #VALUE! | #VALUE! | #VALUE! | #VALUE! | #VALUE! | #VALUE! | #VALUE! | 0 | #REF! | #VALUE! | #VALUE! | #VALUE! | #VALUE! | #VALUE! | #VALUE! | #VALUE! | 0
|  |  |  | 0 | 51 | 0 |  |  | 1 | 1.0842e-19 | 0 | 1.0669e-18 | 1.0669e-18 | 1.0669e-18 | 0 | 0 |  |  |  |  | #VALUE! | #VALUE! | #VALUE! |  |  | #VALUE! | #VALUE! | #VALUE! | #VALUE! | #VALUE! | #VALUE! | #VALUE! | #VALUE! |  |  |  |  | #VALUE! | #VALUE! | #VALUE! |  |  | #VALUE! | #VALUE! | #VALUE! | #VALUE! | #VALUE! | #VALUE! | #VALUE! | #VALUE! |  |  |  |  | #VALUE! | #VALUE! | #VALUE! |  |  | #VALUE! | #VALUE! | #VALUE! | #VALUE! | #VALUE! | #VALUE! | #VALUE! | #VALUE! |  |  |  |  | #VALUE! | #VALUE! | #VALUE! |  |  | #VALUE! | #VALUE! | #VALUE! | #VALUE! | #VALUE! | #VALUE! | #VALUE! | #VALUE! |  |  |  |  | #VALUE! | #VALUE! | #VALUE! |  |  | #VALUE! | #VALUE! | #VALUE! | #VALUE! | #VALUE! | #VALUE! | #VALUE! | #VALUE! |  |  | #VALUE! | #VALUE! | #VALUE! | #VALUE! | #VALUE! |  |  | #VALUE! | #VALUE! | #VALUE! | #VALUE! | #VALUE! | #VALUE! | #VALUE! | #VALUE! |  |  | #VALUE! | #VALUE! | #VALUE! | #VALUE! | #VALUE! |  |  | #VALUE! | #VALUE! | #VALUE! | #VALUE! | #VALUE! | #VALUE! | #VALUE! | #VALUE! | 0 | #REF! | #VALUE! | #VALUE! | #VALUE! | #VALUE! | #VALUE! | #VALUE! | #VALUE! | 0
|  |  |  | 0 | 51 | 0 |  |  | 1 | 1.0842e-19 | 0 | 1.0669e-18 | 1.0669e-18 | 1.0669e-18 | 0 | 0 |  |  |  |  | #VALUE! | #VALUE! | #VALUE! |  |  | #VALUE! | #VALUE! | #VALUE! | #VALUE! | #VALUE! | #VALUE! | #VALUE! | #VALUE! |  |  |  |  | #VALUE! | #VALUE! | #VALUE! |  |  | #VALUE! | #VALUE! | #VALUE! | #VALUE! | #VALUE! | #VALUE! | #VALUE! | #VALUE! |  |  |  |  | #VALUE! | #VALUE! | #VALUE! |  |  | #VALUE! | #VALUE! | #VALUE! | #VALUE! | #VALUE! | #VALUE! | #VALUE! | #VALUE! |  |  |  |  | #VALUE! | #VALUE! | #VALUE! |  |  | #VALUE! | #VALUE! | #VALUE! | #VALUE! | #VALUE! | #VALUE! | #VALUE! | #VALUE! |  |  |  |  | #VALUE! | #VALUE! | #VALUE! |  |  | #VALUE! | #VALUE! | #VALUE! | #VALUE! | #VALUE! | #VALUE! | #VALUE! | #VALUE! |  |  | #VALUE! | #VALUE! | #VALUE! | #VALUE! | #VALUE! |  |  | #VALUE! | #VALUE! | #VALUE! | #VALUE! | #VALUE! | #VALUE! | #VALUE! | #VALUE! |  |  | #VALUE! | #VALUE! | #VALUE! | #VALUE! | #VALUE! |  |  | #VALUE! | #VALUE! | #VALUE! | #VALUE! | #VALUE! | #VALUE! | #VALUE! | #VALUE! | 0 | #REF! | #VALUE! | #VALUE! | #VALUE! | #VALUE! | #VALUE! | #VALUE! | #VALUE! | 0
|  |  |  | 0 | 51 | 0 |  |  | 1 | 1.0842e-19 | 0 | 1.0669e-18 | 1.0669e-18 | 1.0669e-18 | 0 | 0 |  |  |  |  | #VALUE! | #VALUE! | #VALUE! |  |  | #VALUE! | #VALUE! | #VALUE! | #VALUE! | #VALUE! | #VALUE! | #VALUE! | #VALUE! |  |  |  |  | #VALUE! | #VALUE! | #VALUE! |  |  | #VALUE! | #VALUE! | #VALUE! | #VALUE! | #VALUE! | #VALUE! | #VALUE! | #VALUE! |  |  |  |  | #VALUE! | #VALUE! | #VALUE! |  |  | #VALUE! | #VALUE! | #VALUE! | #VALUE! | #VALUE! | #VALUE! | #VALUE! | #VALUE! |  |  |  |  | #VALUE! | #VALUE! | #VALUE! |  |  | #VALUE! | #VALUE! | #VALUE! | #VALUE! | #VALUE! | #VALUE! | #VALUE! | #VALUE! |  |  |  |  | #VALUE! | #VALUE! | #VALUE! |  |  | #VALUE! | #VALUE! | #VALUE! | #VALUE! | #VALUE! | #VALUE! | #VALUE! | #VALUE! |  |  | #VALUE! | #VALUE! | #VALUE! | #VALUE! | #VALUE! |  |  | #VALUE! | #VALUE! | #VALUE! | #VALUE! | #VALUE! | #VALUE! | #VALUE! | #VALUE! |  |  | #VALUE! | #VALUE! | #VALUE! | #VALUE! | #VALUE! |  |  | #VALUE! | #VALUE! | #VALUE! | #VALUE! | #VALUE! | #VALUE! | #VALUE! | #VALUE! | 0 | #REF! | #VALUE! | #VALUE! | #VALUE! | #VALUE! | #VALUE! | #VALUE! | #VALUE! | 0
|  |  |  | 0 | 51 | 0 |  |  | 1 | 1.0842e-19 | 0 | 1.0669e-18 | 1.0669e-18 | 1.0669e-18 | 0 | 0 |  |  |  |  | #VALUE! | #VALUE! | #VALUE! |  |  | #VALUE! | #VALUE! | #VALUE! | #VALUE! | #VALUE! | #VALUE! | #VALUE! | #VALUE! |  |  |  |  | #VALUE! | #VALUE! | #VALUE! |  |  | #VALUE! | #VALUE! | #VALUE! | #VALUE! | #VALUE! | #VALUE! | #VALUE! | #VALUE! |  |  |  |  | #VALUE! | #VALUE! | #VALUE! |  |  | #VALUE! | #VALUE! | #VALUE! | #VALUE! | #VALUE! | #VALUE! | #VALUE! | #VALUE! |  |  |  |  | #VALUE! | #VALUE! | #VALUE! |  |  | #VALUE! | #VALUE! | #VALUE! | #VALUE! | #VALUE! | #VALUE! | #VALUE! | #VALUE! |  |  |  |  | #VALUE! | #VALUE! | #VALUE! |  |  | #VALUE! | #VALUE! | #VALUE! | #VALUE! | #VALUE! | #VALUE! | #VALUE! | #VALUE! |  |  | #VALUE! | #VALUE! | #VALUE! | #VALUE! | #VALUE! |  |  | #VALUE! | #VALUE! | #VALUE! | #VALUE! | #VALUE! | #VALUE! | #VALUE! | #VALUE! |  |  | #VALUE! | #VALUE! | #VALUE! | #VALUE! | #VALUE! |  |  | #VALUE! | #VALUE! | #VALUE! | #VALUE! | #VALUE! | #VALUE! | #VALUE! | #VALUE! | 0 | #REF! | #VALUE! | #VALUE! | #VALUE! | #VALUE! | #VALUE! | #VALUE! | #VALUE! | 0
|  |  |  | 0 | 51 | 0 |  |  | 1 | 1.0842e-19 | 0 | 1.0669e-18 | 1.0669e-18 | 1.0669e-18 | 0 | 0 |  |  |  |  | #VALUE! | #VALUE! | #VALUE! |  |  | #VALUE! | #VALUE! | #VALUE! | #VALUE! | #VALUE! | #VALUE! | #VALUE! | #VALUE! |  |  |  |  | #VALUE! | #VALUE! | #VALUE! |  |  | #VALUE! | #VALUE! | #VALUE! | #VALUE! | #VALUE! | #VALUE! | #VALUE! | #VALUE! |  |  |  |  | #VALUE! | #VALUE! | #VALUE! |  |  | #VALUE! | #VALUE! | #VALUE! | #VALUE! | #VALUE! | #VALUE! | #VALUE! | #VALUE! |  |  |  |  | #VALUE! | #VALUE! | #VALUE! |  |  | #VALUE! | #VALUE! | #VALUE! | #VALUE! | #VALUE! | #VALUE! | #VALUE! | #VALUE! |  |  |  |  | #VALUE! | #VALUE! | #VALUE! |  |  | #VALUE! | #VALUE! | #VALUE! | #VALUE! | #VALUE! | #VALUE! | #VALUE! | #VALUE! |  |  | #VALUE! | #VALUE! | #VALUE! | #VALUE! | #VALUE! |  |  | #VALUE! | #VALUE! | #VALUE! | #VALUE! | #VALUE! | #VALUE! | #VALUE! | #VALUE! |  |  | #VALUE! | #VALUE! | #VALUE! | #VALUE! | #VALUE! |  |  | #VALUE! | #VALUE! | #VALUE! | #VALUE! | #VALUE! | #VALUE! | #VALUE! | #VALUE! | 0 | #REF! | #VALUE! | #VALUE! | #VALUE! | #VALUE! | #VALUE! | #VALUE! | #VALUE! | 0
|  |  |  | 0 | 51 | 0 |  |  | 1 | 1.0842e-19 | 0 | 1.0669e-18 | 1.0669e-18 | 1.0669e-18 | 0 | 0 |  |  |  |  | #VALUE! | #VALUE! | #VALUE! |  |  | #VALUE! | #VALUE! | #VALUE! | #VALUE! | #VALUE! | #VALUE! | #VALUE! | #VALUE! |  |  |  |  | #VALUE! | #VALUE! | #VALUE! |  |  | #VALUE! | #VALUE! | #VALUE! | #VALUE! | #VALUE! | #VALUE! | #VALUE! | #VALUE! |  |  |  |  | #VALUE! | #VALUE! | #VALUE! |  |  | #VALUE! | #VALUE! | #VALUE! | #VALUE! | #VALUE! | #VALUE! | #VALUE! | #VALUE! |  |  |  |  | #VALUE! | #VALUE! | #VALUE! |  |  | #VALUE! | #VALUE! | #VALUE! | #VALUE! | #VALUE! | #VALUE! | #VALUE! | #VALUE! |  |  |  |  | #VALUE! | #VALUE! | #VALUE! |  |  | #VALUE! | #VALUE! | #VALUE! | #VALUE! | #VALUE! | #VALUE! | #VALUE! | #VALUE! |  |  | #VALUE! | #VALUE! | #VALUE! | #VALUE! | #VALUE! |  |  | #VALUE! | #VALUE! | #VALUE! | #VALUE! | #VALUE! | #VALUE! | #VALUE! | #VALUE! |  |  | #VALUE! | #VALUE! | #VALUE! | #VALUE! | #VALUE! |  |  | #VALUE! | #VALUE! | #VALUE! | #VALUE! | #VALUE! | #VALUE! | #VALUE! | #VALUE! | 0 | #REF! | #VALUE! | #VALUE! | #VALUE! | #VALUE! | #VALUE! | #VALUE! | #VALUE! | 0
|  |  |  | 0 | 51 | 0 |  |  | 1 | 1.0842e-19 | 0 | 1.0669e-18 | 1.0669e-18 | 1.0669e-18 | 0 | 0 |  |  |  |  | #VALUE! | #VALUE! | #VALUE! |  |  | #VALUE! | #VALUE! | #VALUE! | #VALUE! | #VALUE! | #VALUE! | #VALUE! | #VALUE! |  |  |  |  | #VALUE! | #VALUE! | #VALUE! |  |  | #VALUE! | #VALUE! | #VALUE! | #VALUE! | #VALUE! | #VALUE! | #VALUE! | #VALUE! |  |  |  |  | #VALUE! | #VALUE! | #VALUE! |  |  | #VALUE! | #VALUE! | #VALUE! | #VALUE! | #VALUE! | #VALUE! | #VALUE! | #VALUE! |  |  |  |  | #VALUE! | #VALUE! | #VALUE! |  |  | #VALUE! | #VALUE! | #VALUE! | #VALUE! | #VALUE! | #VALUE! | #VALUE! | #VALUE! |  |  |  |  | #VALUE! | #VALUE! | #VALUE! |  |  | #VALUE! | #VALUE! | #VALUE! | #VALUE! | #VALUE! | #VALUE! | #VALUE! | #VALUE! |  |  | #VALUE! | #VALUE! | #VALUE! | #VALUE! | #VALUE! |  |  | #VALUE! | #VALUE! | #VALUE! | #VALUE! | #VALUE! | #VALUE! | #VALUE! | #VALUE! |  |  | #VALUE! | #VALUE! | #VALUE! | #VALUE! | #VALUE! |  |  | #VALUE! | #VALUE! | #VALUE! | #VALUE! | #VALUE! | #VALUE! | #VALUE! | #VALUE! | 0 | #REF! | #VALUE! | #VALUE! | #VALUE! | #VALUE! | #VALUE! | #VALUE! | #VALUE! | 0
|  |  |  | 0 | 51 | 0 |  |  | 1 | 1.0842e-19 | 0 | 1.0669e-18 | 1.0669e-18 | 1.0669e-18 | 0 | 0 |  |  |  |  | #VALUE! | #VALUE! | #VALUE! |  |  | #VALUE! | #VALUE! | #VALUE! | #VALUE! | #VALUE! | #VALUE! | #VALUE! | #VALUE! |  |  |  |  | #VALUE! | #VALUE! | #VALUE! |  |  | #VALUE! | #VALUE! | #VALUE! | #VALUE! | #VALUE! | #VALUE! | #VALUE! | #VALUE! |  |  |  |  | #VALUE! | #VALUE! | #VALUE! |  |  | #VALUE! | #VALUE! | #VALUE! | #VALUE! | #VALUE! | #VALUE! | #VALUE! | #VALUE! |  |  |  |  | #VALUE! | #VALUE! | #VALUE! |  |  | #VALUE! | #VALUE! | #VALUE! | #VALUE! | #VALUE! | #VALUE! | #VALUE! | #VALUE! |  |  |  |  | #VALUE! | #VALUE! | #VALUE! |  |  | #VALUE! | #VALUE! | #VALUE! | #VALUE! | #VALUE! | #VALUE! | #VALUE! | #VALUE! |  |  | #VALUE! | #VALUE! | #VALUE! | #VALUE! | #VALUE! |  |  | #VALUE! | #VALUE! | #VALUE! | #VALUE! | #VALUE! | #VALUE! | #VALUE! | #VALUE! |  |  | #VALUE! | #VALUE! | #VALUE! | #VALUE! | #VALUE! |  |  | #VALUE! | #VALUE! | #VALUE! | #VALUE! | #VALUE! | #VALUE! | #VALUE! | #VALUE! | 0 | #REF! | #VALUE! | #VALUE! | #VALUE! | #VALUE! | #VALUE! | #VALUE! | #VALUE! | 0
|  |  |  | 0 | 51 | 0 |  |  | 1 | 1.0842e-19 | 0 | 1.0669e-18 | 1.0669e-18 | 1.0669e-18 | 0 | 0 |  |  |  |  | #VALUE! | #VALUE! | #VALUE! |  |  | #VALUE! | #VALUE! | #VALUE! | #VALUE! | #VALUE! | #VALUE! | #VALUE! | #VALUE! |  |  |  |  | #VALUE! | #VALUE! | #VALUE! |  |  | #VALUE! | #VALUE! | #VALUE! | #VALUE! | #VALUE! | #VALUE! | #VALUE! | #VALUE! |  |  |  |  | #VALUE! | #VALUE! | #VALUE! |  |  | #VALUE! | #VALUE! | #VALUE! | #VALUE! | #VALUE! | #VALUE! | #VALUE! | #VALUE! |  |  |  |  | #VALUE! | #VALUE! | #VALUE! |  |  | #VALUE! | #VALUE! | #VALUE! | #VALUE! | #VALUE! | #VALUE! | #VALUE! | #VALUE! |  |  |  |  | #VALUE! | #VALUE! | #VALUE! |  |  | #VALUE! | #VALUE! | #VALUE! | #VALUE! | #VALUE! | #VALUE! | #VALUE! | #VALUE! |  |  | #VALUE! | #VALUE! | #VALUE! | #VALUE! | #VALUE! |  |  | #VALUE! | #VALUE! | #VALUE! | #VALUE! | #VALUE! | #VALUE! | #VALUE! | #VALUE! |  |  | #VALUE! | #VALUE! | #VALUE! | #VALUE! | #VALUE! |  |  | #VALUE! | #VALUE! | #VALUE! | #VALUE! | #VALUE! | #VALUE! | #VALUE! | #VALUE! | 0 | #REF! | #VALUE! | #VALUE! | #VALUE! | #VALUE! | #VALUE! | #VALUE! | #VALUE! | 0
|  |  |  | 0 | 51 | 0 |  |  | 1 | 1.0842e-19 | 0 | 1.0669e-18 | 1.0669e-18 | 1.0669e-18 | 0 | 0 |  |  |  |  | #VALUE! | #VALUE! | #VALUE! |  |  | #VALUE! | #VALUE! | #VALUE! | #VALUE! | #VALUE! | #VALUE! | #VALUE! | #VALUE! |  |  |  |  | #VALUE! | #VALUE! | #VALUE! |  |  | #VALUE! | #VALUE! | #VALUE! | #VALUE! | #VALUE! | #VALUE! | #VALUE! | #VALUE! |  |  |  |  | #VALUE! | #VALUE! | #VALUE! |  |  | #VALUE! | #VALUE! | #VALUE! | #VALUE! | #VALUE! | #VALUE! | #VALUE! | #VALUE! |  |  |  |  | #VALUE! | #VALUE! | #VALUE! |  |  | #VALUE! | #VALUE! | #VALUE! | #VALUE! | #VALUE! | #VALUE! | #VALUE! | #VALUE! |  |  |  |  | #VALUE! | #VALUE! | #VALUE! |  |  | #VALUE! | #VALUE! | #VALUE! | #VALUE! | #VALUE! | #VALUE! | #VALUE! | #VALUE! |  |  | #VALUE! | #VALUE! | #VALUE! | #VALUE! | #VALUE! |  |  | #VALUE! | #VALUE! | #VALUE! | #VALUE! | #VALUE! | #VALUE! | #VALUE! | #VALUE! |  |  | #VALUE! | #VALUE! | #VALUE! | #VALUE! | #VALUE! |  |  | #VALUE! | #VALUE! | #VALUE! | #VALUE! | #VALUE! | #VALUE! | #VALUE! | #VALUE! | 0 | #REF! | #VALUE! | #VALUE! | #VALUE! | #VALUE! | #VALUE! | #VALUE! | #VALUE! | 0
|  |  |  | 0 | 51 | 0 |  |  | 1 | 1.0842e-19 | 0 | 1.0669e-18 | 1.0669e-18 | 1.0669e-18 | 0 | 0 |  |  |  |  | #VALUE! | #VALUE! | #VALUE! |  |  | #VALUE! | #VALUE! | #VALUE! | #VALUE! | #VALUE! | #VALUE! | #VALUE! | #VALUE! |  |  |  |  | #VALUE! | #VALUE! | #VALUE! |  |  | #VALUE! | #VALUE! | #VALUE! | #VALUE! | #VALUE! | #VALUE! | #VALUE! | #VALUE! |  |  |  |  | #VALUE! | #VALUE! | #VALUE! |  |  | #VALUE! | #VALUE! | #VALUE! | #VALUE! | #VALUE! | #VALUE! | #VALUE! | #VALUE! |  |  |  |  | #VALUE! | #VALUE! | #VALUE! |  |  | #VALUE! | #VALUE! | #VALUE! | #VALUE! | #VALUE! | #VALUE! | #VALUE! | #VALUE! |  |  |  |  | #VALUE! | #VALUE! | #VALUE! |  |  | #VALUE! | #VALUE! | #VALUE! | #VALUE! | #VALUE! | #VALUE! | #VALUE! | #VALUE! |  |  | #VALUE! | #VALUE! | #VALUE! | #VALUE! | #VALUE! |  |  | #VALUE! | #VALUE! | #VALUE! | #VALUE! | #VALUE! | #VALUE! | #VALUE! | #VALUE! |  |  | #VALUE! | #VALUE! | #VALUE! | #VALUE! | #VALUE! |  |  | #VALUE! | #VALUE! | #VALUE! | #VALUE! | #VALUE! | #VALUE! | #VALUE! | #VALUE! | 0 | #REF! | #VALUE! | #VALUE! | #VALUE! | #VALUE! | #VALUE! | #VALUE! | #VALUE! | 0
|  |  |  | 0 | 51 | 0 |  |  | 1 | 1.0842e-19 | 0 | 1.0669e-18 | 1.0669e-18 | 1.0669e-18 | 0 | 0 |  |  |  |  | #VALUE! | #VALUE! | #VALUE! |  |  | #VALUE! | #VALUE! | #VALUE! | #VALUE! | #VALUE! | #VALUE! | #VALUE! | #VALUE! |  |  |  |  | #VALUE! | #VALUE! | #VALUE! |  |  | #VALUE! | #VALUE! | #VALUE! | #VALUE! | #VALUE! | #VALUE! | #VALUE! | #VALUE! |  |  |  |  | #VALUE! | #VALUE! | #VALUE! |  |  | #VALUE! | #VALUE! | #VALUE! | #VALUE! | #VALUE! | #VALUE! | #VALUE! | #VALUE! |  |  |  |  | #VALUE! | #VALUE! | #VALUE! |  |  | #VALUE! | #VALUE! | #VALUE! | #VALUE! | #VALUE! | #VALUE! | #VALUE! | #VALUE! |  |  |  |  | #VALUE! | #VALUE! | #VALUE! |  |  | #VALUE! | #VALUE! | #VALUE! | #VALUE! | #VALUE! | #VALUE! | #VALUE! | #VALUE! |  |  | #VALUE! | #VALUE! | #VALUE! | #VALUE! | #VALUE! |  |  | #VALUE! | #VALUE! | #VALUE! | #VALUE! | #VALUE! | #VALUE! | #VALUE! | #VALUE! |  |  | #VALUE! | #VALUE! | #VALUE! | #VALUE! | #VALUE! |  |  | #VALUE! | #VALUE! | #VALUE! | #VALUE! | #VALUE! | #VALUE! | #VALUE! | #VALUE! | 0 | #REF! | #VALUE! | #VALUE! | #VALUE! | #VALUE! | #VALUE! | #VALUE! | #VALUE! | 0
|  |  |  | 0 | 51 | 0 |  |  | 1 | 1.0842e-19 | 0 | 1.0669e-18 | 1.0669e-18 | 1.0669e-18 | 0 | 0 |  |  |  |  | #VALUE! | #VALUE! | #VALUE! |  |  | #VALUE! | #VALUE! | #VALUE! | #VALUE! | #VALUE! | #VALUE! | #VALUE! | #VALUE! |  |  |  |  | #VALUE! | #VALUE! | #VALUE! |  |  | #VALUE! | #VALUE! | #VALUE! | #VALUE! | #VALUE! | #VALUE! | #VALUE! | #VALUE! |  |  |  |  | #VALUE! | #VALUE! | #VALUE! |  |  | #VALUE! | #VALUE! | #VALUE! | #VALUE! | #VALUE! | #VALUE! | #VALUE! | #VALUE! |  |  |  |  | #VALUE! | #VALUE! | #VALUE! |  |  | #VALUE! | #VALUE! | #VALUE! | #VALUE! | #VALUE! | #VALUE! | #VALUE! | #VALUE! |  |  |  |  | #VALUE! | #VALUE! | #VALUE! |  |  | #VALUE! | #VALUE! | #VALUE! | #VALUE! | #VALUE! | #VALUE! | #VALUE! | #VALUE! |  |  | #VALUE! | #VALUE! | #VALUE! | #VALUE! | #VALUE! |  |  | #VALUE! | #VALUE! | #VALUE! | #VALUE! | #VALUE! | #VALUE! | #VALUE! | #VALUE! |  |  | #VALUE! | #VALUE! | #VALUE! | #VALUE! | #VALUE! |  |  | #VALUE! | #VALUE! | #VALUE! | #VALUE! | #VALUE! | #VALUE! | #VALUE! | #VALUE! | 0 | #REF! | #VALUE! | #VALUE! | #VALUE! | #VALUE! | #VALUE! | #VALUE! | #VALUE! | 0
|  |  |  | 0 | 51 | 0 |  |  | 1 | 1.0842e-19 | 0 | 1.0669e-18 | 1.0669e-18 | 1.0669e-18 | 0 | 0 |  |  |  |  | #VALUE! | #VALUE! | #VALUE! |  |  | #VALUE! | #VALUE! | #VALUE! | #VALUE! | #VALUE! | #VALUE! | #VALUE! | #VALUE! |  |  |  |  | #VALUE! | #VALUE! | #VALUE! |  |  | #VALUE! | #VALUE! | #VALUE! | #VALUE! | #VALUE! | #VALUE! | #VALUE! | #VALUE! |  |  |  |  | #VALUE! | #VALUE! | #VALUE! |  |  | #VALUE! | #VALUE! | #VALUE! | #VALUE! | #VALUE! | #VALUE! | #VALUE! | #VALUE! |  |  |  |  | #VALUE! | #VALUE! | #VALUE! |  |  | #VALUE! | #VALUE! | #VALUE! | #VALUE! | #VALUE! | #VALUE! | #VALUE! | #VALUE! |  |  |  |  | #VALUE! | #VALUE! | #VALUE! |  |  | #VALUE! | #VALUE! | #VALUE! | #VALUE! | #VALUE! | #VALUE! | #VALUE! | #VALUE! |  |  | #VALUE! | #VALUE! | #VALUE! | #VALUE! | #VALUE! |  |  | #VALUE! | #VALUE! | #VALUE! | #VALUE! | #VALUE! | #VALUE! | #VALUE! | #VALUE! |  |  | #VALUE! | #VALUE! | #VALUE! | #VALUE! | #VALUE! |  |  | #VALUE! | #VALUE! | #VALUE! | #VALUE! | #VALUE! | #VALUE! | #VALUE! | #VALUE! | 0 | #REF! | #VALUE! | #VALUE! | #VALUE! | #VALUE! | #VALUE! | #VALUE! | #VALUE! | 0
|  |  |  | 0 | 51 | 0 |  |  | 1 | 1.0842e-19 | 0 | 1.0669e-18 | 1.0669e-18 | 1.0669e-18 | 0 | 0 |  |  |  |  | #VALUE! | #VALUE! | #VALUE! |  |  | #VALUE! | #VALUE! | #VALUE! | #VALUE! | #VALUE! | #VALUE! | #VALUE! | #VALUE! |  |  |  |  | #VALUE! | #VALUE! | #VALUE! |  |  | #VALUE! | #VALUE! | #VALUE! | #VALUE! | #VALUE! | #VALUE! | #VALUE! | #VALUE! |  |  |  |  | #VALUE! | #VALUE! | #VALUE! |  |  | #VALUE! | #VALUE! | #VALUE! | #VALUE! | #VALUE! | #VALUE! | #VALUE! | #VALUE! |  |  |  |  | #VALUE! | #VALUE! | #VALUE! |  |  | #VALUE! | #VALUE! | #VALUE! | #VALUE! | #VALUE! | #VALUE! | #VALUE! | #VALUE! |  |  |  |  | #VALUE! | #VALUE! | #VALUE! |  |  | #VALUE! | #VALUE! | #VALUE! | #VALUE! | #VALUE! | #VALUE! | #VALUE! | #VALUE! |  |  | #VALUE! | #VALUE! | #VALUE! | #VALUE! | #VALUE! |  |  | #VALUE! | #VALUE! | #VALUE! | #VALUE! | #VALUE! | #VALUE! | #VALUE! | #VALUE! |  |  | #VALUE! | #VALUE! | #VALUE! | #VALUE! | #VALUE! |  |  | #VALUE! | #VALUE! | #VALUE! | #VALUE! | #VALUE! | #VALUE! | #VALUE! | #VALUE! | 0 | #REF! | #VALUE! | #VALUE! | #VALUE! | #VALUE! | #VALUE! | #VALUE! | #VALUE! | 0
|  |  |  | 0 | 51 | 0 |  |  | 1 | 1.0842e-19 | 0 | 1.0669e-18 | 1.0669e-18 | 1.0669e-18 | 0 | 0 |  |  |  |  | #VALUE! | #VALUE! | #VALUE! |  |  | #VALUE! | #VALUE! | #VALUE! | #VALUE! | #VALUE! | #VALUE! | #VALUE! | #VALUE! |  |  |  |  | #VALUE! | #VALUE! | #VALUE! |  |  | #VALUE! | #VALUE! | #VALUE! | #VALUE! | #VALUE! | #VALUE! | #VALUE! | #VALUE! |  |  |  |  | #VALUE! | #VALUE! | #VALUE! |  |  | #VALUE! | #VALUE! | #VALUE! | #VALUE! | #VALUE! | #VALUE! | #VALUE! | #VALUE! |  |  |  |  | #VALUE! | #VALUE! | #VALUE! |  |  | #VALUE! | #VALUE! | #VALUE! | #VALUE! | #VALUE! | #VALUE! | #VALUE! | #VALUE! |  |  |  |  | #VALUE! | #VALUE! | #VALUE! |  |  | #VALUE! | #VALUE! | #VALUE! | #VALUE! | #VALUE! | #VALUE! | #VALUE! | #VALUE! |  |  | #VALUE! | #VALUE! | #VALUE! | #VALUE! | #VALUE! |  |  | #VALUE! | #VALUE! | #VALUE! | #VALUE! | #VALUE! | #VALUE! | #VALUE! | #VALUE! |  |  | #VALUE! | #VALUE! | #VALUE! | #VALUE! | #VALUE! |  |  | #VALUE! | #VALUE! | #VALUE! | #VALUE! | #VALUE! | #VALUE! | #VALUE! | #VALUE! | 0 | #REF! | #VALUE! | #VALUE! | #VALUE! | #VALUE! | #VALUE! | #VALUE! | #VALUE! | 0
|  |  |  | 0 | 51 | 0 |  |  | 1 | 1.0842e-19 | 0 | 1.0669e-18 | 1.0669e-18 | 1.0669e-18 | 0 | 0 |  |  |  |  | #VALUE! | #VALUE! | #VALUE! |  |  | #VALUE! | #VALUE! | #VALUE! | #VALUE! | #VALUE! | #VALUE! | #VALUE! | #VALUE! |  |  |  |  | #VALUE! | #VALUE! | #VALUE! |  |  | #VALUE! | #VALUE! | #VALUE! | #VALUE! | #VALUE! | #VALUE! | #VALUE! | #VALUE! |  |  |  |  | #VALUE! | #VALUE! | #VALUE! |  |  | #VALUE! | #VALUE! | #VALUE! | #VALUE! | #VALUE! | #VALUE! | #VALUE! | #VALUE! |  |  |  |  | #VALUE! | #VALUE! | #VALUE! |  |  | #VALUE! | #VALUE! | #VALUE! | #VALUE! | #VALUE! | #VALUE! | #VALUE! | #VALUE! |  |  |  |  | #VALUE! | #VALUE! | #VALUE! |  |  | #VALUE! | #VALUE! | #VALUE! | #VALUE! | #VALUE! | #VALUE! | #VALUE! | #VALUE! |  |  | #VALUE! | #VALUE! | #VALUE! | #VALUE! | #VALUE! |  |  | #VALUE! | #VALUE! | #VALUE! | #VALUE! | #VALUE! | #VALUE! | #VALUE! | #VALUE! |  |  | #VALUE! | #VALUE! | #VALUE! | #VALUE! | #VALUE! |  |  | #VALUE! | #VALUE! | #VALUE! | #VALUE! | #VALUE! | #VALUE! | #VALUE! | #VALUE! | 0 | #REF! | #VALUE! | #VALUE! | #VALUE! | #VALUE! | #VALUE! | #VALUE! | #VALUE! | 0
|  |  |  | 0 | 51 | 0 |  |  | 1 | 1.0842e-19 | 0 | 1.0669e-18 | 1.0669e-18 | 1.0669e-18 | 0 | 0 |  |  |  |  | #VALUE! | #VALUE! | #VALUE! |  |  | #VALUE! | #VALUE! | #VALUE! | #VALUE! | #VALUE! | #VALUE! | #VALUE! | #VALUE! |  |  |  |  | #VALUE! | #VALUE! | #VALUE! |  |  | #VALUE! | #VALUE! | #VALUE! | #VALUE! | #VALUE! | #VALUE! | #VALUE! | #VALUE! |  |  |  |  | #VALUE! | #VALUE! | #VALUE! |  |  | #VALUE! | #VALUE! | #VALUE! | #VALUE! | #VALUE! | #VALUE! | #VALUE! | #VALUE! |  |  |  |  | #VALUE! | #VALUE! | #VALUE! |  |  | #VALUE! | #VALUE! | #VALUE! | #VALUE! | #VALUE! | #VALUE! | #VALUE! | #VALUE! |  |  |  |  | #VALUE! | #VALUE! | #VALUE! |  |  | #VALUE! | #VALUE! | #VALUE! | #VALUE! | #VALUE! | #VALUE! | #VALUE! | #VALUE! |  |  | #VALUE! | #VALUE! | #VALUE! | #VALUE! | #VALUE! |  |  | #VALUE! | #VALUE! | #VALUE! | #VALUE! | #VALUE! | #VALUE! | #VALUE! | #VALUE! |  |  | #VALUE! | #VALUE! | #VALUE! | #VALUE! | #VALUE! |  |  | #VALUE! | #VALUE! | #VALUE! | #VALUE! | #VALUE! | #VALUE! | #VALUE! | #VALUE! | 0 | #REF! | #VALUE! | #VALUE! | #VALUE! | #VALUE! | #VALUE! | #VALUE! | #VALUE! | 0
|  |  |  | 0 | 51 | 0 |  |  | 1 | 1.0842e-19 | 0 | 1.0669e-18 | 1.0669e-18 | 1.0669e-18 | 0 | 0 |  |  |  |  | #VALUE! | #VALUE! | #VALUE! |  |  | #VALUE! | #VALUE! | #VALUE! | #VALUE! | #VALUE! | #VALUE! | #VALUE! | #VALUE! |  |  |  |  | #VALUE! | #VALUE! | #VALUE! |  |  | #VALUE! | #VALUE! | #VALUE! | #VALUE! | #VALUE! | #VALUE! | #VALUE! | #VALUE! |  |  |  |  | #VALUE! | #VALUE! | #VALUE! |  |  | #VALUE! | #VALUE! | #VALUE! | #VALUE! | #VALUE! | #VALUE! | #VALUE! | #VALUE! |  |  |  |  | #VALUE! | #VALUE! | #VALUE! |  |  | #VALUE! | #VALUE! | #VALUE! | #VALUE! | #VALUE! | #VALUE! | #VALUE! | #VALUE! |  |  |  |  | #VALUE! | #VALUE! | #VALUE! |  |  | #VALUE! | #VALUE! | #VALUE! | #VALUE! | #VALUE! | #VALUE! | #VALUE! | #VALUE! |  |  | #VALUE! | #VALUE! | #VALUE! | #VALUE! | #VALUE! |  |  | #VALUE! | #VALUE! | #VALUE! | #VALUE! | #VALUE! | #VALUE! | #VALUE! | #VALUE! |  |  | #VALUE! | #VALUE! | #VALUE! | #VALUE! | #VALUE! |  |  | #VALUE! | #VALUE! | #VALUE! | #VALUE! | #VALUE! | #VALUE! | #VALUE! | #VALUE! | 0 | #REF! | #VALUE! | #VALUE! | #VALUE! | #VALUE! | #VALUE! | #VALUE! | #VALUE! | 0
|  |  |  | 0 | 51 | 0 |  |  | 1 | 1.0842e-19 | 0 | 1.0669e-18 | 1.0669e-18 | 1.0669e-18 | 0 | 0 |  |  |  |  | #VALUE! | #VALUE! | #VALUE! |  |  | #VALUE! | #VALUE! | #VALUE! | #VALUE! | #VALUE! | #VALUE! | #VALUE! | #VALUE! |  |  |  |  | #VALUE! | #VALUE! | #VALUE! |  |  | #VALUE! | #VALUE! | #VALUE! | #VALUE! | #VALUE! | #VALUE! | #VALUE! | #VALUE! |  |  |  |  | #VALUE! | #VALUE! | #VALUE! |  |  | #VALUE! | #VALUE! | #VALUE! | #VALUE! | #VALUE! | #VALUE! | #VALUE! | #VALUE! |  |  |  |  | #VALUE! | #VALUE! | #VALUE! |  |  | #VALUE! | #VALUE! | #VALUE! | #VALUE! | #VALUE! | #VALUE! | #VALUE! | #VALUE! |  |  |  |  | #VALUE! | #VALUE! | #VALUE! |  |  | #VALUE! | #VALUE! | #VALUE! | #VALUE! | #VALUE! | #VALUE! | #VALUE! | #VALUE! |  |  | #VALUE! | #VALUE! | #VALUE! | #VALUE! | #VALUE! |  |  | #VALUE! | #VALUE! | #VALUE! | #VALUE! | #VALUE! | #VALUE! | #VALUE! | #VALUE! |  |  | #VALUE! | #VALUE! | #VALUE! | #VALUE! | #VALUE! |  |  | #VALUE! | #VALUE! | #VALUE! | #VALUE! | #VALUE! | #VALUE! | #VALUE! | #VALUE! | 0 | #REF! | #VALUE! | #VALUE! | #VALUE! | #VALUE! | #VALUE! | #VALUE! | #VALUE! | 0
|  |  |  | 0 | 51 | 0 |  |  | 1 | 1.0842e-19 | 0 | 1.0669e-18 | 1.0669e-18 | 1.0669e-18 | 0 | 0 |  |  |  |  | #VALUE! | #VALUE! | #VALUE! |  |  | #VALUE! | #VALUE! | #VALUE! | #VALUE! | #VALUE! | #VALUE! | #VALUE! | #VALUE! |  |  |  |  | #VALUE! | #VALUE! | #VALUE! |  |  | #VALUE! | #VALUE! | #VALUE! | #VALUE! | #VALUE! | #VALUE! | #VALUE! | #VALUE! |  |  |  |  | #VALUE! | #VALUE! | #VALUE! |  |  | #VALUE! | #VALUE! | #VALUE! | #VALUE! | #VALUE! | #VALUE! | #VALUE! | #VALUE! |  |  |  |  | #VALUE! | #VALUE! | #VALUE! |  |  | #VALUE! | #VALUE! | #VALUE! | #VALUE! | #VALUE! | #VALUE! | #VALUE! | #VALUE! |  |  |  |  | #VALUE! | #VALUE! | #VALUE! |  |  | #VALUE! | #VALUE! | #VALUE! | #VALUE! | #VALUE! | #VALUE! | #VALUE! | #VALUE! |  |  | #VALUE! | #VALUE! | #VALUE! | #VALUE! | #VALUE! |  |  | #VALUE! | #VALUE! | #VALUE! | #VALUE! | #VALUE! | #VALUE! | #VALUE! | #VALUE! |  |  | #VALUE! | #VALUE! | #VALUE! | #VALUE! | #VALUE! |  |  | #VALUE! | #VALUE! | #VALUE! | #VALUE! | #VALUE! | #VALUE! | #VALUE! | #VALUE! | 0 | #REF! | #VALUE! | #VALUE! | #VALUE! | #VALUE! | #VALUE! | #VALUE! | #VALUE! | 0
|  |  |  | 0 | 51 | 0 |  |  | 1 | 1.0842e-19 | 0 | 1.0669e-18 | 1.0669e-18 | 1.0669e-18 | 0 | 0 |  |  |  |  | #VALUE! | #VALUE! | #VALUE! |  |  | #VALUE! | #VALUE! | #VALUE! | #VALUE! | #VALUE! | #VALUE! | #VALUE! | #VALUE! |  |  |  |  | #VALUE! | #VALUE! | #VALUE! |  |  | #VALUE! | #VALUE! | #VALUE! | #VALUE! | #VALUE! | #VALUE! | #VALUE! | #VALUE! |  |  |  |  | #VALUE! | #VALUE! | #VALUE! |  |  | #VALUE! | #VALUE! | #VALUE! | #VALUE! | #VALUE! | #VALUE! | #VALUE! | #VALUE! |  |  |  |  | #VALUE! | #VALUE! | #VALUE! |  |  | #VALUE! | #VALUE! | #VALUE! | #VALUE! | #VALUE! | #VALUE! | #VALUE! | #VALUE! |  |  |  |  | #VALUE! | #VALUE! | #VALUE! |  |  | #VALUE! | #VALUE! | #VALUE! | #VALUE! | #VALUE! | #VALUE! | #VALUE! | #VALUE! |  |  | #VALUE! | #VALUE! | #VALUE! | #VALUE! | #VALUE! |  |  | #VALUE! | #VALUE! | #VALUE! | #VALUE! | #VALUE! | #VALUE! | #VALUE! | #VALUE! |  |  | #VALUE! | #VALUE! | #VALUE! | #VALUE! | #VALUE! |  |  | #VALUE! | #VALUE! | #VALUE! | #VALUE! | #VALUE! | #VALUE! | #VALUE! | #VALUE! | 0 | #REF! | #VALUE! | #VALUE! | #VALUE! | #VALUE! | #VALUE! | #VALUE! | #VALUE! | 0
|  |  |  | 0 | 51 | 0 |  |  | 1 | 1.0842e-19 | 0 | 1.0669e-18 | 1.0669e-18 | 1.0669e-18 | 0 | 0 |  |  |  |  | #VALUE! | #VALUE! | #VALUE! |  |  | #VALUE! | #VALUE! | #VALUE! | #VALUE! | #VALUE! | #VALUE! | #VALUE! | #VALUE! |  |  |  |  | #VALUE! | #VALUE! | #VALUE! |  |  | #VALUE! | #VALUE! | #VALUE! | #VALUE! | #VALUE! | #VALUE! | #VALUE! | #VALUE! |  |  |  |  | #VALUE! | #VALUE! | #VALUE! |  |  | #VALUE! | #VALUE! | #VALUE! | #VALUE! | #VALUE! | #VALUE! | #VALUE! | #VALUE! |  |  |  |  | #VALUE! | #VALUE! | #VALUE! |  |  | #VALUE! | #VALUE! | #VALUE! | #VALUE! | #VALUE! | #VALUE! | #VALUE! | #VALUE! |  |  |  |  | #VALUE! | #VALUE! | #VALUE! |  |  | #VALUE! | #VALUE! | #VALUE! | #VALUE! | #VALUE! | #VALUE! | #VALUE! | #VALUE! |  |  | #VALUE! | #VALUE! | #VALUE! | #VALUE! | #VALUE! |  |  | #VALUE! | #VALUE! | #VALUE! | #VALUE! | #VALUE! | #VALUE! | #VALUE! | #VALUE! |  |  | #VALUE! | #VALUE! | #VALUE! | #VALUE! | #VALUE! |  |  | #VALUE! | #VALUE! | #VALUE! | #VALUE! | #VALUE! | #VALUE! | #VALUE! | #VALUE! | 0 | #REF! | #VALUE! | #VALUE! | #VALUE! | #VALUE! | #VALUE! | #VALUE! | #VALUE! | 0
|  |  |  | 0 | 51 | 0 |  |  | 1 | 1.0842e-19 | 0 | 1.0669e-18 | 1.0669e-18 | 1.0669e-18 | 0 | 0 |  |  |  |  | #VALUE! | #VALUE! | #VALUE! |  |  | #VALUE! | #VALUE! | #VALUE! | #VALUE! | #VALUE! | #VALUE! | #VALUE! | #VALUE! |  |  |  |  | #VALUE! | #VALUE! | #VALUE! |  |  | #VALUE! | #VALUE! | #VALUE! | #VALUE! | #VALUE! | #VALUE! | #VALUE! | #VALUE! |  |  |  |  | #VALUE! | #VALUE! | #VALUE! |  |  | #VALUE! | #VALUE! | #VALUE! | #VALUE! | #VALUE! | #VALUE! | #VALUE! | #VALUE! |  |  |  |  | #VALUE! | #VALUE! | #VALUE! |  |  | #VALUE! | #VALUE! | #VALUE! | #VALUE! | #VALUE! | #VALUE! | #VALUE! | #VALUE! |  |  |  |  | #VALUE! | #VALUE! | #VALUE! |  |  | #VALUE! | #VALUE! | #VALUE! | #VALUE! | #VALUE! | #VALUE! | #VALUE! | #VALUE! |  |  | #VALUE! | #VALUE! | #VALUE! | #VALUE! | #VALUE! |  |  | #VALUE! | #VALUE! | #VALUE! | #VALUE! | #VALUE! | #VALUE! | #VALUE! | #VALUE! |  |  | #VALUE! | #VALUE! | #VALUE! | #VALUE! | #VALUE! |  |  | #VALUE! | #VALUE! | #VALUE! | #VALUE! | #VALUE! | #VALUE! | #VALUE! | #VALUE! | 0 | #REF! | #VALUE! | #VALUE! | #VALUE! | #VALUE! | #VALUE! | #VALUE! | #VALUE! | 0
|  |  |  | 0 | 51 | 0 |  |  | 1 | 1.0842e-19 | 0 | 1.0669e-18 | 1.0669e-18 | 1.0669e-18 | 0 | 0 |  |  |  |  | #VALUE! | #VALUE! | #VALUE! |  |  | #VALUE! | #VALUE! | #VALUE! | #VALUE! | #VALUE! | #VALUE! | #VALUE! | #VALUE! |  |  |  |  | #VALUE! | #VALUE! | #VALUE! |  |  | #VALUE! | #VALUE! | #VALUE! | #VALUE! | #VALUE! | #VALUE! | #VALUE! | #VALUE! |  |  |  |  | #VALUE! | #VALUE! | #VALUE! |  |  | #VALUE! | #VALUE! | #VALUE! | #VALUE! | #VALUE! | #VALUE! | #VALUE! | #VALUE! |  |  |  |  | #VALUE! | #VALUE! | #VALUE! |  |  | #VALUE! | #VALUE! | #VALUE! | #VALUE! | #VALUE! | #VALUE! | #VALUE! | #VALUE! |  |  |  |  | #VALUE! | #VALUE! | #VALUE! |  |  | #VALUE! | #VALUE! | #VALUE! | #VALUE! | #VALUE! | #VALUE! | #VALUE! | #VALUE! |  |  | #VALUE! | #VALUE! | #VALUE! | #VALUE! | #VALUE! |  |  | #VALUE! | #VALUE! | #VALUE! | #VALUE! | #VALUE! | #VALUE! | #VALUE! | #VALUE! |  |  | #VALUE! | #VALUE! | #VALUE! | #VALUE! | #VALUE! |  |  | #VALUE! | #VALUE! | #VALUE! | #VALUE! | #VALUE! | #VALUE! | #VALUE! | #VALUE! | 0 | #REF! | #VALUE! | #VALUE! | #VALUE! | #VALUE! | #VALUE! | #VALUE! | #VALUE! | 0
|  |  |  | 0 | 51 | 0 |  |  | 1 | 1.0842e-19 | 0 | 1.0669e-18 | 1.0669e-18 | 1.0669e-18 | 0 | 0 |  |  |  |  | #VALUE! | #VALUE! | #VALUE! |  |  | #VALUE! | #VALUE! | #VALUE! | #VALUE! | #VALUE! | #VALUE! | #VALUE! | #VALUE! |  |  |  |  | #VALUE! | #VALUE! | #VALUE! |  |  | #VALUE! | #VALUE! | #VALUE! | #VALUE! | #VALUE! | #VALUE! | #VALUE! | #VALUE! |  |  |  |  | #VALUE! | #VALUE! | #VALUE! |  |  | #VALUE! | #VALUE! | #VALUE! | #VALUE! | #VALUE! | #VALUE! | #VALUE! | #VALUE! |  |  |  |  | #VALUE! | #VALUE! | #VALUE! |  |  | #VALUE! | #VALUE! | #VALUE! | #VALUE! | #VALUE! | #VALUE! | #VALUE! | #VALUE! |  |  |  |  | #VALUE! | #VALUE! | #VALUE! |  |  | #VALUE! | #VALUE! | #VALUE! | #VALUE! | #VALUE! | #VALUE! | #VALUE! | #VALUE! |  |  | #VALUE! | #VALUE! | #VALUE! | #VALUE! | #VALUE! |  |  | #VALUE! | #VALUE! | #VALUE! | #VALUE! | #VALUE! | #VALUE! | #VALUE! | #VALUE! |  |  | #VALUE! | #VALUE! | #VALUE! | #VALUE! | #VALUE! |  |  | #VALUE! | #VALUE! | #VALUE! | #VALUE! | #VALUE! | #VALUE! | #VALUE! | #VALUE! | 0 | #REF! | #VALUE! | #VALUE! | #VALUE! | #VALUE! | #VALUE! | #VALUE! | #VALUE! | 0
|  |  |  | 0 | 51 | 0 |  |  | 1 | 1.0842e-19 | 0 | 1.0669e-18 | 1.0669e-18 | 1.0669e-18 | 0 | 0 |  |  |  |  | #VALUE! | #VALUE! | #VALUE! |  |  | #VALUE! | #VALUE! | #VALUE! | #VALUE! | #VALUE! | #VALUE! | #VALUE! | #VALUE! |  |  |  |  | #VALUE! | #VALUE! | #VALUE! |  |  | #VALUE! | #VALUE! | #VALUE! | #VALUE! | #VALUE! | #VALUE! | #VALUE! | #VALUE! |  |  |  |  | #VALUE! | #VALUE! | #VALUE! |  |  | #VALUE! | #VALUE! | #VALUE! | #VALUE! | #VALUE! | #VALUE! | #VALUE! | #VALUE! |  |  |  |  | #VALUE! | #VALUE! | #VALUE! |  |  | #VALUE! | #VALUE! | #VALUE! | #VALUE! | #VALUE! | #VALUE! | #VALUE! | #VALUE! |  |  |  |  | #VALUE! | #VALUE! | #VALUE! |  |  | #VALUE! | #VALUE! | #VALUE! | #VALUE! | #VALUE! | #VALUE! | #VALUE! | #VALUE! |  |  | #VALUE! | #VALUE! | #VALUE! | #VALUE! | #VALUE! |  |  | #VALUE! | #VALUE! | #VALUE! | #VALUE! | #VALUE! | #VALUE! | #VALUE! | #VALUE! |  |  | #VALUE! | #VALUE! | #VALUE! | #VALUE! | #VALUE! |  |  | #VALUE! | #VALUE! | #VALUE! | #VALUE! | #VALUE! | #VALUE! | #VALUE! | #VALUE! | 0 | #REF! | #VALUE! | #VALUE! | #VALUE! | #VALUE! | #VALUE! | #VALUE! | #VALUE! | 0
|  |  |  | 0 | 51 | 0 |  |  | 1 | 1.0842e-19 | 0 | 1.0669e-18 | 1.0669e-18 | 1.0669e-18 | 0 | 0 |  |  |  |  | #VALUE! | #VALUE! | #VALUE! |  |  | #VALUE! | #VALUE! | #VALUE! | #VALUE! | #VALUE! | #VALUE! | #VALUE! | #VALUE! |  |  |  |  | #VALUE! | #VALUE! | #VALUE! |  |  | #VALUE! | #VALUE! | #VALUE! | #VALUE! | #VALUE! | #VALUE! | #VALUE! | #VALUE! |  |  |  |  | #VALUE! | #VALUE! | #VALUE! |  |  | #VALUE! | #VALUE! | #VALUE! | #VALUE! | #VALUE! | #VALUE! | #VALUE! | #VALUE! |  |  |  |  | #VALUE! | #VALUE! | #VALUE! |  |  | #VALUE! | #VALUE! | #VALUE! | #VALUE! | #VALUE! | #VALUE! | #VALUE! | #VALUE! |  |  |  |  | #VALUE! | #VALUE! | #VALUE! |  |  | #VALUE! | #VALUE! | #VALUE! | #VALUE! | #VALUE! | #VALUE! | #VALUE! | #VALUE! |  |  | #VALUE! | #VALUE! | #VALUE! | #VALUE! | #VALUE! |  |  | #VALUE! | #VALUE! | #VALUE! | #VALUE! | #VALUE! | #VALUE! | #VALUE! | #VALUE! |  |  | #VALUE! | #VALUE! | #VALUE! | #VALUE! | #VALUE! |  |  | #VALUE! | #VALUE! | #VALUE! | #VALUE! | #VALUE! | #VALUE! | #VALUE! | #VALUE! | 0 | #REF! | #VALUE! | #VALUE! | #VALUE! | #VALUE! | #VALUE! | #VALUE! | #VALUE! | 0
|  |  |  | 0 | 51 | 0 |  |  | 1 | 1.0842e-19 | 0 | 1.0669e-18 | 1.0669e-18 | 1.0669e-18 | 0 | 0 |  |  |  |  | #VALUE! | #VALUE! | #VALUE! |  |  | #VALUE! | #VALUE! | #VALUE! | #VALUE! | #VALUE! | #VALUE! | #VALUE! | #VALUE! |  |  |  |  | #VALUE! | #VALUE! | #VALUE! |  |  | #VALUE! | #VALUE! | #VALUE! | #VALUE! | #VALUE! | #VALUE! | #VALUE! | #VALUE! |  |  |  |  | #VALUE! | #VALUE! | #VALUE! |  |  | #VALUE! | #VALUE! | #VALUE! | #VALUE! | #VALUE! | #VALUE! | #VALUE! | #VALUE! |  |  |  |  | #VALUE! | #VALUE! | #VALUE! |  |  | #VALUE! | #VALUE! | #VALUE! | #VALUE! | #VALUE! | #VALUE! | #VALUE! | #VALUE! |  |  |  |  | #VALUE! | #VALUE! | #VALUE! |  |  | #VALUE! | #VALUE! | #VALUE! | #VALUE! | #VALUE! | #VALUE! | #VALUE! | #VALUE! |  |  | #VALUE! | #VALUE! | #VALUE! | #VALUE! | #VALUE! |  |  | #VALUE! | #VALUE! | #VALUE! | #VALUE! | #VALUE! | #VALUE! | #VALUE! | #VALUE! |  |  | #VALUE! | #VALUE! | #VALUE! | #VALUE! | #VALUE! |  |  | #VALUE! | #VALUE! | #VALUE! | #VALUE! | #VALUE! | #VALUE! | #VALUE! | #VALUE! | 0 | #REF! | #VALUE! | #VALUE! | #VALUE! | #VALUE! | #VALUE! | #VALUE! | #VALUE! | 0
|  |  |  | 0 | 51 | 0 |  |  | 1 | 1.0842e-19 | 0 | 1.0669e-18 | 1.0669e-18 | 1.0669e-18 | 0 | 0 |  |  |  |  | #VALUE! | #VALUE! | #VALUE! |  |  | #VALUE! | #VALUE! | #VALUE! | #VALUE! | #VALUE! | #VALUE! | #VALUE! | #VALUE! |  |  |  |  | #VALUE! | #VALUE! | #VALUE! |  |  | #VALUE! | #VALUE! | #VALUE! | #VALUE! | #VALUE! | #VALUE! | #VALUE! | #VALUE! |  |  |  |  | #VALUE! | #VALUE! | #VALUE! |  |  | #VALUE! | #VALUE! | #VALUE! | #VALUE! | #VALUE! | #VALUE! | #VALUE! | #VALUE! |  |  |  |  | #VALUE! | #VALUE! | #VALUE! |  |  | #VALUE! | #VALUE! | #VALUE! | #VALUE! | #VALUE! | #VALUE! | #VALUE! | #VALUE! |  |  |  |  | #VALUE! | #VALUE! | #VALUE! |  |  | #VALUE! | #VALUE! | #VALUE! | #VALUE! | #VALUE! | #VALUE! | #VALUE! | #VALUE! |  |  | #VALUE! | #VALUE! | #VALUE! | #VALUE! | #VALUE! |  |  | #VALUE! | #VALUE! | #VALUE! | #VALUE! | #VALUE! | #VALUE! | #VALUE! | #VALUE! |  |  | #VALUE! | #VALUE! | #VALUE! | #VALUE! | #VALUE! |  |  | #VALUE! | #VALUE! | #VALUE! | #VALUE! | #VALUE! | #VALUE! | #VALUE! | #VALUE! | 0 | #REF! | #VALUE! | #VALUE! | #VALUE! | #VALUE! | #VALUE! | #VALUE! | #VALUE! | 0
|  |  |  | 0 | 51 | 0 |  |  | 1 | 1.0842e-19 | 0 | 1.0669e-18 | 1.0669e-18 | 1.0669e-18 | 0 | 0 |  |  |  |  | #VALUE! | #VALUE! | #VALUE! |  |  | #VALUE! | #VALUE! | #VALUE! | #VALUE! | #VALUE! | #VALUE! | #VALUE! | #VALUE! |  |  |  |  | #VALUE! | #VALUE! | #VALUE! |  |  | #VALUE! | #VALUE! | #VALUE! | #VALUE! | #VALUE! | #VALUE! | #VALUE! | #VALUE! |  |  |  |  | #VALUE! | #VALUE! | #VALUE! |  |  | #VALUE! | #VALUE! | #VALUE! | #VALUE! | #VALUE! | #VALUE! | #VALUE! | #VALUE! |  |  |  |  | #VALUE! | #VALUE! | #VALUE! |  |  | #VALUE! | #VALUE! | #VALUE! | #VALUE! | #VALUE! | #VALUE! | #VALUE! | #VALUE! |  |  |  |  | #VALUE! | #VALUE! | #VALUE! |  |  | #VALUE! | #VALUE! | #VALUE! | #VALUE! | #VALUE! | #VALUE! | #VALUE! | #VALUE! |  |  | #VALUE! | #VALUE! | #VALUE! | #VALUE! | #VALUE! |  |  | #VALUE! | #VALUE! | #VALUE! | #VALUE! | #VALUE! | #VALUE! | #VALUE! | #VALUE! |  |  | #VALUE! | #VALUE! | #VALUE! | #VALUE! | #VALUE! |  |  | #VALUE! | #VALUE! | #VALUE! | #VALUE! | #VALUE! | #VALUE! | #VALUE! | #VALUE! | 0 | #REF! | #VALUE! | #VALUE! | #VALUE! | #VALUE! | #VALUE! | #VALUE! | #VALUE! | 0
|  |  |  | 0 | 51 | 0 |  |  | 1 | 1.0842e-19 | 0 | 1.0669e-18 | 1.0669e-18 | 1.0669e-18 | 0 | 0 |  |  |  |  | #VALUE! | #VALUE! | #VALUE! |  |  | #VALUE! | #VALUE! | #VALUE! | #VALUE! | #VALUE! | #VALUE! | #VALUE! | #VALUE! |  |  |  |  | #VALUE! | #VALUE! | #VALUE! |  |  | #VALUE! | #VALUE! | #VALUE! | #VALUE! | #VALUE! | #VALUE! | #VALUE! | #VALUE! |  |  |  |  | #VALUE! | #VALUE! | #VALUE! |  |  | #VALUE! | #VALUE! | #VALUE! | #VALUE! | #VALUE! | #VALUE! | #VALUE! | #VALUE! |  |  |  |  | #VALUE! | #VALUE! | #VALUE! |  |  | #VALUE! | #VALUE! | #VALUE! | #VALUE! | #VALUE! | #VALUE! | #VALUE! | #VALUE! |  |  |  |  | #VALUE! | #VALUE! | #VALUE! |  |  | #VALUE! | #VALUE! | #VALUE! | #VALUE! | #VALUE! | #VALUE! | #VALUE! | #VALUE! |  |  | #VALUE! | #VALUE! | #VALUE! | #VALUE! | #VALUE! |  |  | #VALUE! | #VALUE! | #VALUE! | #VALUE! | #VALUE! | #VALUE! | #VALUE! | #VALUE! |  |  | #VALUE! | #VALUE! | #VALUE! | #VALUE! | #VALUE! |  |  | #VALUE! | #VALUE! | #VALUE! | #VALUE! | #VALUE! | #VALUE! | #VALUE! | #VALUE! | 0 | #REF! | #VALUE! | #VALUE! | #VALUE! | #VALUE! | #VALUE! | #VALUE! | #VALUE! | 0
|  |  |  | 0 | 51 | 0 |  |  | 1 | 1.0842e-19 | 0 | 1.0669e-18 | 1.0669e-18 | 1.0669e-18 | 0 | 0 |  |  |  |  | #VALUE! | #VALUE! | #VALUE! |  |  | #VALUE! | #VALUE! | #VALUE! | #VALUE! | #VALUE! | #VALUE! | #VALUE! | #VALUE! |  |  |  |  | #VALUE! | #VALUE! | #VALUE! |  |  | #VALUE! | #VALUE! | #VALUE! | #VALUE! | #VALUE! | #VALUE! | #VALUE! | #VALUE! |  |  |  |  | #VALUE! | #VALUE! | #VALUE! |  |  | #VALUE! | #VALUE! | #VALUE! | #VALUE! | #VALUE! | #VALUE! | #VALUE! | #VALUE! |  |  |  |  | #VALUE! | #VALUE! | #VALUE! |  |  | #VALUE! | #VALUE! | #VALUE! | #VALUE! | #VALUE! | #VALUE! | #VALUE! | #VALUE! |  |  |  |  | #VALUE! | #VALUE! | #VALUE! |  |  | #VALUE! | #VALUE! | #VALUE! | #VALUE! | #VALUE! | #VALUE! | #VALUE! | #VALUE! |  |  | #VALUE! | #VALUE! | #VALUE! | #VALUE! | #VALUE! |  |  | #VALUE! | #VALUE! | #VALUE! | #VALUE! | #VALUE! | #VALUE! | #VALUE! | #VALUE! |  |  | #VALUE! | #VALUE! | #VALUE! | #VALUE! | #VALUE! |  |  | #VALUE! | #VALUE! | #VALUE! | #VALUE! | #VALUE! | #VALUE! | #VALUE! | #VALUE! | 0 | #REF! | #VALUE! | #VALUE! | #VALUE! | #VALUE! | #VALUE! | #VALUE! | #VALUE! | 0
|  |  |  | 0 | 51 | 0 |  |  | 1 | 1.0842e-19 | 0 | 1.0669e-18 | 1.0669e-18 | 1.0669e-18 | 0 | 0 |  |  |  |  | #VALUE! | #VALUE! | #VALUE! |  |  | #VALUE! | #VALUE! | #VALUE! | #VALUE! | #VALUE! | #VALUE! | #VALUE! | #VALUE! |  |  |  |  | #VALUE! | #VALUE! | #VALUE! |  |  | #VALUE! | #VALUE! | #VALUE! | #VALUE! | #VALUE! | #VALUE! | #VALUE! | #VALUE! |  |  |  |  | #VALUE! | #VALUE! | #VALUE! |  |  | #VALUE! | #VALUE! | #VALUE! | #VALUE! | #VALUE! | #VALUE! | #VALUE! | #VALUE! |  |  |  |  | #VALUE! | #VALUE! | #VALUE! |  |  | #VALUE! | #VALUE! | #VALUE! | #VALUE! | #VALUE! | #VALUE! | #VALUE! | #VALUE! |  |  |  |  | #VALUE! | #VALUE! | #VALUE! |  |  | #VALUE! | #VALUE! | #VALUE! | #VALUE! | #VALUE! | #VALUE! | #VALUE! | #VALUE! |  |  | #VALUE! | #VALUE! | #VALUE! | #VALUE! | #VALUE! |  |  | #VALUE! | #VALUE! | #VALUE! | #VALUE! | #VALUE! | #VALUE! | #VALUE! | #VALUE! |  |  | #VALUE! | #VALUE! | #VALUE! | #VALUE! | #VALUE! |  |  | #VALUE! | #VALUE! | #VALUE! | #VALUE! | #VALUE! | #VALUE! | #VALUE! | #VALUE! | 0 | #REF! | #VALUE! | #VALUE! | #VALUE! | #VALUE! | #VALUE! | #VALUE! | #VALUE! | 0
|  |  |  | 0 | 51 | 0 |  |  | 1 | 1.0842e-19 | 0 | 1.0669e-18 | 1.0669e-18 | 1.0669e-18 | 0 | 0 |  |  |  |  | #VALUE! | #VALUE! | #VALUE! |  |  | #VALUE! | #VALUE! | #VALUE! | #VALUE! | #VALUE! | #VALUE! | #VALUE! | #VALUE! |  |  |  |  | #VALUE! | #VALUE! | #VALUE! |  |  | #VALUE! | #VALUE! | #VALUE! | #VALUE! | #VALUE! | #VALUE! | #VALUE! | #VALUE! |  |  |  |  | #VALUE! | #VALUE! | #VALUE! |  |  | #VALUE! | #VALUE! | #VALUE! | #VALUE! | #VALUE! | #VALUE! | #VALUE! | #VALUE! |  |  |  |  | #VALUE! | #VALUE! | #VALUE! |  |  | #VALUE! | #VALUE! | #VALUE! | #VALUE! | #VALUE! | #VALUE! | #VALUE! | #VALUE! |  |  |  |  | #VALUE! | #VALUE! | #VALUE! |  |  | #VALUE! | #VALUE! | #VALUE! | #VALUE! | #VALUE! | #VALUE! | #VALUE! | #VALUE! |  |  | #VALUE! | #VALUE! | #VALUE! | #VALUE! | #VALUE! |  |  | #VALUE! | #VALUE! | #VALUE! | #VALUE! | #VALUE! | #VALUE! | #VALUE! | #VALUE! |  |  | #VALUE! | #VALUE! | #VALUE! | #VALUE! | #VALUE! |  |  | #VALUE! | #VALUE! | #VALUE! | #VALUE! | #VALUE! | #VALUE! | #VALUE! | #VALUE! | 0 | #REF! | #VALUE! | #VALUE! | #VALUE! | #VALUE! | #VALUE! | #VALUE! | #VALUE! | 0
|  |  |  | 0 | 51 | 0 |  |  | 1 | 1.0842e-19 | 0 | 1.0669e-18 | 1.0669e-18 | 1.0669e-18 | 0 | 0 |  |  |  |  | #VALUE! | #VALUE! | #VALUE! |  |  | #VALUE! | #VALUE! | #VALUE! | #VALUE! | #VALUE! | #VALUE! | #VALUE! | #VALUE! |  |  |  |  | #VALUE! | #VALUE! | #VALUE! |  |  | #VALUE! | #VALUE! | #VALUE! | #VALUE! | #VALUE! | #VALUE! | #VALUE! | #VALUE! |  |  |  |  | #VALUE! | #VALUE! | #VALUE! |  |  | #VALUE! | #VALUE! | #VALUE! | #VALUE! | #VALUE! | #VALUE! | #VALUE! | #VALUE! |  |  |  |  | #VALUE! | #VALUE! | #VALUE! |  |  | #VALUE! | #VALUE! | #VALUE! | #VALUE! | #VALUE! | #VALUE! | #VALUE! | #VALUE! |  |  |  |  | #VALUE! | #VALUE! | #VALUE! |  |  | #VALUE! | #VALUE! | #VALUE! | #VALUE! | #VALUE! | #VALUE! | #VALUE! | #VALUE! |  |  | #VALUE! | #VALUE! | #VALUE! | #VALUE! | #VALUE! |  |  | #VALUE! | #VALUE! | #VALUE! | #VALUE! | #VALUE! | #VALUE! | #VALUE! | #VALUE! |  |  | #VALUE! | #VALUE! | #VALUE! | #VALUE! | #VALUE! |  |  | #VALUE! | #VALUE! | #VALUE! | #VALUE! | #VALUE! | #VALUE! | #VALUE! | #VALUE! | 0 | #REF! | #VALUE! | #VALUE! | #VALUE! | #VALUE! | #VALUE! | #VALUE! | #VALUE! | 0
|  |  |  | 0 | 51 | 0 |  |  | 1 | 1.0842e-19 | 0 | 1.0669e-18 | 1.0669e-18 | 1.0669e-18 | 0 | 0 |  |  |  |  | #VALUE! | #VALUE! | #VALUE! |  |  | #VALUE! | #VALUE! | #VALUE! | #VALUE! | #VALUE! | #VALUE! | #VALUE! | #VALUE! |  |  |  |  | #VALUE! | #VALUE! | #VALUE! |  |  | #VALUE! | #VALUE! | #VALUE! | #VALUE! | #VALUE! | #VALUE! | #VALUE! | #VALUE! |  |  |  |  | #VALUE! | #VALUE! | #VALUE! |  |  | #VALUE! | #VALUE! | #VALUE! | #VALUE! | #VALUE! | #VALUE! | #VALUE! | #VALUE! |  |  |  |  | #VALUE! | #VALUE! | #VALUE! |  |  | #VALUE! | #VALUE! | #VALUE! | #VALUE! | #VALUE! | #VALUE! | #VALUE! | #VALUE! |  |  |  |  | #VALUE! | #VALUE! | #VALUE! |  |  | #VALUE! | #VALUE! | #VALUE! | #VALUE! | #VALUE! | #VALUE! | #VALUE! | #VALUE! |  |  | #VALUE! | #VALUE! | #VALUE! | #VALUE! | #VALUE! |  |  | #VALUE! | #VALUE! | #VALUE! | #VALUE! | #VALUE! | #VALUE! | #VALUE! | #VALUE! |  |  | #VALUE! | #VALUE! | #VALUE! | #VALUE! | #VALUE! |  |  | #VALUE! | #VALUE! | #VALUE! | #VALUE! | #VALUE! | #VALUE! | #VALUE! | #VALUE! | 0 | #REF! | #VALUE! | #VALUE! | #VALUE! | #VALUE! | #VALUE! | #VALUE! | #VALUE! | 0
|  |  |  | 0 | 51 | 0 |  |  | 1 | 1.0842e-19 | 0 | 1.0669e-18 | 1.0669e-18 | 1.0669e-18 | 0 | 0 |  |  |  |  | #VALUE! | #VALUE! | #VALUE! |  |  | #VALUE! | #VALUE! | #VALUE! | #VALUE! | #VALUE! | #VALUE! | #VALUE! | #VALUE! |  |  |  |  | #VALUE! | #VALUE! | #VALUE! |  |  | #VALUE! | #VALUE! | #VALUE! | #VALUE! | #VALUE! | #VALUE! | #VALUE! | #VALUE! |  |  |  |  | #VALUE! | #VALUE! | #VALUE! |  |  | #VALUE! | #VALUE! | #VALUE! | #VALUE! | #VALUE! | #VALUE! | #VALUE! | #VALUE! |  |  |  |  | #VALUE! | #VALUE! | #VALUE! |  |  | #VALUE! | #VALUE! | #VALUE! | #VALUE! | #VALUE! | #VALUE! | #VALUE! | #VALUE! |  |  |  |  | #VALUE! | #VALUE! | #VALUE! |  |  | #VALUE! | #VALUE! | #VALUE! | #VALUE! | #VALUE! | #VALUE! | #VALUE! | #VALUE! |  |  | #VALUE! | #VALUE! | #VALUE! | #VALUE! | #VALUE! |  |  | #VALUE! | #VALUE! | #VALUE! | #VALUE! | #VALUE! | #VALUE! | #VALUE! | #VALUE! |  |  | #VALUE! | #VALUE! | #VALUE! | #VALUE! | #VALUE! |  |  | #VALUE! | #VALUE! | #VALUE! | #VALUE! | #VALUE! | #VALUE! | #VALUE! | #VALUE! | 0 | #REF! | #VALUE! | #VALUE! | #VALUE! | #VALUE! | #VALUE! | #VALUE! | #VALUE! | 0
|  |  |  | 0 | 51 | 0 |  |  | 1 | 1.0842e-19 | 0 | 1.0669e-18 | 1.0669e-18 | 1.0669e-18 | 0 | 0 |  |  |  |  | #VALUE! | #VALUE! | #VALUE! |  |  | #VALUE! | #VALUE! | #VALUE! | #VALUE! | #VALUE! | #VALUE! | #VALUE! | #VALUE! |  |  |  |  | #VALUE! | #VALUE! | #VALUE! |  |  | #VALUE! | #VALUE! | #VALUE! | #VALUE! | #VALUE! | #VALUE! | #VALUE! | #VALUE! |  |  |  |  | #VALUE! | #VALUE! | #VALUE! |  |  | #VALUE! | #VALUE! | #VALUE! | #VALUE! | #VALUE! | #VALUE! | #VALUE! | #VALUE! |  |  |  |  | #VALUE! | #VALUE! | #VALUE! |  |  | #VALUE! | #VALUE! | #VALUE! | #VALUE! | #VALUE! | #VALUE! | #VALUE! | #VALUE! |  |  |  |  | #VALUE! | #VALUE! | #VALUE! |  |  | #VALUE! | #VALUE! | #VALUE! | #VALUE! | #VALUE! | #VALUE! | #VALUE! | #VALUE! |  |  | #VALUE! | #VALUE! | #VALUE! | #VALUE! | #VALUE! |  |  | #VALUE! | #VALUE! | #VALUE! | #VALUE! | #VALUE! | #VALUE! | #VALUE! | #VALUE! |  |  | #VALUE! | #VALUE! | #VALUE! | #VALUE! | #VALUE! |  |  | #VALUE! | #VALUE! | #VALUE! | #VALUE! | #VALUE! | #VALUE! | #VALUE! | #VALUE! | 0 | #REF! | #VALUE! | #VALUE! | #VALUE! | #VALUE! | #VALUE! | #VALUE! | #VALUE! | 0
|  |  |  | 0 | 51 | 0 |  |  | 1 | 1.0842e-19 | 0 | 1.0669e-18 | 1.0669e-18 | 1.0669e-18 | 0 | 0 |  |  |  |  | #VALUE! | #VALUE! | #VALUE! |  |  | #VALUE! | #VALUE! | #VALUE! | #VALUE! | #VALUE! | #VALUE! | #VALUE! | #VALUE! |  |  |  |  | #VALUE! | #VALUE! | #VALUE! |  |  | #VALUE! | #VALUE! | #VALUE! | #VALUE! | #VALUE! | #VALUE! | #VALUE! | #VALUE! |  |  |  |  | #VALUE! | #VALUE! | #VALUE! |  |  | #VALUE! | #VALUE! | #VALUE! | #VALUE! | #VALUE! | #VALUE! | #VALUE! | #VALUE! |  |  |  |  | #VALUE! | #VALUE! | #VALUE! |  |  | #VALUE! | #VALUE! | #VALUE! | #VALUE! | #VALUE! | #VALUE! | #VALUE! | #VALUE! |  |  |  |  | #VALUE! | #VALUE! | #VALUE! |  |  | #VALUE! | #VALUE! | #VALUE! | #VALUE! | #VALUE! | #VALUE! | #VALUE! | #VALUE! |  |  | #VALUE! | #VALUE! | #VALUE! | #VALUE! | #VALUE! |  |  | #VALUE! | #VALUE! | #VALUE! | #VALUE! | #VALUE! | #VALUE! | #VALUE! | #VALUE! |  |  | #VALUE! | #VALUE! | #VALUE! | #VALUE! | #VALUE! |  |  | #VALUE! | #VALUE! | #VALUE! | #VALUE! | #VALUE! | #VALUE! | #VALUE! | #VALUE! | 0 | #REF! | #VALUE! | #VALUE! | #VALUE! | #VALUE! | #VALUE! | #VALUE! | #VALUE! | 0
|  |  |  | 0 | 51 | 0 |  |  | 1 | 1.0842e-19 | 0 | 1.0669e-18 | 1.0669e-18 | 1.0669e-18 | 0 | 0 |  |  |  |  | #VALUE! | #VALUE! | #VALUE! |  |  | #VALUE! | #VALUE! | #VALUE! | #VALUE! | #VALUE! | #VALUE! | #VALUE! | #VALUE! |  |  |  |  | #VALUE! | #VALUE! | #VALUE! |  |  | #VALUE! | #VALUE! | #VALUE! | #VALUE! | #VALUE! | #VALUE! | #VALUE! | #VALUE! |  |  |  |  | #VALUE! | #VALUE! | #VALUE! |  |  | #VALUE! | #VALUE! | #VALUE! | #VALUE! | #VALUE! | #VALUE! | #VALUE! | #VALUE! |  |  |  |  | #VALUE! | #VALUE! | #VALUE! |  |  | #VALUE! | #VALUE! | #VALUE! | #VALUE! | #VALUE! | #VALUE! | #VALUE! | #VALUE! |  |  |  |  | #VALUE! | #VALUE! | #VALUE! |  |  | #VALUE! | #VALUE! | #VALUE! | #VALUE! | #VALUE! | #VALUE! | #VALUE! | #VALUE! |  |  | #VALUE! | #VALUE! | #VALUE! | #VALUE! | #VALUE! |  |  | #VALUE! | #VALUE! | #VALUE! | #VALUE! | #VALUE! | #VALUE! | #VALUE! | #VALUE! |  |  | #VALUE! | #VALUE! | #VALUE! | #VALUE! | #VALUE! |  |  | #VALUE! | #VALUE! | #VALUE! | #VALUE! | #VALUE! | #VALUE! | #VALUE! | #VALUE! | 0 | #REF! | #VALUE! | #VALUE! | #VALUE! | #VALUE! | #VALUE! | #VALUE! | #VALUE! | 0
|  |  |  | 0 | 51 | 0 |  |  | 1 | 1.0842e-19 | 0 | 1.0669e-18 | 1.0669e-18 | 1.0669e-18 | 0 | 0 |  |  |  |  | #VALUE! | #VALUE! | #VALUE! |  |  | #VALUE! | #VALUE! | #VALUE! | #VALUE! | #VALUE! | #VALUE! | #VALUE! | #VALUE! |  |  |  |  | #VALUE! | #VALUE! | #VALUE! |  |  | #VALUE! | #VALUE! | #VALUE! | #VALUE! | #VALUE! | #VALUE! | #VALUE! | #VALUE! |  |  |  |  | #VALUE! | #VALUE! | #VALUE! |  |  | #VALUE! | #VALUE! | #VALUE! | #VALUE! | #VALUE! | #VALUE! | #VALUE! | #VALUE! |  |  |  |  | #VALUE! | #VALUE! | #VALUE! |  |  | #VALUE! | #VALUE! | #VALUE! | #VALUE! | #VALUE! | #VALUE! | #VALUE! | #VALUE! |  |  |  |  | #VALUE! | #VALUE! | #VALUE! |  |  | #VALUE! | #VALUE! | #VALUE! | #VALUE! | #VALUE! | #VALUE! | #VALUE! | #VALUE! |  |  | #VALUE! | #VALUE! | #VALUE! | #VALUE! | #VALUE! |  |  | #VALUE! | #VALUE! | #VALUE! | #VALUE! | #VALUE! | #VALUE! | #VALUE! | #VALUE! |  |  | #VALUE! | #VALUE! | #VALUE! | #VALUE! | #VALUE! |  |  | #VALUE! | #VALUE! | #VALUE! | #VALUE! | #VALUE! | #VALUE! | #VALUE! | #VALUE! | 0 | #REF! | #VALUE! | #VALUE! | #VALUE! | #VALUE! | #VALUE! | #VALUE! | #VALUE! | 0
|  |  |  | 0 | 51 | 0 |  |  | 1 | 1.0842e-19 | 0 | 1.0669e-18 | 1.0669e-18 | 1.0669e-18 | 0 | 0 |  |  |  |  | #VALUE! | #VALUE! | #VALUE! |  |  | #VALUE! | #VALUE! | #VALUE! | #VALUE! | #VALUE! | #VALUE! | #VALUE! | #VALUE! |  |  |  |  | #VALUE! | #VALUE! | #VALUE! |  |  | #VALUE! | #VALUE! | #VALUE! | #VALUE! | #VALUE! | #VALUE! | #VALUE! | #VALUE! |  |  |  |  | #VALUE! | #VALUE! | #VALUE! |  |  | #VALUE! | #VALUE! | #VALUE! | #VALUE! | #VALUE! | #VALUE! | #VALUE! | #VALUE! |  |  |  |  | #VALUE! | #VALUE! | #VALUE! |  |  | #VALUE! | #VALUE! | #VALUE! | #VALUE! | #VALUE! | #VALUE! | #VALUE! | #VALUE! |  |  |  |  | #VALUE! | #VALUE! | #VALUE! |  |  | #VALUE! | #VALUE! | #VALUE! | #VALUE! | #VALUE! | #VALUE! | #VALUE! | #VALUE! |  |  | #VALUE! | #VALUE! | #VALUE! | #VALUE! | #VALUE! |  |  | #VALUE! | #VALUE! | #VALUE! | #VALUE! | #VALUE! | #VALUE! | #VALUE! | #VALUE! |  |  | #VALUE! | #VALUE! | #VALUE! | #VALUE! | #VALUE! |  |  | #VALUE! | #VALUE! | #VALUE! | #VALUE! | #VALUE! | #VALUE! | #VALUE! | #VALUE! | 0 | #REF! | #VALUE! | #VALUE! | #VALUE! | #VALUE! | #VALUE! | #VALUE! | #VALUE! | 0
|  |  |  | 0 | 51 | 0 |  |  | 1 | 1.0842e-19 | 0 | 1.0669e-18 | 1.0669e-18 | 1.0669e-18 | 0 | 0 |  |  |  |  | #VALUE! | #VALUE! | #VALUE! |  |  | #VALUE! | #VALUE! | #VALUE! | #VALUE! | #VALUE! | #VALUE! | #VALUE! | #VALUE! |  |  |  |  | #VALUE! | #VALUE! | #VALUE! |  |  | #VALUE! | #VALUE! | #VALUE! | #VALUE! | #VALUE! | #VALUE! | #VALUE! | #VALUE! |  |  |  |  | #VALUE! | #VALUE! | #VALUE! |  |  | #VALUE! | #VALUE! | #VALUE! | #VALUE! | #VALUE! | #VALUE! | #VALUE! | #VALUE! |  |  |  |  | #VALUE! | #VALUE! | #VALUE! |  |  | #VALUE! | #VALUE! | #VALUE! | #VALUE! | #VALUE! | #VALUE! | #VALUE! | #VALUE! |  |  |  |  | #VALUE! | #VALUE! | #VALUE! |  |  | #VALUE! | #VALUE! | #VALUE! | #VALUE! | #VALUE! | #VALUE! | #VALUE! | #VALUE! |  |  | #VALUE! | #VALUE! | #VALUE! | #VALUE! | #VALUE! |  |  | #VALUE! | #VALUE! | #VALUE! | #VALUE! | #VALUE! | #VALUE! | #VALUE! | #VALUE! |  |  | #VALUE! | #VALUE! | #VALUE! | #VALUE! | #VALUE! |  |  | #VALUE! | #VALUE! | #VALUE! | #VALUE! | #VALUE! | #VALUE! | #VALUE! | #VALUE! | 0 | #REF! | #VALUE! | #VALUE! | #VALUE! | #VALUE! | #VALUE! | #VALUE! | #VALUE! | 0
|  |  |  | 0 | 51 | 0 |  |  | 1 | 1.0842e-19 | 0 | 1.0669e-18 | 1.0669e-18 | 1.0669e-18 | 0 | 0 |  |  |  |  | #VALUE! | #VALUE! | #VALUE! |  |  | #VALUE! | #VALUE! | #VALUE! | #VALUE! | #VALUE! | #VALUE! | #VALUE! | #VALUE! |  |  |  |  | #VALUE! | #VALUE! | #VALUE! |  |  | #VALUE! | #VALUE! | #VALUE! | #VALUE! | #VALUE! | #VALUE! | #VALUE! | #VALUE! |  |  |  |  | #VALUE! | #VALUE! | #VALUE! |  |  | #VALUE! | #VALUE! | #VALUE! | #VALUE! | #VALUE! | #VALUE! | #VALUE! | #VALUE! |  |  |  |  | #VALUE! | #VALUE! | #VALUE! |  |  | #VALUE! | #VALUE! | #VALUE! | #VALUE! | #VALUE! | #VALUE! | #VALUE! | #VALUE! |  |  |  |  | #VALUE! | #VALUE! | #VALUE! |  |  | #VALUE! | #VALUE! | #VALUE! | #VALUE! | #VALUE! | #VALUE! | #VALUE! | #VALUE! |  |  | #VALUE! | #VALUE! | #VALUE! | #VALUE! | #VALUE! |  |  | #VALUE! | #VALUE! | #VALUE! | #VALUE! | #VALUE! | #VALUE! | #VALUE! | #VALUE! |  |  | #VALUE! | #VALUE! | #VALUE! | #VALUE! | #VALUE! |  |  | #VALUE! | #VALUE! | #VALUE! | #VALUE! | #VALUE! | #VALUE! | #VALUE! | #VALUE! | 0 | #REF! | #VALUE! | #VALUE! | #VALUE! | #VALUE! | #VALUE! | #VALUE! | #VALUE! | 0
|  |  |  | 0 | 51 | 0 |  |  | 1 | 1.0842e-19 | 0 | 1.0669e-18 | 1.0669e-18 | 1.0669e-18 | 0 | 0 |  |  |  |  | #VALUE! | #VALUE! | #VALUE! |  |  | #VALUE! | #VALUE! | #VALUE! | #VALUE! | #VALUE! | #VALUE! | #VALUE! | #VALUE! |  |  |  |  | #VALUE! | #VALUE! | #VALUE! |  |  | #VALUE! | #VALUE! | #VALUE! | #VALUE! | #VALUE! | #VALUE! | #VALUE! | #VALUE! |  |  |  |  | #VALUE! | #VALUE! | #VALUE! |  |  | #VALUE! | #VALUE! | #VALUE! | #VALUE! | #VALUE! | #VALUE! | #VALUE! | #VALUE! |  |  |  |  | #VALUE! | #VALUE! | #VALUE! |  |  | #VALUE! | #VALUE! | #VALUE! | #VALUE! | #VALUE! | #VALUE! | #VALUE! | #VALUE! |  |  |  |  | #VALUE! | #VALUE! | #VALUE! |  |  | #VALUE! | #VALUE! | #VALUE! | #VALUE! | #VALUE! | #VALUE! | #VALUE! | #VALUE! |  |  | #VALUE! | #VALUE! | #VALUE! | #VALUE! | #VALUE! |  |  | #VALUE! | #VALUE! | #VALUE! | #VALUE! | #VALUE! | #VALUE! | #VALUE! | #VALUE! |  |  | #VALUE! | #VALUE! | #VALUE! | #VALUE! | #VALUE! |  |  | #VALUE! | #VALUE! | #VALUE! | #VALUE! | #VALUE! | #VALUE! | #VALUE! | #VALUE! | 0 | #REF! | #VALUE! | #VALUE! | #VALUE! | #VALUE! | #VALUE! | #VALUE! | #VALUE! | 0
|  |  |  | 0 | 51 | 0 |  |  | 1 | 1.0842e-19 | 0 | 1.0669e-18 | 1.0669e-18 | 1.0669e-18 | 0 | 0 |  |  |  |  | #VALUE! | #VALUE! | #VALUE! |  |  | #VALUE! | #VALUE! | #VALUE! | #VALUE! | #VALUE! | #VALUE! | #VALUE! | #VALUE! |  |  |  |  | #VALUE! | #VALUE! | #VALUE! |  |  | #VALUE! | #VALUE! | #VALUE! | #VALUE! | #VALUE! | #VALUE! | #VALUE! | #VALUE! |  |  |  |  | #VALUE! | #VALUE! | #VALUE! |  |  | #VALUE! | #VALUE! | #VALUE! | #VALUE! | #VALUE! | #VALUE! | #VALUE! | #VALUE! |  |  |  |  | #VALUE! | #VALUE! | #VALUE! |  |  | #VALUE! | #VALUE! | #VALUE! | #VALUE! | #VALUE! | #VALUE! | #VALUE! | #VALUE! |  |  |  |  | #VALUE! | #VALUE! | #VALUE! |  |  | #VALUE! | #VALUE! | #VALUE! | #VALUE! | #VALUE! | #VALUE! | #VALUE! | #VALUE! |  |  | #VALUE! | #VALUE! | #VALUE! | #VALUE! | #VALUE! |  |  | #VALUE! | #VALUE! | #VALUE! | #VALUE! | #VALUE! | #VALUE! | #VALUE! | #VALUE! |  |  | #VALUE! | #VALUE! | #VALUE! | #VALUE! | #VALUE! |  |  | #VALUE! | #VALUE! | #VALUE! | #VALUE! | #VALUE! | #VALUE! | #VALUE! | #VALUE! | 0 | #REF! | #VALUE! | #VALUE! | #VALUE! | #VALUE! | #VALUE! | #VALUE! | #VALUE! | 0
|  |  |  | 0 | 51 | 0 |  |  | 1 | 1.0842e-19 | 0 | 1.0669e-18 | 1.0669e-18 | 1.0669e-18 | 0 | 0 |  |  |  |  | #VALUE! | #VALUE! | #VALUE! |  |  | #VALUE! | #VALUE! | #VALUE! | #VALUE! | #VALUE! | #VALUE! | #VALUE! | #VALUE! |  |  |  |  | #VALUE! | #VALUE! | #VALUE! |  |  | #VALUE! | #VALUE! | #VALUE! | #VALUE! | #VALUE! | #VALUE! | #VALUE! | #VALUE! |  |  |  |  | #VALUE! | #VALUE! | #VALUE! |  |  | #VALUE! | #VALUE! | #VALUE! | #VALUE! | #VALUE! | #VALUE! | #VALUE! | #VALUE! |  |  |  |  | #VALUE! | #VALUE! | #VALUE! |  |  | #VALUE! | #VALUE! | #VALUE! | #VALUE! | #VALUE! | #VALUE! | #VALUE! | #VALUE! |  |  |  |  | #VALUE! | #VALUE! | #VALUE! |  |  | #VALUE! | #VALUE! | #VALUE! | #VALUE! | #VALUE! | #VALUE! | #VALUE! | #VALUE! |  |  | #VALUE! | #VALUE! | #VALUE! | #VALUE! | #VALUE! |  |  | #VALUE! | #VALUE! | #VALUE! | #VALUE! | #VALUE! | #VALUE! | #VALUE! | #VALUE! |  |  | #VALUE! | #VALUE! | #VALUE! | #VALUE! | #VALUE! |  |  | #VALUE! | #VALUE! | #VALUE! | #VALUE! | #VALUE! | #VALUE! | #VALUE! | #VALUE! | 0 | #REF! | #VALUE! | #VALUE! | #VALUE! | #VALUE! | #VALUE! | #VALUE! | #VALUE! | 0
|  |  |  | 0 | 51 | 0 |  |  | 1 | 1.0842e-19 | 0 | 1.0669e-18 | 1.0669e-18 | 1.0669e-18 | 0 | 0 |  |  |  |  | #VALUE! | #VALUE! | #VALUE! |  |  | #VALUE! | #VALUE! | #VALUE! | #VALUE! | #VALUE! | #VALUE! | #VALUE! | #VALUE! |  |  |  |  | #VALUE! | #VALUE! | #VALUE! |  |  | #VALUE! | #VALUE! | #VALUE! | #VALUE! | #VALUE! | #VALUE! | #VALUE! | #VALUE! |  |  |  |  | #VALUE! | #VALUE! | #VALUE! |  |  | #VALUE! | #VALUE! | #VALUE! | #VALUE! | #VALUE! | #VALUE! | #VALUE! | #VALUE! |  |  |  |  | #VALUE! | #VALUE! | #VALUE! |  |  | #VALUE! | #VALUE! | #VALUE! | #VALUE! | #VALUE! | #VALUE! | #VALUE! | #VALUE! |  |  |  |  | #VALUE! | #VALUE! | #VALUE! |  |  | #VALUE! | #VALUE! | #VALUE! | #VALUE! | #VALUE! | #VALUE! | #VALUE! | #VALUE! |  |  | #VALUE! | #VALUE! | #VALUE! | #VALUE! | #VALUE! |  |  | #VALUE! | #VALUE! | #VALUE! | #VALUE! | #VALUE! | #VALUE! | #VALUE! | #VALUE! |  |  | #VALUE! | #VALUE! | #VALUE! | #VALUE! | #VALUE! |  |  | #VALUE! | #VALUE! | #VALUE! | #VALUE! | #VALUE! | #VALUE! | #VALUE! | #VALUE! | 0 | #REF! | #VALUE! | #VALUE! | #VALUE! | #VALUE! | #VALUE! | #VALUE! | #VALUE! | 0
|  |  |  | 0 | 51 | 0 |  |  | 1 | 1.0842e-19 | 0 | 1.0669e-18 | 1.0669e-18 | 1.0669e-18 | 0 | 0 |  |  |  |  | #VALUE! | #VALUE! | #VALUE! |  |  | #VALUE! | #VALUE! | #VALUE! | #VALUE! | #VALUE! | #VALUE! | #VALUE! | #VALUE! |  |  |  |  | #VALUE! | #VALUE! | #VALUE! |  |  | #VALUE! | #VALUE! | #VALUE! | #VALUE! | #VALUE! | #VALUE! | #VALUE! | #VALUE! |  |  |  |  | #VALUE! | #VALUE! | #VALUE! |  |  | #VALUE! | #VALUE! | #VALUE! | #VALUE! | #VALUE! | #VALUE! | #VALUE! | #VALUE! |  |  |  |  | #VALUE! | #VALUE! | #VALUE! |  |  | #VALUE! | #VALUE! | #VALUE! | #VALUE! | #VALUE! | #VALUE! | #VALUE! | #VALUE! |  |  |  |  | #VALUE! | #VALUE! | #VALUE! |  |  | #VALUE! | #VALUE! | #VALUE! | #VALUE! | #VALUE! | #VALUE! | #VALUE! | #VALUE! |  |  | #VALUE! | #VALUE! | #VALUE! | #VALUE! | #VALUE! |  |  | #VALUE! | #VALUE! | #VALUE! | #VALUE! | #VALUE! | #VALUE! | #VALUE! | #VALUE! |  |  | #VALUE! | #VALUE! | #VALUE! | #VALUE! | #VALUE! |  |  | #VALUE! | #VALUE! | #VALUE! | #VALUE! | #VALUE! | #VALUE! | #VALUE! | #VALUE! | 0 | #REF! | #VALUE! | #VALUE! | #VALUE! | #VALUE! | #VALUE! | #VALUE! | #VALUE! | 0
|  |  |  | 0 | 51 | 0 |  |  | 1 | 1.0842e-19 | 0 | 1.0669e-18 | 1.0669e-18 | 1.0669e-18 | 0 | 0 |  |  |  |  | #VALUE! | #VALUE! | #VALUE! |  |  | #VALUE! | #VALUE! | #VALUE! | #VALUE! | #VALUE! | #VALUE! | #VALUE! | #VALUE! |  |  |  |  | #VALUE! | #VALUE! | #VALUE! |  |  | #VALUE! | #VALUE! | #VALUE! | #VALUE! | #VALUE! | #VALUE! | #VALUE! | #VALUE! |  |  |  |  | #VALUE! | #VALUE! | #VALUE! |  |  | #VALUE! | #VALUE! | #VALUE! | #VALUE! | #VALUE! | #VALUE! | #VALUE! | #VALUE! |  |  |  |  | #VALUE! | #VALUE! | #VALUE! |  |  | #VALUE! | #VALUE! | #VALUE! | #VALUE! | #VALUE! | #VALUE! | #VALUE! | #VALUE! |  |  |  |  | #VALUE! | #VALUE! | #VALUE! |  |  | #VALUE! | #VALUE! | #VALUE! | #VALUE! | #VALUE! | #VALUE! | #VALUE! | #VALUE! |  |  | #VALUE! | #VALUE! | #VALUE! | #VALUE! | #VALUE! |  |  | #VALUE! | #VALUE! | #VALUE! | #VALUE! | #VALUE! | #VALUE! | #VALUE! | #VALUE! |  |  | #VALUE! | #VALUE! | #VALUE! | #VALUE! | #VALUE! |  |  | #VALUE! | #VALUE! | #VALUE! | #VALUE! | #VALUE! | #VALUE! | #VALUE! | #VALUE! | 0 | #REF! | #VALUE! | #VALUE! | #VALUE! | #VALUE! | #VALUE! | #VALUE! | #VALUE! | 0
|  |  |  | 0 | 51 | 0 |  |  | 1 | 1.0842e-19 | 0 | 1.0669e-18 | 1.0669e-18 | 1.0669e-18 | 0 | 0 |  |  |  |  | #VALUE! | #VALUE! | #VALUE! |  |  | #VALUE! | #VALUE! | #VALUE! | #VALUE! | #VALUE! | #VALUE! | #VALUE! | #VALUE! |  |  |  |  | #VALUE! | #VALUE! | #VALUE! |  |  | #VALUE! | #VALUE! | #VALUE! | #VALUE! | #VALUE! | #VALUE! | #VALUE! | #VALUE! |  |  |  |  | #VALUE! | #VALUE! | #VALUE! |  |  | #VALUE! | #VALUE! | #VALUE! | #VALUE! | #VALUE! | #VALUE! | #VALUE! | #VALUE! |  |  |  |  | #VALUE! | #VALUE! | #VALUE! |  |  | #VALUE! | #VALUE! | #VALUE! | #VALUE! | #VALUE! | #VALUE! | #VALUE! | #VALUE! |  |  |  |  | #VALUE! | #VALUE! | #VALUE! |  |  | #VALUE! | #VALUE! | #VALUE! | #VALUE! | #VALUE! | #VALUE! | #VALUE! | #VALUE! |  |  | #VALUE! | #VALUE! | #VALUE! | #VALUE! | #VALUE! |  |  | #VALUE! | #VALUE! | #VALUE! | #VALUE! | #VALUE! | #VALUE! | #VALUE! | #VALUE! |  |  | #VALUE! | #VALUE! | #VALUE! | #VALUE! | #VALUE! |  |  | #VALUE! | #VALUE! | #VALUE! | #VALUE! | #VALUE! | #VALUE! | #VALUE! | #VALUE! | 0 | #REF! | #VALUE! | #VALUE! | #VALUE! | #VALUE! | #VALUE! | #VALUE! | #VALUE! | 0
|  |  |  | 0 | 51 | 0 |  |  | 1 | 1.0842e-19 | 0 | 1.0669e-18 | 1.0669e-18 | 1.0669e-18 | 0 | 0 |  |  |  |  | #VALUE! | #VALUE! | #VALUE! |  |  | #VALUE! | #VALUE! | #VALUE! | #VALUE! | #VALUE! | #VALUE! | #VALUE! | #VALUE! |  |  |  |  | #VALUE! | #VALUE! | #VALUE! |  |  | #VALUE! | #VALUE! | #VALUE! | #VALUE! | #VALUE! | #VALUE! | #VALUE! | #VALUE! |  |  |  |  | #VALUE! | #VALUE! | #VALUE! |  |  | #VALUE! | #VALUE! | #VALUE! | #VALUE! | #VALUE! | #VALUE! | #VALUE! | #VALUE! |  |  |  |  | #VALUE! | #VALUE! | #VALUE! |  |  | #VALUE! | #VALUE! | #VALUE! | #VALUE! | #VALUE! | #VALUE! | #VALUE! | #VALUE! |  |  |  |  | #VALUE! | #VALUE! | #VALUE! |  |  | #VALUE! | #VALUE! | #VALUE! | #VALUE! | #VALUE! | #VALUE! | #VALUE! | #VALUE! |  |  | #VALUE! | #VALUE! | #VALUE! | #VALUE! | #VALUE! |  |  | #VALUE! | #VALUE! | #VALUE! | #VALUE! | #VALUE! | #VALUE! | #VALUE! | #VALUE! |  |  | #VALUE! | #VALUE! | #VALUE! | #VALUE! | #VALUE! |  |  | #VALUE! | #VALUE! | #VALUE! | #VALUE! | #VALUE! | #VALUE! | #VALUE! | #VALUE! | 0 | #REF! | #VALUE! | #VALUE! | #VALUE! | #VALUE! | #VALUE! | #VALUE! | #VALUE! | 0
|  |  |  | 0 | 51 | 0 |  |  | 1 | 1.0842e-19 | 0 | 1.0669e-18 | 1.0669e-18 | 1.0669e-18 | 0 | 0 |  |  |  |  | #VALUE! | #VALUE! | #VALUE! |  |  | #VALUE! | #VALUE! | #VALUE! | #VALUE! | #VALUE! | #VALUE! | #VALUE! | #VALUE! |  |  |  |  | #VALUE! | #VALUE! | #VALUE! |  |  | #VALUE! | #VALUE! | #VALUE! | #VALUE! | #VALUE! | #VALUE! | #VALUE! | #VALUE! |  |  |  |  | #VALUE! | #VALUE! | #VALUE! |  |  | #VALUE! | #VALUE! | #VALUE! | #VALUE! | #VALUE! | #VALUE! | #VALUE! | #VALUE! |  |  |  |  | #VALUE! | #VALUE! | #VALUE! |  |  | #VALUE! | #VALUE! | #VALUE! | #VALUE! | #VALUE! | #VALUE! | #VALUE! | #VALUE! |  |  |  |  | #VALUE! | #VALUE! | #VALUE! |  |  | #VALUE! | #VALUE! | #VALUE! | #VALUE! | #VALUE! | #VALUE! | #VALUE! | #VALUE! |  |  | #VALUE! | #VALUE! | #VALUE! | #VALUE! | #VALUE! |  |  | #VALUE! | #VALUE! | #VALUE! | #VALUE! | #VALUE! | #VALUE! | #VALUE! | #VALUE! |  |  | #VALUE! | #VALUE! | #VALUE! | #VALUE! | #VALUE! |  |  | #VALUE! | #VALUE! | #VALUE! | #VALUE! | #VALUE! | #VALUE! | #VALUE! | #VALUE! | 0 | #REF! | #VALUE! | #VALUE! | #VALUE! | #VALUE! | #VALUE! | #VALUE! | #VALUE! | 0
|  |  |  | 0 | 51 | 0 |  |  | 1 | 1.0842e-19 | 0 | 1.0669e-18 | 1.0669e-18 | 1.0669e-18 | 0 | 0 |  |  |  |  | #VALUE! | #VALUE! | #VALUE! |  |  | #VALUE! | #VALUE! | #VALUE! | #VALUE! | #VALUE! | #VALUE! | #VALUE! | #VALUE! |  |  |  |  | #VALUE! | #VALUE! | #VALUE! |  |  | #VALUE! | #VALUE! | #VALUE! | #VALUE! | #VALUE! | #VALUE! | #VALUE! | #VALUE! |  |  |  |  | #VALUE! | #VALUE! | #VALUE! |  |  | #VALUE! | #VALUE! | #VALUE! | #VALUE! | #VALUE! | #VALUE! | #VALUE! | #VALUE! |  |  |  |  | #VALUE! | #VALUE! | #VALUE! |  |  | #VALUE! | #VALUE! | #VALUE! | #VALUE! | #VALUE! | #VALUE! | #VALUE! | #VALUE! |  |  |  |  | #VALUE! | #VALUE! | #VALUE! |  |  | #VALUE! | #VALUE! | #VALUE! | #VALUE! | #VALUE! | #VALUE! | #VALUE! | #VALUE! |  |  | #VALUE! | #VALUE! | #VALUE! | #VALUE! | #VALUE! |  |  | #VALUE! | #VALUE! | #VALUE! | #VALUE! | #VALUE! | #VALUE! | #VALUE! | #VALUE! |  |  | #VALUE! | #VALUE! | #VALUE! | #VALUE! | #VALUE! |  |  | #VALUE! | #VALUE! | #VALUE! | #VALUE! | #VALUE! | #VALUE! | #VALUE! | #VALUE! | 0 | #REF! | #VALUE! | #VALUE! | #VALUE! | #VALUE! | #VALUE! | #VALUE! | #VALUE! | 0
|  |  |  | 0 | 51 | 0 |  |  | 1 | 1.0842e-19 | 0 | 1.0669e-18 | 1.0669e-18 | 1.0669e-18 | 0 | 0 |  |  |  |  | #VALUE! | #VALUE! | #VALUE! |  |  | #VALUE! | #VALUE! | #VALUE! | #VALUE! | #VALUE! | #VALUE! | #VALUE! | #VALUE! |  |  |  |  | #VALUE! | #VALUE! | #VALUE! |  |  | #VALUE! | #VALUE! | #VALUE! | #VALUE! | #VALUE! | #VALUE! | #VALUE! | #VALUE! |  |  |  |  | #VALUE! | #VALUE! | #VALUE! |  |  | #VALUE! | #VALUE! | #VALUE! | #VALUE! | #VALUE! | #VALUE! | #VALUE! | #VALUE! |  |  |  |  | #VALUE! | #VALUE! | #VALUE! |  |  | #VALUE! | #VALUE! | #VALUE! | #VALUE! | #VALUE! | #VALUE! | #VALUE! | #VALUE! |  |  |  |  | #VALUE! | #VALUE! | #VALUE! |  |  | #VALUE! | #VALUE! | #VALUE! | #VALUE! | #VALUE! | #VALUE! | #VALUE! | #VALUE! |  |  | #VALUE! | #VALUE! | #VALUE! | #VALUE! | #VALUE! |  |  | #VALUE! | #VALUE! | #VALUE! | #VALUE! | #VALUE! | #VALUE! | #VALUE! | #VALUE! |  |  | #VALUE! | #VALUE! | #VALUE! | #VALUE! | #VALUE! |  |  | #VALUE! | #VALUE! | #VALUE! | #VALUE! | #VALUE! | #VALUE! | #VALUE! | #VALUE! | 0 | #REF! | #VALUE! | #VALUE! | #VALUE! | #VALUE! | #VALUE! | #VALUE! | #VALUE! | 0
|  |  |  | 0 | 51 | 0 |  |  | 1 | 1.0842e-19 | 0 | 1.0669e-18 | 1.0669e-18 | 1.0669e-18 | 0 | 0 |  |  |  |  | #VALUE! | #VALUE! | #VALUE! |  |  | #VALUE! | #VALUE! | #VALUE! | #VALUE! | #VALUE! | #VALUE! | #VALUE! | #VALUE! |  |  |  |  | #VALUE! | #VALUE! | #VALUE! |  |  | #VALUE! | #VALUE! | #VALUE! | #VALUE! | #VALUE! | #VALUE! | #VALUE! | #VALUE! |  |  |  |  | #VALUE! | #VALUE! | #VALUE! |  |  | #VALUE! | #VALUE! | #VALUE! | #VALUE! | #VALUE! | #VALUE! | #VALUE! | #VALUE! |  |  |  |  | #VALUE! | #VALUE! | #VALUE! |  |  | #VALUE! | #VALUE! | #VALUE! | #VALUE! | #VALUE! | #VALUE! | #VALUE! | #VALUE! |  |  |  |  | #VALUE! | #VALUE! | #VALUE! |  |  | #VALUE! | #VALUE! | #VALUE! | #VALUE! | #VALUE! | #VALUE! | #VALUE! | #VALUE! |  |  | #VALUE! | #VALUE! | #VALUE! | #VALUE! | #VALUE! |  |  | #VALUE! | #VALUE! | #VALUE! | #VALUE! | #VALUE! | #VALUE! | #VALUE! | #VALUE! |  |  | #VALUE! | #VALUE! | #VALUE! | #VALUE! | #VALUE! |  |  | #VALUE! | #VALUE! | #VALUE! | #VALUE! | #VALUE! | #VALUE! | #VALUE! | #VALUE! | 0 | #REF! | #VALUE! | #VALUE! | #VALUE! | #VALUE! | #VALUE! | #VALUE! | #VALUE! | 0
|  |  |  | 0 | 51 | 0 |  |  | 1 | 1.0842e-19 | 0 | 1.0669e-18 | 1.0669e-18 | 1.0669e-18 | 0 | 0 |  |  |  |  | #VALUE! | #VALUE! | #VALUE! |  |  | #VALUE! | #VALUE! | #VALUE! | #VALUE! | #VALUE! | #VALUE! | #VALUE! | #VALUE! |  |  |  |  | #VALUE! | #VALUE! | #VALUE! |  |  | #VALUE! | #VALUE! | #VALUE! | #VALUE! | #VALUE! | #VALUE! | #VALUE! | #VALUE! |  |  |  |  | #VALUE! | #VALUE! | #VALUE! |  |  | #VALUE! | #VALUE! | #VALUE! | #VALUE! | #VALUE! | #VALUE! | #VALUE! | #VALUE! |  |  |  |  | #VALUE! | #VALUE! | #VALUE! |  |  | #VALUE! | #VALUE! | #VALUE! | #VALUE! | #VALUE! | #VALUE! | #VALUE! | #VALUE! |  |  |  |  | #VALUE! | #VALUE! | #VALUE! |  |  | #VALUE! | #VALUE! | #VALUE! | #VALUE! | #VALUE! | #VALUE! | #VALUE! | #VALUE! |  |  | #VALUE! | #VALUE! | #VALUE! | #VALUE! | #VALUE! |  |  | #VALUE! | #VALUE! | #VALUE! | #VALUE! | #VALUE! | #VALUE! | #VALUE! | #VALUE! |  |  | #VALUE! | #VALUE! | #VALUE! | #VALUE! | #VALUE! |  |  | #VALUE! | #VALUE! | #VALUE! | #VALUE! | #VALUE! | #VALUE! | #VALUE! | #VALUE! | 0 | #REF! | #VALUE! | #VALUE! | #VALUE! | #VALUE! | #VALUE! | #VALUE! | #VALUE! | 0
|  |  |  | 0 | 51 | 0 |  |  | 1 | 1.0842e-19 | 0 | 1.0669e-18 | 1.0669e-18 | 1.0669e-18 | 0 | 0 |  |  |  |  | #VALUE! | #VALUE! | #VALUE! |  |  | #VALUE! | #VALUE! | #VALUE! | #VALUE! | #VALUE! | #VALUE! | #VALUE! | #VALUE! |  |  |  |  | #VALUE! | #VALUE! | #VALUE! |  |  | #VALUE! | #VALUE! | #VALUE! | #VALUE! | #VALUE! | #VALUE! | #VALUE! | #VALUE! |  |  |  |  | #VALUE! | #VALUE! | #VALUE! |  |  | #VALUE! | #VALUE! | #VALUE! | #VALUE! | #VALUE! | #VALUE! | #VALUE! | #VALUE! |  |  |  |  | #VALUE! | #VALUE! | #VALUE! |  |  | #VALUE! | #VALUE! | #VALUE! | #VALUE! | #VALUE! | #VALUE! | #VALUE! | #VALUE! |  |  |  |  | #VALUE! | #VALUE! | #VALUE! |  |  | #VALUE! | #VALUE! | #VALUE! | #VALUE! | #VALUE! | #VALUE! | #VALUE! | #VALUE! |  |  | #VALUE! | #VALUE! | #VALUE! | #VALUE! | #VALUE! |  |  | #VALUE! | #VALUE! | #VALUE! | #VALUE! | #VALUE! | #VALUE! | #VALUE! | #VALUE! |  |  | #VALUE! | #VALUE! | #VALUE! | #VALUE! | #VALUE! |  |  | #VALUE! | #VALUE! | #VALUE! | #VALUE! | #VALUE! | #VALUE! | #VALUE! | #VALUE! | 0 | #REF! | #VALUE! | #VALUE! | #VALUE! | #VALUE! | #VALUE! | #VALUE! | #VALUE! | 0
|  |  |  | 0 | 51 | 0 |  |  | 1 | 1.0842e-19 | 0 | 1.0669e-18 | 1.0669e-18 | 1.0669e-18 | 0 | 0 |  |  |  |  | #VALUE! | #VALUE! | #VALUE! |  |  | #VALUE! | #VALUE! | #VALUE! | #VALUE! | #VALUE! | #VALUE! | #VALUE! | #VALUE! |  |  |  |  | #VALUE! | #VALUE! | #VALUE! |  |  | #VALUE! | #VALUE! | #VALUE! | #VALUE! | #VALUE! | #VALUE! | #VALUE! | #VALUE! |  |  |  |  | #VALUE! | #VALUE! | #VALUE! |  |  | #VALUE! | #VALUE! | #VALUE! | #VALUE! | #VALUE! | #VALUE! | #VALUE! | #VALUE! |  |  |  |  | #VALUE! | #VALUE! | #VALUE! |  |  | #VALUE! | #VALUE! | #VALUE! | #VALUE! | #VALUE! | #VALUE! | #VALUE! | #VALUE! |  |  |  |  | #VALUE! | #VALUE! | #VALUE! |  |  | #VALUE! | #VALUE! | #VALUE! | #VALUE! | #VALUE! | #VALUE! | #VALUE! | #VALUE! |  |  | #VALUE! | #VALUE! | #VALUE! | #VALUE! | #VALUE! |  |  | #VALUE! | #VALUE! | #VALUE! | #VALUE! | #VALUE! | #VALUE! | #VALUE! | #VALUE! |  |  | #VALUE! | #VALUE! | #VALUE! | #VALUE! | #VALUE! |  |  | #VALUE! | #VALUE! | #VALUE! | #VALUE! | #VALUE! | #VALUE! | #VALUE! | #VALUE! | 0 | #REF! | #VALUE! | #VALUE! | #VALUE! | #VALUE! | #VALUE! | #VALUE! | #VALUE! | 0
|  |  |  | 0 | 51 | 0 |  |  | 1 | 1.0842e-19 | 0 | 1.0669e-18 | 1.0669e-18 | 1.0669e-18 | 0 | 0 |  |  |  |  | #VALUE! | #VALUE! | #VALUE! |  |  | #VALUE! | #VALUE! | #VALUE! | #VALUE! | #VALUE! | #VALUE! | #VALUE! | #VALUE! |  |  |  |  | #VALUE! | #VALUE! | #VALUE! |  |  | #VALUE! | #VALUE! | #VALUE! | #VALUE! | #VALUE! | #VALUE! | #VALUE! | #VALUE! |  |  |  |  | #VALUE! | #VALUE! | #VALUE! |  |  | #VALUE! | #VALUE! | #VALUE! | #VALUE! | #VALUE! | #VALUE! | #VALUE! | #VALUE! |  |  |  |  | #VALUE! | #VALUE! | #VALUE! |  |  | #VALUE! | #VALUE! | #VALUE! | #VALUE! | #VALUE! | #VALUE! | #VALUE! | #VALUE! |  |  |  |  | #VALUE! | #VALUE! | #VALUE! |  |  | #VALUE! | #VALUE! | #VALUE! | #VALUE! | #VALUE! | #VALUE! | #VALUE! | #VALUE! |  |  | #VALUE! | #VALUE! | #VALUE! | #VALUE! | #VALUE! |  |  | #VALUE! | #VALUE! | #VALUE! | #VALUE! | #VALUE! | #VALUE! | #VALUE! | #VALUE! |  |  | #VALUE! | #VALUE! | #VALUE! | #VALUE! | #VALUE! |  |  | #VALUE! | #VALUE! | #VALUE! | #VALUE! | #VALUE! | #VALUE! | #VALUE! | #VALUE! | 0 | #REF! | #VALUE! | #VALUE! | #VALUE! | #VALUE! | #VALUE! | #VALUE! | #VALUE! | 0
|  |  |  | 0 | 51 | 0 |  |  | 1 | 1.0842e-19 | 0 | 1.0669e-18 | 1.0669e-18 | 1.0669e-18 | 0 | 0 |  |  |  |  | #VALUE! | #VALUE! | #VALUE! |  |  | #VALUE! | #VALUE! | #VALUE! | #VALUE! | #VALUE! | #VALUE! | #VALUE! | #VALUE! |  |  |  |  | #VALUE! | #VALUE! | #VALUE! |  |  | #VALUE! | #VALUE! | #VALUE! | #VALUE! | #VALUE! | #VALUE! | #VALUE! | #VALUE! |  |  |  |  | #VALUE! | #VALUE! | #VALUE! |  |  | #VALUE! | #VALUE! | #VALUE! | #VALUE! | #VALUE! | #VALUE! | #VALUE! | #VALUE! |  |  |  |  | #VALUE! | #VALUE! | #VALUE! |  |  | #VALUE! | #VALUE! | #VALUE! | #VALUE! | #VALUE! | #VALUE! | #VALUE! | #VALUE! |  |  |  |  | #VALUE! | #VALUE! | #VALUE! |  |  | #VALUE! | #VALUE! | #VALUE! | #VALUE! | #VALUE! | #VALUE! | #VALUE! | #VALUE! |  |  | #VALUE! | #VALUE! | #VALUE! | #VALUE! | #VALUE! |  |  | #VALUE! | #VALUE! | #VALUE! | #VALUE! | #VALUE! | #VALUE! | #VALUE! | #VALUE! |  |  | #VALUE! | #VALUE! | #VALUE! | #VALUE! | #VALUE! |  |  | #VALUE! | #VALUE! | #VALUE! | #VALUE! | #VALUE! | #VALUE! | #VALUE! | #VALUE! | 0 | #REF! | #VALUE! | #VALUE! | #VALUE! | #VALUE! | #VALUE! | #VALUE! | #VALUE! | 0
|  |  |  | 0 | 51 | 0 |  |  | 1 | 1.0842e-19 | 0 | 1.0669e-18 | 1.0669e-18 | 1.0669e-18 | 0 | 0 |  |  |  |  | #VALUE! | #VALUE! | #VALUE! |  |  | #VALUE! | #VALUE! | #VALUE! | #VALUE! | #VALUE! | #VALUE! | #VALUE! | #VALUE! |  |  |  |  | #VALUE! | #VALUE! | #VALUE! |  |  | #VALUE! | #VALUE! | #VALUE! | #VALUE! | #VALUE! | #VALUE! | #VALUE! | #VALUE! |  |  |  |  | #VALUE! | #VALUE! | #VALUE! |  |  | #VALUE! | #VALUE! | #VALUE! | #VALUE! | #VALUE! | #VALUE! | #VALUE! | #VALUE! |  |  |  |  | #VALUE! | #VALUE! | #VALUE! |  |  | #VALUE! | #VALUE! | #VALUE! | #VALUE! | #VALUE! | #VALUE! | #VALUE! | #VALUE! |  |  |  |  | #VALUE! | #VALUE! | #VALUE! |  |  | #VALUE! | #VALUE! | #VALUE! | #VALUE! | #VALUE! | #VALUE! | #VALUE! | #VALUE! |  |  | #VALUE! | #VALUE! | #VALUE! | #VALUE! | #VALUE! |  |  | #VALUE! | #VALUE! | #VALUE! | #VALUE! | #VALUE! | #VALUE! | #VALUE! | #VALUE! |  |  | #VALUE! | #VALUE! | #VALUE! | #VALUE! | #VALUE! |  |  | #VALUE! | #VALUE! | #VALUE! | #VALUE! | #VALUE! | #VALUE! | #VALUE! | #VALUE! | 0 | #REF! | #VALUE! | #VALUE! | #VALUE! | #VALUE! | #VALUE! | #VALUE! | #VALUE! | 0
|  |  |  | 0 | 51 | 0 |  |  | 1 | 1.0842e-19 | 0 | 1.0669e-18 | 1.0669e-18 | 1.0669e-18 | 0 | 0 |  |  |  |  | #VALUE! | #VALUE! | #VALUE! |  |  | #VALUE! | #VALUE! | #VALUE! | #VALUE! | #VALUE! | #VALUE! | #VALUE! | #VALUE! |  |  |  |  | #VALUE! | #VALUE! | #VALUE! |  |  | #VALUE! | #VALUE! | #VALUE! | #VALUE! | #VALUE! | #VALUE! | #VALUE! | #VALUE! |  |  |  |  | #VALUE! | #VALUE! | #VALUE! |  |  | #VALUE! | #VALUE! | #VALUE! | #VALUE! | #VALUE! | #VALUE! | #VALUE! | #VALUE! |  |  |  |  | #VALUE! | #VALUE! | #VALUE! |  |  | #VALUE! | #VALUE! | #VALUE! | #VALUE! | #VALUE! | #VALUE! | #VALUE! | #VALUE! |  |  |  |  | #VALUE! | #VALUE! | #VALUE! |  |  | #VALUE! | #VALUE! | #VALUE! | #VALUE! | #VALUE! | #VALUE! | #VALUE! | #VALUE! |  |  | #VALUE! | #VALUE! | #VALUE! | #VALUE! | #VALUE! |  |  | #VALUE! | #VALUE! | #VALUE! | #VALUE! | #VALUE! | #VALUE! | #VALUE! | #VALUE! |  |  | #VALUE! | #VALUE! | #VALUE! | #VALUE! | #VALUE! |  |  | #VALUE! | #VALUE! | #VALUE! | #VALUE! | #VALUE! | #VALUE! | #VALUE! | #VALUE! | 0 | #REF! | #VALUE! | #VALUE! | #VALUE! | #VALUE! | #VALUE! | #VALUE! | #VALUE! | 0
|  |  |  | 0 | 51 | 0 |  |  | 1 | 1.0842e-19 | 0 | 1.0669e-18 | 1.0669e-18 | 1.0669e-18 | 0 | 0 |  |  |  |  | #VALUE! | #VALUE! | #VALUE! |  |  | #VALUE! | #VALUE! | #VALUE! | #VALUE! | #VALUE! | #VALUE! | #VALUE! | #VALUE! |  |  |  |  | #VALUE! | #VALUE! | #VALUE! |  |  | #VALUE! | #VALUE! | #VALUE! | #VALUE! | #VALUE! | #VALUE! | #VALUE! | #VALUE! |  |  |  |  | #VALUE! | #VALUE! | #VALUE! |  |  | #VALUE! | #VALUE! | #VALUE! | #VALUE! | #VALUE! | #VALUE! | #VALUE! | #VALUE! |  |  |  |  | #VALUE! | #VALUE! | #VALUE! |  |  | #VALUE! | #VALUE! | #VALUE! | #VALUE! | #VALUE! | #VALUE! | #VALUE! | #VALUE! |  |  |  |  | #VALUE! | #VALUE! | #VALUE! |  |  | #VALUE! | #VALUE! | #VALUE! | #VALUE! | #VALUE! | #VALUE! | #VALUE! | #VALUE! |  |  | #VALUE! | #VALUE! | #VALUE! | #VALUE! | #VALUE! |  |  | #VALUE! | #VALUE! | #VALUE! | #VALUE! | #VALUE! | #VALUE! | #VALUE! | #VALUE! |  |  | #VALUE! | #VALUE! | #VALUE! | #VALUE! | #VALUE! |  |  | #VALUE! | #VALUE! | #VALUE! | #VALUE! | #VALUE! | #VALUE! | #VALUE! | #VALUE! | 0 | #REF! | #VALUE! | #VALUE! | #VALUE! | #VALUE! | #VALUE! | #VALUE! | #VALUE! | 0
|  |  |  | 0 | 51 | 0 |  |  | 1 | 1.0842e-19 | 0 | 1.0669e-18 | 1.0669e-18 | 1.0669e-18 | 0 | 0 |  |  |  |  | #VALUE! | #VALUE! | #VALUE! |  |  | #VALUE! | #VALUE! | #VALUE! | #VALUE! | #VALUE! | #VALUE! | #VALUE! | #VALUE! |  |  |  |  | #VALUE! | #VALUE! | #VALUE! |  |  | #VALUE! | #VALUE! | #VALUE! | #VALUE! | #VALUE! | #VALUE! | #VALUE! | #VALUE! |  |  |  |  | #VALUE! | #VALUE! | #VALUE! |  |  | #VALUE! | #VALUE! | #VALUE! | #VALUE! | #VALUE! | #VALUE! | #VALUE! | #VALUE! |  |  |  |  | #VALUE! | #VALUE! | #VALUE! |  |  | #VALUE! | #VALUE! | #VALUE! | #VALUE! | #VALUE! | #VALUE! | #VALUE! | #VALUE! |  |  |  |  | #VALUE! | #VALUE! | #VALUE! |  |  | #VALUE! | #VALUE! | #VALUE! | #VALUE! | #VALUE! | #VALUE! | #VALUE! | #VALUE! |  |  | #VALUE! | #VALUE! | #VALUE! | #VALUE! | #VALUE! |  |  | #VALUE! | #VALUE! | #VALUE! | #VALUE! | #VALUE! | #VALUE! | #VALUE! | #VALUE! |  |  | #VALUE! | #VALUE! | #VALUE! | #VALUE! | #VALUE! |  |  | #VALUE! | #VALUE! | #VALUE! | #VALUE! | #VALUE! | #VALUE! | #VALUE! | #VALUE! | 0 | #REF! | #VALUE! | #VALUE! | #VALUE! | #VALUE! | #VALUE! | #VALUE! | #VALUE! | 0
|  |  |  | 0 | 51 | 0 |  |  | 1 | 1.0842e-19 | 0 | 1.0669e-18 | 1.0669e-18 | 1.0669e-18 | 0 | 0 |  |  |  |  | #VALUE! | #VALUE! | #VALUE! |  |  | #VALUE! | #VALUE! | #VALUE! | #VALUE! | #VALUE! | #VALUE! | #VALUE! | #VALUE! |  |  |  |  | #VALUE! | #VALUE! | #VALUE! |  |  | #VALUE! | #VALUE! | #VALUE! | #VALUE! | #VALUE! | #VALUE! | #VALUE! | #VALUE! |  |  |  |  | #VALUE! | #VALUE! | #VALUE! |  |  | #VALUE! | #VALUE! | #VALUE! | #VALUE! | #VALUE! | #VALUE! | #VALUE! | #VALUE! |  |  |  |  | #VALUE! | #VALUE! | #VALUE! |  |  | #VALUE! | #VALUE! | #VALUE! | #VALUE! | #VALUE! | #VALUE! | #VALUE! | #VALUE! |  |  |  |  | #VALUE! | #VALUE! | #VALUE! |  |  | #VALUE! | #VALUE! | #VALUE! | #VALUE! | #VALUE! | #VALUE! | #VALUE! | #VALUE! |  |  | #VALUE! | #VALUE! | #VALUE! | #VALUE! | #VALUE! |  |  | #VALUE! | #VALUE! | #VALUE! | #VALUE! | #VALUE! | #VALUE! | #VALUE! | #VALUE! |  |  | #VALUE! | #VALUE! | #VALUE! | #VALUE! | #VALUE! |  |  | #VALUE! | #VALUE! | #VALUE! | #VALUE! | #VALUE! | #VALUE! | #VALUE! | #VALUE! | 0 | #REF! | #VALUE! | #VALUE! | #VALUE! | #VALUE! | #VALUE! | #VALUE! | #VALUE! | 0
|  |  |  | 0 | 51 | 0 |  |  | 1 | 1.0842e-19 | 0 | 1.0669e-18 | 1.0669e-18 | 1.0669e-18 | 0 | 0 |  |  |  |  | #VALUE! | #VALUE! | #VALUE! |  |  | #VALUE! | #VALUE! | #VALUE! | #VALUE! | #VALUE! | #VALUE! | #VALUE! | #VALUE! |  |  |  |  | #VALUE! | #VALUE! | #VALUE! |  |  | #VALUE! | #VALUE! | #VALUE! | #VALUE! | #VALUE! | #VALUE! | #VALUE! | #VALUE! |  |  |  |  | #VALUE! | #VALUE! | #VALUE! |  |  | #VALUE! | #VALUE! | #VALUE! | #VALUE! | #VALUE! | #VALUE! | #VALUE! | #VALUE! |  |  |  |  | #VALUE! | #VALUE! | #VALUE! |  |  | #VALUE! | #VALUE! | #VALUE! | #VALUE! | #VALUE! | #VALUE! | #VALUE! | #VALUE! |  |  |  |  | #VALUE! | #VALUE! | #VALUE! |  |  | #VALUE! | #VALUE! | #VALUE! | #VALUE! | #VALUE! | #VALUE! | #VALUE! | #VALUE! |  |  | #VALUE! | #VALUE! | #VALUE! | #VALUE! | #VALUE! |  |  | #VALUE! | #VALUE! | #VALUE! | #VALUE! | #VALUE! | #VALUE! | #VALUE! | #VALUE! |  |  | #VALUE! | #VALUE! | #VALUE! | #VALUE! | #VALUE! |  |  | #VALUE! | #VALUE! | #VALUE! | #VALUE! | #VALUE! | #VALUE! | #VALUE! | #VALUE! | 0 | #REF! | #VALUE! | #VALUE! | #VALUE! | #VALUE! | #VALUE! | #VALUE! | #VALUE! | 0
|  |  |  | 0 | 51 | 0 |  |  | 1 | 1.0842e-19 | 0 | 1.0669e-18 | 1.0669e-18 | 1.0669e-18 | 0 | 0 |  |  |  |  | #VALUE! | #VALUE! | #VALUE! |  |  | #VALUE! | #VALUE! | #VALUE! | #VALUE! | #VALUE! | #VALUE! | #VALUE! | #VALUE! |  |  |  |  | #VALUE! | #VALUE! | #VALUE! |  |  | #VALUE! | #VALUE! | #VALUE! | #VALUE! | #VALUE! | #VALUE! | #VALUE! | #VALUE! |  |  |  |  | #VALUE! | #VALUE! | #VALUE! |  |  | #VALUE! | #VALUE! | #VALUE! | #VALUE! | #VALUE! | #VALUE! | #VALUE! | #VALUE! |  |  |  |  | #VALUE! | #VALUE! | #VALUE! |  |  | #VALUE! | #VALUE! | #VALUE! | #VALUE! | #VALUE! | #VALUE! | #VALUE! | #VALUE! |  |  |  |  | #VALUE! | #VALUE! | #VALUE! |  |  | #VALUE! | #VALUE! | #VALUE! | #VALUE! | #VALUE! | #VALUE! | #VALUE! | #VALUE! |  |  | #VALUE! | #VALUE! | #VALUE! | #VALUE! | #VALUE! |  |  | #VALUE! | #VALUE! | #VALUE! | #VALUE! | #VALUE! | #VALUE! | #VALUE! | #VALUE! |  |  | #VALUE! | #VALUE! | #VALUE! | #VALUE! | #VALUE! |  |  | #VALUE! | #VALUE! | #VALUE! | #VALUE! | #VALUE! | #VALUE! | #VALUE! | #VALUE! | 0 | #REF! | #VALUE! | #VALUE! | #VALUE! | #VALUE! | #VALUE! | #VALUE! | #VALUE! | 0
|  |  |  | 0 | 51 | 0 |  |  | 1 | 1.0842e-19 | 0 | 1.0669e-18 | 1.0669e-18 | 1.0669e-18 | 0 | 0 |  |  |  |  | #VALUE! | #VALUE! | #VALUE! |  |  | #VALUE! | #VALUE! | #VALUE! | #VALUE! | #VALUE! | #VALUE! | #VALUE! | #VALUE! |  |  |  |  | #VALUE! | #VALUE! | #VALUE! |  |  | #VALUE! | #VALUE! | #VALUE! | #VALUE! | #VALUE! | #VALUE! | #VALUE! | #VALUE! |  |  |  |  | #VALUE! | #VALUE! | #VALUE! |  |  | #VALUE! | #VALUE! | #VALUE! | #VALUE! | #VALUE! | #VALUE! | #VALUE! | #VALUE! |  |  |  |  | #VALUE! | #VALUE! | #VALUE! |  |  | #VALUE! | #VALUE! | #VALUE! | #VALUE! | #VALUE! | #VALUE! | #VALUE! | #VALUE! |  |  |  |  | #VALUE! | #VALUE! | #VALUE! |  |  | #VALUE! | #VALUE! | #VALUE! | #VALUE! | #VALUE! | #VALUE! | #VALUE! | #VALUE! |  |  | #VALUE! | #VALUE! | #VALUE! | #VALUE! | #VALUE! |  |  | #VALUE! | #VALUE! | #VALUE! | #VALUE! | #VALUE! | #VALUE! | #VALUE! | #VALUE! |  |  | #VALUE! | #VALUE! | #VALUE! | #VALUE! | #VALUE! |  |  | #VALUE! | #VALUE! | #VALUE! | #VALUE! | #VALUE! | #VALUE! | #VALUE! | #VALUE! | 0 | #REF! | #VALUE! | #VALUE! | #VALUE! | #VALUE! | #VALUE! | #VALUE! | #VALUE! | 0
|  |  |  | 0 | 51 | 0 |  |  | 1 | 1.0842e-19 | 0 | 1.0669e-18 | 1.0669e-18 | 1.0669e-18 | 0 | 0 |  |  |  |  | #VALUE! | #VALUE! | #VALUE! |  |  | #VALUE! | #VALUE! | #VALUE! | #VALUE! | #VALUE! | #VALUE! | #VALUE! | #VALUE! |  |  |  |  | #VALUE! | #VALUE! | #VALUE! |  |  | #VALUE! | #VALUE! | #VALUE! | #VALUE! | #VALUE! | #VALUE! | #VALUE! | #VALUE! |  |  |  |  | #VALUE! | #VALUE! | #VALUE! |  |  | #VALUE! | #VALUE! | #VALUE! | #VALUE! | #VALUE! | #VALUE! | #VALUE! | #VALUE! |  |  |  |  | #VALUE! | #VALUE! | #VALUE! |  |  | #VALUE! | #VALUE! | #VALUE! | #VALUE! | #VALUE! | #VALUE! | #VALUE! | #VALUE! |  |  |  |  | #VALUE! | #VALUE! | #VALUE! |  |  | #VALUE! | #VALUE! | #VALUE! | #VALUE! | #VALUE! | #VALUE! | #VALUE! | #VALUE! |  |  | #VALUE! | #VALUE! | #VALUE! | #VALUE! | #VALUE! |  |  | #VALUE! | #VALUE! | #VALUE! | #VALUE! | #VALUE! | #VALUE! | #VALUE! | #VALUE! |  |  | #VALUE! | #VALUE! | #VALUE! | #VALUE! | #VALUE! |  |  | #VALUE! | #VALUE! | #VALUE! | #VALUE! | #VALUE! | #VALUE! | #VALUE! | #VALUE! | 0 | #REF! | #VALUE! | #VALUE! | #VALUE! | #VALUE! | #VALUE! | #VALUE! | #VALUE! | 0
|  |  |  | 0 | 51 | 0 |  |  | 1 | 1.0842e-19 | 0 | 1.0669e-18 | 1.0669e-18 | 1.0669e-18 | 0 | 0 |  |  |  |  | #VALUE! | #VALUE! | #VALUE! |  |  | #VALUE! | #VALUE! | #VALUE! | #VALUE! | #VALUE! | #VALUE! | #VALUE! | #VALUE! |  |  |  |  | #VALUE! | #VALUE! | #VALUE! |  |  | #VALUE! | #VALUE! | #VALUE! | #VALUE! | #VALUE! | #VALUE! | #VALUE! | #VALUE! |  |  |  |  | #VALUE! | #VALUE! | #VALUE! |  |  | #VALUE! | #VALUE! | #VALUE! | #VALUE! | #VALUE! | #VALUE! | #VALUE! | #VALUE! |  |  |  |  | #VALUE! | #VALUE! | #VALUE! |  |  | #VALUE! | #VALUE! | #VALUE! | #VALUE! | #VALUE! | #VALUE! | #VALUE! | #VALUE! |  |  |  |  | #VALUE! | #VALUE! | #VALUE! |  |  | #VALUE! | #VALUE! | #VALUE! | #VALUE! | #VALUE! | #VALUE! | #VALUE! | #VALUE! |  |  | #VALUE! | #VALUE! | #VALUE! | #VALUE! | #VALUE! |  |  | #VALUE! | #VALUE! | #VALUE! | #VALUE! | #VALUE! | #VALUE! | #VALUE! | #VALUE! |  |  | #VALUE! | #VALUE! | #VALUE! | #VALUE! | #VALUE! |  |  | #VALUE! | #VALUE! | #VALUE! | #VALUE! | #VALUE! | #VALUE! | #VALUE! | #VALUE! | 0 | #REF! | #VALUE! | #VALUE! | #VALUE! | #VALUE! | #VALUE! | #VALUE! | #VALUE! | 0
|  |  |  | 0 | 51 | 0 |  |  | 1 | 1.0842e-19 | 0 | 1.0669e-18 | 1.0669e-18 | 1.0669e-18 | 0 | 0 |  |  |  |  | #VALUE! | #VALUE! | #VALUE! |  |  | #VALUE! | #VALUE! | #VALUE! | #VALUE! | #VALUE! | #VALUE! | #VALUE! | #VALUE! |  |  |  |  | #VALUE! | #VALUE! | #VALUE! |  |  | #VALUE! | #VALUE! | #VALUE! | #VALUE! | #VALUE! | #VALUE! | #VALUE! | #VALUE! |  |  |  |  | #VALUE! | #VALUE! | #VALUE! |  |  | #VALUE! | #VALUE! | #VALUE! | #VALUE! | #VALUE! | #VALUE! | #VALUE! | #VALUE! |  |  |  |  | #VALUE! | #VALUE! | #VALUE! |  |  | #VALUE! | #VALUE! | #VALUE! | #VALUE! | #VALUE! | #VALUE! | #VALUE! | #VALUE! |  |  |  |  | #VALUE! | #VALUE! | #VALUE! |  |  | #VALUE! | #VALUE! | #VALUE! | #VALUE! | #VALUE! | #VALUE! | #VALUE! | #VALUE! |  |  | #VALUE! | #VALUE! | #VALUE! | #VALUE! | #VALUE! |  |  | #VALUE! | #VALUE! | #VALUE! | #VALUE! | #VALUE! | #VALUE! | #VALUE! | #VALUE! |  |  | #VALUE! | #VALUE! | #VALUE! | #VALUE! | #VALUE! |  |  | #VALUE! | #VALUE! | #VALUE! | #VALUE! | #VALUE! | #VALUE! | #VALUE! | #VALUE! | 0 | #REF! | #VALUE! | #VALUE! | #VALUE! | #VALUE! | #VALUE! | #VALUE! | #VALUE! | 0
|  |  |  | 0 | 51 | 0 |  |  | 1 | 1.0842e-19 | 0 | 1.0669e-18 | 1.0669e-18 | 1.0669e-18 | 0 | 0 |  |  |  |  | #VALUE! | #VALUE! | #VALUE! |  |  | #VALUE! | #VALUE! | #VALUE! | #VALUE! | #VALUE! | #VALUE! | #VALUE! | #VALUE! |  |  |  |  | #VALUE! | #VALUE! | #VALUE! |  |  | #VALUE! | #VALUE! | #VALUE! | #VALUE! | #VALUE! | #VALUE! | #VALUE! | #VALUE! |  |  |  |  | #VALUE! | #VALUE! | #VALUE! |  |  | #VALUE! | #VALUE! | #VALUE! | #VALUE! | #VALUE! | #VALUE! | #VALUE! | #VALUE! |  |  |  |  | #VALUE! | #VALUE! | #VALUE! |  |  | #VALUE! | #VALUE! | #VALUE! | #VALUE! | #VALUE! | #VALUE! | #VALUE! | #VALUE! |  |  |  |  | #VALUE! | #VALUE! | #VALUE! |  |  | #VALUE! | #VALUE! | #VALUE! | #VALUE! | #VALUE! | #VALUE! | #VALUE! | #VALUE! |  |  | #VALUE! | #VALUE! | #VALUE! | #VALUE! | #VALUE! |  |  | #VALUE! | #VALUE! | #VALUE! | #VALUE! | #VALUE! | #VALUE! | #VALUE! | #VALUE! |  |  | #VALUE! | #VALUE! | #VALUE! | #VALUE! | #VALUE! |  |  | #VALUE! | #VALUE! | #VALUE! | #VALUE! | #VALUE! | #VALUE! | #VALUE! | #VALUE! | 0 | #REF! | #VALUE! | #VALUE! | #VALUE! | #VALUE! | #VALUE! | #VALUE! | #VALUE! | 0
|  |  |  | 0 | 51 | 0 |  |  | 1 | 1.0842e-19 | 0 | 1.0669e-18 | 1.0669e-18 | 1.0669e-18 | 0 | 0 |  |  |  |  | #VALUE! | #VALUE! | #VALUE! |  |  | #VALUE! | #VALUE! | #VALUE! | #VALUE! | #VALUE! | #VALUE! | #VALUE! | #VALUE! |  |  |  |  | #VALUE! | #VALUE! | #VALUE! |  |  | #VALUE! | #VALUE! | #VALUE! | #VALUE! | #VALUE! | #VALUE! | #VALUE! | #VALUE! |  |  |  |  | #VALUE! | #VALUE! | #VALUE! |  |  | #VALUE! | #VALUE! | #VALUE! | #VALUE! | #VALUE! | #VALUE! | #VALUE! | #VALUE! |  |  |  |  | #VALUE! | #VALUE! | #VALUE! |  |  | #VALUE! | #VALUE! | #VALUE! | #VALUE! | #VALUE! | #VALUE! | #VALUE! | #VALUE! |  |  |  |  | #VALUE! | #VALUE! | #VALUE! |  |  | #VALUE! | #VALUE! | #VALUE! | #VALUE! | #VALUE! | #VALUE! | #VALUE! | #VALUE! |  |  | #VALUE! | #VALUE! | #VALUE! | #VALUE! | #VALUE! |  |  | #VALUE! | #VALUE! | #VALUE! | #VALUE! | #VALUE! | #VALUE! | #VALUE! | #VALUE! |  |  | #VALUE! | #VALUE! | #VALUE! | #VALUE! | #VALUE! |  |  | #VALUE! | #VALUE! | #VALUE! | #VALUE! | #VALUE! | #VALUE! | #VALUE! | #VALUE! | 0 | #REF! | #VALUE! | #VALUE! | #VALUE! | #VALUE! | #VALUE! | #VALUE! | #VALUE! | 0
|  |  |  | 0 | 51 | 0 |  |  | 1 | 1.0842e-19 | 0 | 1.0669e-18 | 1.0669e-18 | 1.0669e-18 | 0 | 0 |  |  |  |  | #VALUE! | #VALUE! | #VALUE! |  |  | #VALUE! | #VALUE! | #VALUE! | #VALUE! | #VALUE! | #VALUE! | #VALUE! | #VALUE! |  |  |  |  | #VALUE! | #VALUE! | #VALUE! |  |  | #VALUE! | #VALUE! | #VALUE! | #VALUE! | #VALUE! | #VALUE! | #VALUE! | #VALUE! |  |  |  |  | #VALUE! | #VALUE! | #VALUE! |  |  | #VALUE! | #VALUE! | #VALUE! | #VALUE! | #VALUE! | #VALUE! | #VALUE! | #VALUE! |  |  |  |  | #VALUE! | #VALUE! | #VALUE! |  |  | #VALUE! | #VALUE! | #VALUE! | #VALUE! | #VALUE! | #VALUE! | #VALUE! | #VALUE! |  |  |  |  | #VALUE! | #VALUE! | #VALUE! |  |  | #VALUE! | #VALUE! | #VALUE! | #VALUE! | #VALUE! | #VALUE! | #VALUE! | #VALUE! |  |  | #VALUE! | #VALUE! | #VALUE! | #VALUE! | #VALUE! |  |  | #VALUE! | #VALUE! | #VALUE! | #VALUE! | #VALUE! | #VALUE! | #VALUE! | #VALUE! |  |  | #VALUE! | #VALUE! | #VALUE! | #VALUE! | #VALUE! |  |  | #VALUE! | #VALUE! | #VALUE! | #VALUE! | #VALUE! | #VALUE! | #VALUE! | #VALUE! | 0 | #REF! | #VALUE! | #VALUE! | #VALUE! | #VALUE! | #VALUE! | #VALUE! | #VALUE! | 0
|  |  |  | 0 | 51 | 0 |  |  | 1 | 1.0842e-19 | 0 | 1.0669e-18 | 1.0669e-18 | 1.0669e-18 | 0 | 0 |  |  |  |  | #VALUE! | #VALUE! | #VALUE! |  |  | #VALUE! | #VALUE! | #VALUE! | #VALUE! | #VALUE! | #VALUE! | #VALUE! | #VALUE! |  |  |  |  | #VALUE! | #VALUE! | #VALUE! |  |  | #VALUE! | #VALUE! | #VALUE! | #VALUE! | #VALUE! | #VALUE! | #VALUE! | #VALUE! |  |  |  |  | #VALUE! | #VALUE! | #VALUE! |  |  | #VALUE! | #VALUE! | #VALUE! | #VALUE! | #VALUE! | #VALUE! | #VALUE! | #VALUE! |  |  |  |  | #VALUE! | #VALUE! | #VALUE! |  |  | #VALUE! | #VALUE! | #VALUE! | #VALUE! | #VALUE! | #VALUE! | #VALUE! | #VALUE! |  |  |  |  | #VALUE! | #VALUE! | #VALUE! |  |  | #VALUE! | #VALUE! | #VALUE! | #VALUE! | #VALUE! | #VALUE! | #VALUE! | #VALUE! |  |  | #VALUE! | #VALUE! | #VALUE! | #VALUE! | #VALUE! |  |  | #VALUE! | #VALUE! | #VALUE! | #VALUE! | #VALUE! | #VALUE! | #VALUE! | #VALUE! |  |  | #VALUE! | #VALUE! | #VALUE! | #VALUE! | #VALUE! |  |  | #VALUE! | #VALUE! | #VALUE! | #VALUE! | #VALUE! | #VALUE! | #VALUE! | #VALUE! | 0 | #REF! | #VALUE! | #VALUE! | #VALUE! | #VALUE! | #VALUE! | #VALUE! | #VALUE! | 0
|  |  |  | 0 | 51 | 0 |  |  | 1 | 1.0842e-19 | 0 | 1.0669e-18 | 1.0669e-18 | 1.0669e-18 | 0 | 0 |  |  |  |  | #VALUE! | #VALUE! | #VALUE! |  |  | #VALUE! | #VALUE! | #VALUE! | #VALUE! | #VALUE! | #VALUE! | #VALUE! | #VALUE! |  |  |  |  | #VALUE! | #VALUE! | #VALUE! |  |  | #VALUE! | #VALUE! | #VALUE! | #VALUE! | #VALUE! | #VALUE! | #VALUE! | #VALUE! |  |  |  |  | #VALUE! | #VALUE! | #VALUE! |  |  | #VALUE! | #VALUE! | #VALUE! | #VALUE! | #VALUE! | #VALUE! | #VALUE! | #VALUE! |  |  |  |  | #VALUE! | #VALUE! | #VALUE! |  |  | #VALUE! | #VALUE! | #VALUE! | #VALUE! | #VALUE! | #VALUE! | #VALUE! | #VALUE! |  |  |  |  | #VALUE! | #VALUE! | #VALUE! |  |  | #VALUE! | #VALUE! | #VALUE! | #VALUE! | #VALUE! | #VALUE! | #VALUE! | #VALUE! |  |  | #VALUE! | #VALUE! | #VALUE! | #VALUE! | #VALUE! |  |  | #VALUE! | #VALUE! | #VALUE! | #VALUE! | #VALUE! | #VALUE! | #VALUE! | #VALUE! |  |  | #VALUE! | #VALUE! | #VALUE! | #VALUE! | #VALUE! |  |  | #VALUE! | #VALUE! | #VALUE! | #VALUE! | #VALUE! | #VALUE! | #VALUE! | #VALUE! | 0 | #REF! | #VALUE! | #VALUE! | #VALUE! | #VALUE! | #VALUE! | #VALUE! | #VALUE! | 0
|  |  |  | 0 | 51 | 0 |  |  | 1 | 1.0842e-19 | 0 | 1.0669e-18 | 1.0669e-18 | 1.0669e-18 | 0 | 0 |  |  |  |  | #VALUE! | #VALUE! | #VALUE! |  |  | #VALUE! | #VALUE! | #VALUE! | #VALUE! | #VALUE! | #VALUE! | #VALUE! | #VALUE! |  |  |  |  | #VALUE! | #VALUE! | #VALUE! |  |  | #VALUE! | #VALUE! | #VALUE! | #VALUE! | #VALUE! | #VALUE! | #VALUE! | #VALUE! |  |  |  |  | #VALUE! | #VALUE! | #VALUE! |  |  | #VALUE! | #VALUE! | #VALUE! | #VALUE! | #VALUE! | #VALUE! | #VALUE! | #VALUE! |  |  |  |  | #VALUE! | #VALUE! | #VALUE! |  |  | #VALUE! | #VALUE! | #VALUE! | #VALUE! | #VALUE! | #VALUE! | #VALUE! | #VALUE! |  |  |  |  | #VALUE! | #VALUE! | #VALUE! |  |  | #VALUE! | #VALUE! | #VALUE! | #VALUE! | #VALUE! | #VALUE! | #VALUE! | #VALUE! |  |  | #VALUE! | #VALUE! | #VALUE! | #VALUE! | #VALUE! |  |  | #VALUE! | #VALUE! | #VALUE! | #VALUE! | #VALUE! | #VALUE! | #VALUE! | #VALUE! |  |  | #VALUE! | #VALUE! | #VALUE! | #VALUE! | #VALUE! |  |  | #VALUE! | #VALUE! | #VALUE! | #VALUE! | #VALUE! | #VALUE! | #VALUE! | #VALUE! | 0 | #REF! | #VALUE! | #VALUE! | #VALUE! | #VALUE! | #VALUE! | #VALUE! | #VALUE! | 0
|  |  |  | 0 | 51 | 0 |  |  | 1 | 1.0842e-19 | 0 | 1.0669e-18 | 1.0669e-18 | 1.0669e-18 | 0 | 0 |  |  |  |  | #VALUE! | #VALUE! | #VALUE! |  |  | #VALUE! | #VALUE! | #VALUE! | #VALUE! | #VALUE! | #VALUE! | #VALUE! | #VALUE! |  |  |  |  | #VALUE! | #VALUE! | #VALUE! |  |  | #VALUE! | #VALUE! | #VALUE! | #VALUE! | #VALUE! | #VALUE! | #VALUE! | #VALUE! |  |  |  |  | #VALUE! | #VALUE! | #VALUE! |  |  | #VALUE! | #VALUE! | #VALUE! | #VALUE! | #VALUE! | #VALUE! | #VALUE! | #VALUE! |  |  |  |  | #VALUE! | #VALUE! | #VALUE! |  |  | #VALUE! | #VALUE! | #VALUE! | #VALUE! | #VALUE! | #VALUE! | #VALUE! | #VALUE! |  |  |  |  | #VALUE! | #VALUE! | #VALUE! |  |  | #VALUE! | #VALUE! | #VALUE! | #VALUE! | #VALUE! | #VALUE! | #VALUE! | #VALUE! |  |  | #VALUE! | #VALUE! | #VALUE! | #VALUE! | #VALUE! |  |  | #VALUE! | #VALUE! | #VALUE! | #VALUE! | #VALUE! | #VALUE! | #VALUE! | #VALUE! |  |  | #VALUE! | #VALUE! | #VALUE! | #VALUE! | #VALUE! |  |  | #VALUE! | #VALUE! | #VALUE! | #VALUE! | #VALUE! | #VALUE! | #VALUE! | #VALUE! | 0 | #REF! | #VALUE! | #VALUE! | #VALUE! | #VALUE! | #VALUE! | #VALUE! | #VALUE! | 0
|  |  |  | 0 | 51 | 0 |  |  | 1 | 1.0842e-19 | 0 | 1.0669e-18 | 1.0669e-18 | 1.0669e-18 | 0 | 0 |  |  |  |  | #VALUE! | #VALUE! | #VALUE! |  |  | #VALUE! | #VALUE! | #VALUE! | #VALUE! | #VALUE! | #VALUE! | #VALUE! | #VALUE! |  |  |  |  | #VALUE! | #VALUE! | #VALUE! |  |  | #VALUE! | #VALUE! | #VALUE! | #VALUE! | #VALUE! | #VALUE! | #VALUE! | #VALUE! |  |  |  |  | #VALUE! | #VALUE! | #VALUE! |  |  | #VALUE! | #VALUE! | #VALUE! | #VALUE! | #VALUE! | #VALUE! | #VALUE! | #VALUE! |  |  |  |  | #VALUE! | #VALUE! | #VALUE! |  |  | #VALUE! | #VALUE! | #VALUE! | #VALUE! | #VALUE! | #VALUE! | #VALUE! | #VALUE! |  |  |  |  | #VALUE! | #VALUE! | #VALUE! |  |  | #VALUE! | #VALUE! | #VALUE! | #VALUE! | #VALUE! | #VALUE! | #VALUE! | #VALUE! |  |  | #VALUE! | #VALUE! | #VALUE! | #VALUE! | #VALUE! |  |  | #VALUE! | #VALUE! | #VALUE! | #VALUE! | #VALUE! | #VALUE! | #VALUE! | #VALUE! |  |  | #VALUE! | #VALUE! | #VALUE! | #VALUE! | #VALUE! |  |  | #VALUE! | #VALUE! | #VALUE! | #VALUE! | #VALUE! | #VALUE! | #VALUE! | #VALUE! | 0 | #REF! | #VALUE! | #VALUE! | #VALUE! | #VALUE! | #VALUE! | #VALUE! | #VALUE! | 0
|  |  |  | 0 | 51 | 0 |  |  | 1 | 1.0842e-19 | 0 | 1.0669e-18 | 1.0669e-18 | 1.0669e-18 | 0 | 0 |  |  |  |  | #VALUE! | #VALUE! | #VALUE! |  |  | #VALUE! | #VALUE! | #VALUE! | #VALUE! | #VALUE! | #VALUE! | #VALUE! | #VALUE! |  |  |  |  | #VALUE! | #VALUE! | #VALUE! |  |  | #VALUE! | #VALUE! | #VALUE! | #VALUE! | #VALUE! | #VALUE! | #VALUE! | #VALUE! |  |  |  |  | #VALUE! | #VALUE! | #VALUE! |  |  | #VALUE! | #VALUE! | #VALUE! | #VALUE! | #VALUE! | #VALUE! | #VALUE! | #VALUE! |  |  |  |  | #VALUE! | #VALUE! | #VALUE! |  |  | #VALUE! | #VALUE! | #VALUE! | #VALUE! | #VALUE! | #VALUE! | #VALUE! | #VALUE! |  |  |  |  | #VALUE! | #VALUE! | #VALUE! |  |  | #VALUE! | #VALUE! | #VALUE! | #VALUE! | #VALUE! | #VALUE! | #VALUE! | #VALUE! |  |  | #VALUE! | #VALUE! | #VALUE! | #VALUE! | #VALUE! |  |  | #VALUE! | #VALUE! | #VALUE! | #VALUE! | #VALUE! | #VALUE! | #VALUE! | #VALUE! |  |  | #VALUE! | #VALUE! | #VALUE! | #VALUE! | #VALUE! |  |  | #VALUE! | #VALUE! | #VALUE! | #VALUE! | #VALUE! | #VALUE! | #VALUE! | #VALUE! | 0 | #REF! | #VALUE! | #VALUE! | #VALUE! | #VALUE! | #VALUE! | #VALUE! | #VALUE! | 0
|  |  |  | 0 | 51 | 0 |  |  | 1 | 1.0842e-19 | 0 | 1.0669e-18 | 1.0669e-18 | 1.0669e-18 | 0 | 0 |  |  |  |  | #VALUE! | #VALUE! | #VALUE! |  |  | #VALUE! | #VALUE! | #VALUE! | #VALUE! | #VALUE! | #VALUE! | #VALUE! | #VALUE! |  |  |  |  | #VALUE! | #VALUE! | #VALUE! |  |  | #VALUE! | #VALUE! | #VALUE! | #VALUE! | #VALUE! | #VALUE! | #VALUE! | #VALUE! |  |  |  |  | #VALUE! | #VALUE! | #VALUE! |  |  | #VALUE! | #VALUE! | #VALUE! | #VALUE! | #VALUE! | #VALUE! | #VALUE! | #VALUE! |  |  |  |  | #VALUE! | #VALUE! | #VALUE! |  |  | #VALUE! | #VALUE! | #VALUE! | #VALUE! | #VALUE! | #VALUE! | #VALUE! | #VALUE! |  |  |  |  | #VALUE! | #VALUE! | #VALUE! |  |  | #VALUE! | #VALUE! | #VALUE! | #VALUE! | #VALUE! | #VALUE! | #VALUE! | #VALUE! |  |  | #VALUE! | #VALUE! | #VALUE! | #VALUE! | #VALUE! |  |  | #VALUE! | #VALUE! | #VALUE! | #VALUE! | #VALUE! | #VALUE! | #VALUE! | #VALUE! |  |  | #VALUE! | #VALUE! | #VALUE! | #VALUE! | #VALUE! |  |  | #VALUE! | #VALUE! | #VALUE! | #VALUE! | #VALUE! | #VALUE! | #VALUE! | #VALUE! | 0 | #REF! | #VALUE! | #VALUE! | #VALUE! | #VALUE! | #VALUE! | #VALUE! | #VALUE! | 0
|  |  |  | 0 | 51 | 0 |  |  | 1 | 1.0842e-19 | 0 | 1.0669e-18 | 1.0669e-18 | 1.0669e-18 | 0 | 0 |  |  |  |  | #VALUE! | #VALUE! | #VALUE! |  |  | #VALUE! | #VALUE! | #VALUE! | #VALUE! | #VALUE! | #VALUE! | #VALUE! | #VALUE! |  |  |  |  | #VALUE! | #VALUE! | #VALUE! |  |  | #VALUE! | #VALUE! | #VALUE! | #VALUE! | #VALUE! | #VALUE! | #VALUE! | #VALUE! |  |  |  |  | #VALUE! | #VALUE! | #VALUE! |  |  | #VALUE! | #VALUE! | #VALUE! | #VALUE! | #VALUE! | #VALUE! | #VALUE! | #VALUE! |  |  |  |  | #VALUE! | #VALUE! | #VALUE! |  |  | #VALUE! | #VALUE! | #VALUE! | #VALUE! | #VALUE! | #VALUE! | #VALUE! | #VALUE! |  |  |  |  | #VALUE! | #VALUE! | #VALUE! |  |  | #VALUE! | #VALUE! | #VALUE! | #VALUE! | #VALUE! | #VALUE! | #VALUE! | #VALUE! |  |  | #VALUE! | #VALUE! | #VALUE! | #VALUE! | #VALUE! |  |  | #VALUE! | #VALUE! | #VALUE! | #VALUE! | #VALUE! | #VALUE! | #VALUE! | #VALUE! |  |  | #VALUE! | #VALUE! | #VALUE! | #VALUE! | #VALUE! |  |  | #VALUE! | #VALUE! | #VALUE! | #VALUE! | #VALUE! | #VALUE! | #VALUE! | #VALUE! | 0 | #REF! | #VALUE! | #VALUE! | #VALUE! | #VALUE! | #VALUE! | #VALUE! | #VALUE! | 0
|  |  |  | 0 | 51 | 0 |  |  | 1 | 1.0842e-19 | 0 | 1.0669e-18 | 1.0669e-18 | 1.0669e-18 | 0 | 0 |  |  |  |  | #VALUE! | #VALUE! | #VALUE! |  |  | #VALUE! | #VALUE! | #VALUE! | #VALUE! | #VALUE! | #VALUE! | #VALUE! | #VALUE! |  |  |  |  | #VALUE! | #VALUE! | #VALUE! |  |  | #VALUE! | #VALUE! | #VALUE! | #VALUE! | #VALUE! | #VALUE! | #VALUE! | #VALUE! |  |  |  |  | #VALUE! | #VALUE! | #VALUE! |  |  | #VALUE! | #VALUE! | #VALUE! | #VALUE! | #VALUE! | #VALUE! | #VALUE! | #VALUE! |  |  |  |  | #VALUE! | #VALUE! | #VALUE! |  |  | #VALUE! | #VALUE! | #VALUE! | #VALUE! | #VALUE! | #VALUE! | #VALUE! | #VALUE! |  |  |  |  | #VALUE! | #VALUE! | #VALUE! |  |  | #VALUE! | #VALUE! | #VALUE! | #VALUE! | #VALUE! | #VALUE! | #VALUE! | #VALUE! |  |  | #VALUE! | #VALUE! | #VALUE! | #VALUE! | #VALUE! |  |  | #VALUE! | #VALUE! | #VALUE! | #VALUE! | #VALUE! | #VALUE! | #VALUE! | #VALUE! |  |  | #VALUE! | #VALUE! | #VALUE! | #VALUE! | #VALUE! |  |  | #VALUE! | #VALUE! | #VALUE! | #VALUE! | #VALUE! | #VALUE! | #VALUE! | #VALUE! | 0 | #REF! | #VALUE! | #VALUE! | #VALUE! | #VALUE! | #VALUE! | #VALUE! | #VALUE! | 0
|  |  |  | 0 | 51 | 0 |  |  | 1 | 1.0842e-19 | 0 | 1.0669e-18 | 1.0669e-18 | 1.0669e-18 | 0 | 0 |  |  |  |  | #VALUE! | #VALUE! | #VALUE! |  |  | #VALUE! | #VALUE! | #VALUE! | #VALUE! | #VALUE! | #VALUE! | #VALUE! | #VALUE! |  |  |  |  | #VALUE! | #VALUE! | #VALUE! |  |  | #VALUE! | #VALUE! | #VALUE! | #VALUE! | #VALUE! | #VALUE! | #VALUE! | #VALUE! |  |  |  |  | #VALUE! | #VALUE! | #VALUE! |  |  | #VALUE! | #VALUE! | #VALUE! | #VALUE! | #VALUE! | #VALUE! | #VALUE! | #VALUE! |  |  |  |  | #VALUE! | #VALUE! | #VALUE! |  |  | #VALUE! | #VALUE! | #VALUE! | #VALUE! | #VALUE! | #VALUE! | #VALUE! | #VALUE! |  |  |  |  | #VALUE! | #VALUE! | #VALUE! |  |  | #VALUE! | #VALUE! | #VALUE! | #VALUE! | #VALUE! | #VALUE! | #VALUE! | #VALUE! |  |  | #VALUE! | #VALUE! | #VALUE! | #VALUE! | #VALUE! |  |  | #VALUE! | #VALUE! | #VALUE! | #VALUE! | #VALUE! | #VALUE! | #VALUE! | #VALUE! |  |  | #VALUE! | #VALUE! | #VALUE! | #VALUE! | #VALUE! |  |  | #VALUE! | #VALUE! | #VALUE! | #VALUE! | #VALUE! | #VALUE! | #VALUE! | #VALUE! | 0 | #REF! | #VALUE! | #VALUE! | #VALUE! | #VALUE! | #VALUE! | #VALUE! | #VALUE! | 0
|  |  |  | 0 | 51 | 0 |  |  | 1 | 1.0842e-19 | 0 | 1.0669e-18 | 1.0669e-18 | 1.0669e-18 | 0 | 0 |  |  |  |  | #VALUE! | #VALUE! | #VALUE! |  |  | #VALUE! | #VALUE! | #VALUE! | #VALUE! | #VALUE! | #VALUE! | #VALUE! | #VALUE! |  |  |  |  | #VALUE! | #VALUE! | #VALUE! |  |  | #VALUE! | #VALUE! | #VALUE! | #VALUE! | #VALUE! | #VALUE! | #VALUE! | #VALUE! |  |  |  |  | #VALUE! | #VALUE! | #VALUE! |  |  | #VALUE! | #VALUE! | #VALUE! | #VALUE! | #VALUE! | #VALUE! | #VALUE! | #VALUE! |  |  |  |  | #VALUE! | #VALUE! | #VALUE! |  |  | #VALUE! | #VALUE! | #VALUE! | #VALUE! | #VALUE! | #VALUE! | #VALUE! | #VALUE! |  |  |  |  | #VALUE! | #VALUE! | #VALUE! |  |  | #VALUE! | #VALUE! | #VALUE! | #VALUE! | #VALUE! | #VALUE! | #VALUE! | #VALUE! |  |  | #VALUE! | #VALUE! | #VALUE! | #VALUE! | #VALUE! |  |  | #VALUE! | #VALUE! | #VALUE! | #VALUE! | #VALUE! | #VALUE! | #VALUE! | #VALUE! |  |  | #VALUE! | #VALUE! | #VALUE! | #VALUE! | #VALUE! |  |  | #VALUE! | #VALUE! | #VALUE! | #VALUE! | #VALUE! | #VALUE! | #VALUE! | #VALUE! | 0 | #REF! | #VALUE! | #VALUE! | #VALUE! | #VALUE! | #VALUE! | #VALUE! | #VALUE! | 0
|  |  |  | 0 | 51 | 0 |  |  | 1 | 1.0842e-19 | 0 | 1.0669e-18 | 1.0669e-18 | 1.0669e-18 | 0 | 0 |  |  |  |  | #VALUE! | #VALUE! | #VALUE! |  |  | #VALUE! | #VALUE! | #VALUE! | #VALUE! | #VALUE! | #VALUE! | #VALUE! | #VALUE! |  |  |  |  | #VALUE! | #VALUE! | #VALUE! |  |  | #VALUE! | #VALUE! | #VALUE! | #VALUE! | #VALUE! | #VALUE! | #VALUE! | #VALUE! |  |  |  |  | #VALUE! | #VALUE! | #VALUE! |  |  | #VALUE! | #VALUE! | #VALUE! | #VALUE! | #VALUE! | #VALUE! | #VALUE! | #VALUE! |  |  |  |  | #VALUE! | #VALUE! | #VALUE! |  |  | #VALUE! | #VALUE! | #VALUE! | #VALUE! | #VALUE! | #VALUE! | #VALUE! | #VALUE! |  |  |  |  | #VALUE! | #VALUE! | #VALUE! |  |  | #VALUE! | #VALUE! | #VALUE! | #VALUE! | #VALUE! | #VALUE! | #VALUE! | #VALUE! |  |  | #VALUE! | #VALUE! | #VALUE! | #VALUE! | #VALUE! |  |  | #VALUE! | #VALUE! | #VALUE! | #VALUE! | #VALUE! | #VALUE! | #VALUE! | #VALUE! |  |  | #VALUE! | #VALUE! | #VALUE! | #VALUE! | #VALUE! |  |  | #VALUE! | #VALUE! | #VALUE! | #VALUE! | #VALUE! | #VALUE! | #VALUE! | #VALUE! | 0 | #REF! | #VALUE! | #VALUE! | #VALUE! | #VALUE! | #VALUE! | #VALUE! | #VALUE! | 0
|  |  |  | 0 | 51 | 0 |  |  | 1 | 1.0842e-19 | 0 | 1.0669e-18 | 1.0669e-18 | 1.0669e-18 | 0 | 0 |  |  |  |  | #VALUE! | #VALUE! | #VALUE! |  |  | #VALUE! | #VALUE! | #VALUE! | #VALUE! | #VALUE! | #VALUE! | #VALUE! | #VALUE! |  |  |  |  | #VALUE! | #VALUE! | #VALUE! |  |  | #VALUE! | #VALUE! | #VALUE! | #VALUE! | #VALUE! | #VALUE! | #VALUE! | #VALUE! |  |  |  |  | #VALUE! | #VALUE! | #VALUE! |  |  | #VALUE! | #VALUE! | #VALUE! | #VALUE! | #VALUE! | #VALUE! | #VALUE! | #VALUE! |  |  |  |  | #VALUE! | #VALUE! | #VALUE! |  |  | #VALUE! | #VALUE! | #VALUE! | #VALUE! | #VALUE! | #VALUE! | #VALUE! | #VALUE! |  |  |  |  | #VALUE! | #VALUE! | #VALUE! |  |  | #VALUE! | #VALUE! | #VALUE! | #VALUE! | #VALUE! | #VALUE! | #VALUE! | #VALUE! |  |  | #VALUE! | #VALUE! | #VALUE! | #VALUE! | #VALUE! |  |  | #VALUE! | #VALUE! | #VALUE! | #VALUE! | #VALUE! | #VALUE! | #VALUE! | #VALUE! |  |  | #VALUE! | #VALUE! | #VALUE! | #VALUE! | #VALUE! |  |  | #VALUE! | #VALUE! | #VALUE! | #VALUE! | #VALUE! | #VALUE! | #VALUE! | #VALUE! | 0 | #REF! | #VALUE! | #VALUE! | #VALUE! | #VALUE! | #VALUE! | #VALUE! | #VALUE! | 0
|  |  |  | 0 | 51 | 0 |  |  | 1 | 1.0842e-19 | 0 | 1.0669e-18 | 1.0669e-18 | 1.0669e-18 | 0 | 0 |  |  |  |  | #VALUE! | #VALUE! | #VALUE! |  |  | #VALUE! | #VALUE! | #VALUE! | #VALUE! | #VALUE! | #VALUE! | #VALUE! | #VALUE! |  |  |  |  | #VALUE! | #VALUE! | #VALUE! |  |  | #VALUE! | #VALUE! | #VALUE! | #VALUE! | #VALUE! | #VALUE! | #VALUE! | #VALUE! |  |  |  |  | #VALUE! | #VALUE! | #VALUE! |  |  | #VALUE! | #VALUE! | #VALUE! | #VALUE! | #VALUE! | #VALUE! | #VALUE! | #VALUE! |  |  |  |  | #VALUE! | #VALUE! | #VALUE! |  |  | #VALUE! | #VALUE! | #VALUE! | #VALUE! | #VALUE! | #VALUE! | #VALUE! | #VALUE! |  |  |  |  | #VALUE! | #VALUE! | #VALUE! |  |  | #VALUE! | #VALUE! | #VALUE! | #VALUE! | #VALUE! | #VALUE! | #VALUE! | #VALUE! |  |  | #VALUE! | #VALUE! | #VALUE! | #VALUE! | #VALUE! |  |  | #VALUE! | #VALUE! | #VALUE! | #VALUE! | #VALUE! | #VALUE! | #VALUE! | #VALUE! |  |  | #VALUE! | #VALUE! | #VALUE! | #VALUE! | #VALUE! |  |  | #VALUE! | #VALUE! | #VALUE! | #VALUE! | #VALUE! | #VALUE! | #VALUE! | #VALUE! | 0 | #REF! | #VALUE! | #VALUE! | #VALUE! | #VALUE! | #VALUE! | #VALUE! | #VALUE! | 0
|  |  |  | 0 | 51 | 0 |  |  | 1 | 1.0842e-19 | 0 | 1.0669e-18 | 1.0669e-18 | 1.0669e-18 | 0 | 0 |  |  |  |  | #VALUE! | #VALUE! | #VALUE! |  |  | #VALUE! | #VALUE! | #VALUE! | #VALUE! | #VALUE! | #VALUE! | #VALUE! | #VALUE! |  |  |  |  | #VALUE! | #VALUE! | #VALUE! |  |  | #VALUE! | #VALUE! | #VALUE! | #VALUE! | #VALUE! | #VALUE! | #VALUE! | #VALUE! |  |  |  |  | #VALUE! | #VALUE! | #VALUE! |  |  | #VALUE! | #VALUE! | #VALUE! | #VALUE! | #VALUE! | #VALUE! | #VALUE! | #VALUE! |  |  |  |  | #VALUE! | #VALUE! | #VALUE! |  |  | #VALUE! | #VALUE! | #VALUE! | #VALUE! | #VALUE! | #VALUE! | #VALUE! | #VALUE! |  |  |  |  | #VALUE! | #VALUE! | #VALUE! |  |  | #VALUE! | #VALUE! | #VALUE! | #VALUE! | #VALUE! | #VALUE! | #VALUE! | #VALUE! |  |  | #VALUE! | #VALUE! | #VALUE! | #VALUE! | #VALUE! |  |  | #VALUE! | #VALUE! | #VALUE! | #VALUE! | #VALUE! | #VALUE! | #VALUE! | #VALUE! |  |  | #VALUE! | #VALUE! | #VALUE! | #VALUE! | #VALUE! |  |  | #VALUE! | #VALUE! | #VALUE! | #VALUE! | #VALUE! | #VALUE! | #VALUE! | #VALUE! | 0 | #REF! | #VALUE! | #VALUE! | #VALUE! | #VALUE! | #VALUE! | #VALUE! | #VALUE! | 0
|  |  |  | 0 | 51 | 0 |  |  | 1 | 1.0842e-19 | 0 | 1.0669e-18 | 1.0669e-18 | 1.0669e-18 | 0 | 0 |  |  |  |  | #VALUE! | #VALUE! | #VALUE! |  |  | #VALUE! | #VALUE! | #VALUE! | #VALUE! | #VALUE! | #VALUE! | #VALUE! | #VALUE! |  |  |  |  | #VALUE! | #VALUE! | #VALUE! |  |  | #VALUE! | #VALUE! | #VALUE! | #VALUE! | #VALUE! | #VALUE! | #VALUE! | #VALUE! |  |  |  |  | #VALUE! | #VALUE! | #VALUE! |  |  | #VALUE! | #VALUE! | #VALUE! | #VALUE! | #VALUE! | #VALUE! | #VALUE! | #VALUE! |  |  |  |  | #VALUE! | #VALUE! | #VALUE! |  |  | #VALUE! | #VALUE! | #VALUE! | #VALUE! | #VALUE! | #VALUE! | #VALUE! | #VALUE! |  |  |  |  | #VALUE! | #VALUE! | #VALUE! |  |  | #VALUE! | #VALUE! | #VALUE! | #VALUE! | #VALUE! | #VALUE! | #VALUE! | #VALUE! |  |  | #VALUE! | #VALUE! | #VALUE! | #VALUE! | #VALUE! |  |  | #VALUE! | #VALUE! | #VALUE! | #VALUE! | #VALUE! | #VALUE! | #VALUE! | #VALUE! |  |  | #VALUE! | #VALUE! | #VALUE! | #VALUE! | #VALUE! |  |  | #VALUE! | #VALUE! | #VALUE! | #VALUE! | #VALUE! | #VALUE! | #VALUE! | #VALUE! | 0 | #REF! | #VALUE! | #VALUE! | #VALUE! | #VALUE! | #VALUE! | #VALUE! | #VALUE! | 0
|  |  |  | 0 | 51 | 0 |  |  | 1 | 1.0842e-19 | 0 | 1.0669e-18 | 1.0669e-18 | 1.0669e-18 | 0 | 0 |  |  |  |  | #VALUE! | #VALUE! | #VALUE! |  |  | #VALUE! | #VALUE! | #VALUE! | #VALUE! | #VALUE! | #VALUE! | #VALUE! | #VALUE! |  |  |  |  | #VALUE! | #VALUE! | #VALUE! |  |  | #VALUE! | #VALUE! | #VALUE! | #VALUE! | #VALUE! | #VALUE! | #VALUE! | #VALUE! |  |  |  |  | #VALUE! | #VALUE! | #VALUE! |  |  | #VALUE! | #VALUE! | #VALUE! | #VALUE! | #VALUE! | #VALUE! | #VALUE! | #VALUE! |  |  |  |  | #VALUE! | #VALUE! | #VALUE! |  |  | #VALUE! | #VALUE! | #VALUE! | #VALUE! | #VALUE! | #VALUE! | #VALUE! | #VALUE! |  |  |  |  | #VALUE! | #VALUE! | #VALUE! |  |  | #VALUE! | #VALUE! | #VALUE! | #VALUE! | #VALUE! | #VALUE! | #VALUE! | #VALUE! |  |  | #VALUE! | #VALUE! | #VALUE! | #VALUE! | #VALUE! |  |  | #VALUE! | #VALUE! | #VALUE! | #VALUE! | #VALUE! | #VALUE! | #VALUE! | #VALUE! |  |  | #VALUE! | #VALUE! | #VALUE! | #VALUE! | #VALUE! |  |  | #VALUE! | #VALUE! | #VALUE! | #VALUE! | #VALUE! | #VALUE! | #VALUE! | #VALUE! | 0 | #REF! | #VALUE! | #VALUE! | #VALUE! | #VALUE! | #VALUE! | #VALUE! | #VALUE! | 0
|  |  |  | 0 | 51 | 0 |  |  | 1 | 1.0842e-19 | 0 | 1.0669e-18 | 1.0669e-18 | 1.0669e-18 | 0 | 0 |  |  |  |  | #VALUE! | #VALUE! | #VALUE! |  |  | #VALUE! | #VALUE! | #VALUE! | #VALUE! | #VALUE! | #VALUE! | #VALUE! | #VALUE! |  |  |  |  | #VALUE! | #VALUE! | #VALUE! |  |  | #VALUE! | #VALUE! | #VALUE! | #VALUE! | #VALUE! | #VALUE! | #VALUE! | #VALUE! |  |  |  |  | #VALUE! | #VALUE! | #VALUE! |  |  | #VALUE! | #VALUE! | #VALUE! | #VALUE! | #VALUE! | #VALUE! | #VALUE! | #VALUE! |  |  |  |  | #VALUE! | #VALUE! | #VALUE! |  |  | #VALUE! | #VALUE! | #VALUE! | #VALUE! | #VALUE! | #VALUE! | #VALUE! | #VALUE! |  |  |  |  | #VALUE! | #VALUE! | #VALUE! |  |  | #VALUE! | #VALUE! | #VALUE! | #VALUE! | #VALUE! | #VALUE! | #VALUE! | #VALUE! |  |  | #VALUE! | #VALUE! | #VALUE! | #VALUE! | #VALUE! |  |  | #VALUE! | #VALUE! | #VALUE! | #VALUE! | #VALUE! | #VALUE! | #VALUE! | #VALUE! |  |  | #VALUE! | #VALUE! | #VALUE! | #VALUE! | #VALUE! |  |  | #VALUE! | #VALUE! | #VALUE! | #VALUE! | #VALUE! | #VALUE! | #VALUE! | #VALUE! | 0 | #REF! | #VALUE! | #VALUE! | #VALUE! | #VALUE! | #VALUE! | #VALUE! | #VALUE! | 0
|  |  |  | 0 | 51 | 0 |  |  | 1 | 1.0842e-19 | 0 | 1.0669e-18 | 1.0669e-18 | 1.0669e-18 | 0 | 0 |  |  |  |  | #VALUE! | #VALUE! | #VALUE! |  |  | #VALUE! | #VALUE! | #VALUE! | #VALUE! | #VALUE! | #VALUE! | #VALUE! | #VALUE! |  |  |  |  | #VALUE! | #VALUE! | #VALUE! |  |  | #VALUE! | #VALUE! | #VALUE! | #VALUE! | #VALUE! | #VALUE! | #VALUE! | #VALUE! |  |  |  |  | #VALUE! | #VALUE! | #VALUE! |  |  | #VALUE! | #VALUE! | #VALUE! | #VALUE! | #VALUE! | #VALUE! | #VALUE! | #VALUE! |  |  |  |  | #VALUE! | #VALUE! | #VALUE! |  |  | #VALUE! | #VALUE! | #VALUE! | #VALUE! | #VALUE! | #VALUE! | #VALUE! | #VALUE! |  |  |  |  | #VALUE! | #VALUE! | #VALUE! |  |  | #VALUE! | #VALUE! | #VALUE! | #VALUE! | #VALUE! | #VALUE! | #VALUE! | #VALUE! |  |  | #VALUE! | #VALUE! | #VALUE! | #VALUE! | #VALUE! |  |  | #VALUE! | #VALUE! | #VALUE! | #VALUE! | #VALUE! | #VALUE! | #VALUE! | #VALUE! |  |  | #VALUE! | #VALUE! | #VALUE! | #VALUE! | #VALUE! |  |  | #VALUE! | #VALUE! | #VALUE! | #VALUE! | #VALUE! | #VALUE! | #VALUE! | #VALUE! | 0 | #REF! | #VALUE! | #VALUE! | #VALUE! | #VALUE! | #VALUE! | #VALUE! | #VALUE! | 0
|  |  |  | 0 | 51 | 0 |  |  | 1 | 1.0842e-19 | 0 | 1.0669e-18 | 1.0669e-18 | 1.0669e-18 | 0 | 0 |  |  |  |  | #VALUE! | #VALUE! | #VALUE! |  |  | #VALUE! | #VALUE! | #VALUE! | #VALUE! | #VALUE! | #VALUE! | #VALUE! | #VALUE! |  |  |  |  | #VALUE! | #VALUE! | #VALUE! |  |  | #VALUE! | #VALUE! | #VALUE! | #VALUE! | #VALUE! | #VALUE! | #VALUE! | #VALUE! |  |  |  |  | #VALUE! | #VALUE! | #VALUE! |  |  | #VALUE! | #VALUE! | #VALUE! | #VALUE! | #VALUE! | #VALUE! | #VALUE! | #VALUE! |  |  |  |  | #VALUE! | #VALUE! | #VALUE! |  |  | #VALUE! | #VALUE! | #VALUE! | #VALUE! | #VALUE! | #VALUE! | #VALUE! | #VALUE! |  |  |  |  | #VALUE! | #VALUE! | #VALUE! |  |  | #VALUE! | #VALUE! | #VALUE! | #VALUE! | #VALUE! | #VALUE! | #VALUE! | #VALUE! |  |  | #VALUE! | #VALUE! | #VALUE! | #VALUE! | #VALUE! |  |  | #VALUE! | #VALUE! | #VALUE! | #VALUE! | #VALUE! | #VALUE! | #VALUE! | #VALUE! |  |  | #VALUE! | #VALUE! | #VALUE! | #VALUE! | #VALUE! |  |  | #VALUE! | #VALUE! | #VALUE! | #VALUE! | #VALUE! | #VALUE! | #VALUE! | #VALUE! | 0 | #REF! | #VALUE! | #VALUE! | #VALUE! | #VALUE! | #VALUE! | #VALUE! | #VALUE! | 0
|  |  |  | 0 | 51 | 0 |  |  | 1 | 1.0842e-19 | 0 | 1.0669e-18 | 1.0669e-18 | 1.0669e-18 | 0 | 0 |  |  |  |  | #VALUE! | #VALUE! | #VALUE! |  |  | #VALUE! | #VALUE! | #VALUE! | #VALUE! | #VALUE! | #VALUE! | #VALUE! | #VALUE! |  |  |  |  | #VALUE! | #VALUE! | #VALUE! |  |  | #VALUE! | #VALUE! | #VALUE! | #VALUE! | #VALUE! | #VALUE! | #VALUE! | #VALUE! |  |  |  |  | #VALUE! | #VALUE! | #VALUE! |  |  | #VALUE! | #VALUE! | #VALUE! | #VALUE! | #VALUE! | #VALUE! | #VALUE! | #VALUE! |  |  |  |  | #VALUE! | #VALUE! | #VALUE! |  |  | #VALUE! | #VALUE! | #VALUE! | #VALUE! | #VALUE! | #VALUE! | #VALUE! | #VALUE! |  |  |  |  | #VALUE! | #VALUE! | #VALUE! |  |  | #VALUE! | #VALUE! | #VALUE! | #VALUE! | #VALUE! | #VALUE! | #VALUE! | #VALUE! |  |  | #VALUE! | #VALUE! | #VALUE! | #VALUE! | #VALUE! |  |  | #VALUE! | #VALUE! | #VALUE! | #VALUE! | #VALUE! | #VALUE! | #VALUE! | #VALUE! |  |  | #VALUE! | #VALUE! | #VALUE! | #VALUE! | #VALUE! |  |  | #VALUE! | #VALUE! | #VALUE! | #VALUE! | #VALUE! | #VALUE! | #VALUE! | #VALUE! | 0 | #REF! | #VALUE! | #VALUE! | #VALUE! | #VALUE! | #VALUE! | #VALUE! | #VALUE! | 0
|  |  |  | 0 | 51 | 0 |  |  | 1 | 1.0842e-19 | 0 | 1.0669e-18 | 1.0669e-18 | 1.0669e-18 | 0 | 0 |  |  |  |  | #VALUE! | #VALUE! | #VALUE! |  |  | #VALUE! | #VALUE! | #VALUE! | #VALUE! | #VALUE! | #VALUE! | #VALUE! | #VALUE! |  |  |  |  | #VALUE! | #VALUE! | #VALUE! |  |  | #VALUE! | #VALUE! | #VALUE! | #VALUE! | #VALUE! | #VALUE! | #VALUE! | #VALUE! |  |  |  |  | #VALUE! | #VALUE! | #VALUE! |  |  | #VALUE! | #VALUE! | #VALUE! | #VALUE! | #VALUE! | #VALUE! | #VALUE! | #VALUE! |  |  |  |  | #VALUE! | #VALUE! | #VALUE! |  |  | #VALUE! | #VALUE! | #VALUE! | #VALUE! | #VALUE! | #VALUE! | #VALUE! | #VALUE! |  |  |  |  | #VALUE! | #VALUE! | #VALUE! |  |  | #VALUE! | #VALUE! | #VALUE! | #VALUE! | #VALUE! | #VALUE! | #VALUE! | #VALUE! |  |  | #VALUE! | #VALUE! | #VALUE! | #VALUE! | #VALUE! |  |  | #VALUE! | #VALUE! | #VALUE! | #VALUE! | #VALUE! | #VALUE! | #VALUE! | #VALUE! |  |  | #VALUE! | #VALUE! | #VALUE! | #VALUE! | #VALUE! |  |  | #VALUE! | #VALUE! | #VALUE! | #VALUE! | #VALUE! | #VALUE! | #VALUE! | #VALUE! | 0 | #REF! | #VALUE! | #VALUE! | #VALUE! | #VALUE! | #VALUE! | #VALUE! | #VALUE! | 0
|  |  |  | 0 | 51 | 0 |  |  | 1 | 1.0842e-19 | 0 | 1.0669e-18 | 1.0669e-18 | 1.0669e-18 | 0 | 0 |  |  |  |  | #VALUE! | #VALUE! | #VALUE! |  |  | #VALUE! | #VALUE! | #VALUE! | #VALUE! | #VALUE! | #VALUE! | #VALUE! | #VALUE! |  |  |  |  | #VALUE! | #VALUE! | #VALUE! |  |  | #VALUE! | #VALUE! | #VALUE! | #VALUE! | #VALUE! | #VALUE! | #VALUE! | #VALUE! |  |  |  |  | #VALUE! | #VALUE! | #VALUE! |  |  | #VALUE! | #VALUE! | #VALUE! | #VALUE! | #VALUE! | #VALUE! | #VALUE! | #VALUE! |  |  |  |  | #VALUE! | #VALUE! | #VALUE! |  |  | #VALUE! | #VALUE! | #VALUE! | #VALUE! | #VALUE! | #VALUE! | #VALUE! | #VALUE! |  |  |  |  | #VALUE! | #VALUE! | #VALUE! |  |  | #VALUE! | #VALUE! | #VALUE! | #VALUE! | #VALUE! | #VALUE! | #VALUE! | #VALUE! |  |  | #VALUE! | #VALUE! | #VALUE! | #VALUE! | #VALUE! |  |  | #VALUE! | #VALUE! | #VALUE! | #VALUE! | #VALUE! | #VALUE! | #VALUE! | #VALUE! |  |  | #VALUE! | #VALUE! | #VALUE! | #VALUE! | #VALUE! |  |  | #VALUE! | #VALUE! | #VALUE! | #VALUE! | #VALUE! | #VALUE! | #VALUE! | #VALUE! | 0 | #REF! | #VALUE! | #VALUE! | #VALUE! | #VALUE! | #VALUE! | #VALUE! | #VALUE! | 0
|  |  |  | 0 | 51 | 0 |  |  | 1 | 1.0842e-19 | 0 | 1.0669e-18 | 1.0669e-18 | 1.0669e-18 | 0 | 0 |  |  |  |  | #VALUE! | #VALUE! | #VALUE! |  |  | #VALUE! | #VALUE! | #VALUE! | #VALUE! | #VALUE! | #VALUE! | #VALUE! | #VALUE! |  |  |  |  | #VALUE! | #VALUE! | #VALUE! |  |  | #VALUE! | #VALUE! | #VALUE! | #VALUE! | #VALUE! | #VALUE! | #VALUE! | #VALUE! |  |  |  |  | #VALUE! | #VALUE! | #VALUE! |  |  | #VALUE! | #VALUE! | #VALUE! | #VALUE! | #VALUE! | #VALUE! | #VALUE! | #VALUE! |  |  |  |  | #VALUE! | #VALUE! | #VALUE! |  |  | #VALUE! | #VALUE! | #VALUE! | #VALUE! | #VALUE! | #VALUE! | #VALUE! | #VALUE! |  |  |  |  | #VALUE! | #VALUE! | #VALUE! |  |  | #VALUE! | #VALUE! | #VALUE! | #VALUE! | #VALUE! | #VALUE! | #VALUE! | #VALUE! |  |  | #VALUE! | #VALUE! | #VALUE! | #VALUE! | #VALUE! |  |  | #VALUE! | #VALUE! | #VALUE! | #VALUE! | #VALUE! | #VALUE! | #VALUE! | #VALUE! |  |  | #VALUE! | #VALUE! | #VALUE! | #VALUE! | #VALUE! |  |  | #VALUE! | #VALUE! | #VALUE! | #VALUE! | #VALUE! | #VALUE! | #VALUE! | #VALUE! | 0 | #REF! | #VALUE! | #VALUE! | #VALUE! | #VALUE! | #VALUE! | #VALUE! | #VALUE! | 0
|  |  |  | 0 | 51 | 0 |  |  | 1 | 1.0842e-19 | 0 | 1.0669e-18 | 1.0669e-18 | 1.0669e-18 | 0 | 0 |  |  |  |  | #VALUE! | #VALUE! | #VALUE! |  |  | #VALUE! | #VALUE! | #VALUE! | #VALUE! | #VALUE! | #VALUE! | #VALUE! | #VALUE! |  |  |  |  | #VALUE! | #VALUE! | #VALUE! |  |  | #VALUE! | #VALUE! | #VALUE! | #VALUE! | #VALUE! | #VALUE! | #VALUE! | #VALUE! |  |  |  |  | #VALUE! | #VALUE! | #VALUE! |  |  | #VALUE! | #VALUE! | #VALUE! | #VALUE! | #VALUE! | #VALUE! | #VALUE! | #VALUE! |  |  |  |  | #VALUE! | #VALUE! | #VALUE! |  |  | #VALUE! | #VALUE! | #VALUE! | #VALUE! | #VALUE! | #VALUE! | #VALUE! | #VALUE! |  |  |  |  | #VALUE! | #VALUE! | #VALUE! |  |  | #VALUE! | #VALUE! | #VALUE! | #VALUE! | #VALUE! | #VALUE! | #VALUE! | #VALUE! |  |  | #VALUE! | #VALUE! | #VALUE! | #VALUE! | #VALUE! |  |  | #VALUE! | #VALUE! | #VALUE! | #VALUE! | #VALUE! | #VALUE! | #VALUE! | #VALUE! |  |  | #VALUE! | #VALUE! | #VALUE! | #VALUE! | #VALUE! |  |  | #VALUE! | #VALUE! | #VALUE! | #VALUE! | #VALUE! | #VALUE! | #VALUE! | #VALUE! | 0 | #REF! | #VALUE! | #VALUE! | #VALUE! | #VALUE! | #VALUE! | #VALUE! | #VALUE! | 0
|  |  |  | 0 | 51 | 0 |  |  | 1 | 1.0842e-19 | 0 | 1.0669e-18 | 1.0669e-18 | 1.0669e-18 | 0 | 0 |  |  |  |  | #VALUE! | #VALUE! | #VALUE! |  |  | #VALUE! | #VALUE! | #VALUE! | #VALUE! | #VALUE! | #VALUE! | #VALUE! | #VALUE! |  |  |  |  | #VALUE! | #VALUE! | #VALUE! |  |  | #VALUE! | #VALUE! | #VALUE! | #VALUE! | #VALUE! | #VALUE! | #VALUE! | #VALUE! |  |  |  |  | #VALUE! | #VALUE! | #VALUE! |  |  | #VALUE! | #VALUE! | #VALUE! | #VALUE! | #VALUE! | #VALUE! | #VALUE! | #VALUE! |  |  |  |  | #VALUE! | #VALUE! | #VALUE! |  |  | #VALUE! | #VALUE! | #VALUE! | #VALUE! | #VALUE! | #VALUE! | #VALUE! | #VALUE! |  |  |  |  | #VALUE! | #VALUE! | #VALUE! |  |  | #VALUE! | #VALUE! | #VALUE! | #VALUE! | #VALUE! | #VALUE! | #VALUE! | #VALUE! |  |  | #VALUE! | #VALUE! | #VALUE! | #VALUE! | #VALUE! |  |  | #VALUE! | #VALUE! | #VALUE! | #VALUE! | #VALUE! | #VALUE! | #VALUE! | #VALUE! |  |  | #VALUE! | #VALUE! | #VALUE! | #VALUE! | #VALUE! |  |  | #VALUE! | #VALUE! | #VALUE! | #VALUE! | #VALUE! | #VALUE! | #VALUE! | #VALUE! | 0 | #REF! | #VALUE! | #VALUE! | #VALUE! | #VALUE! | #VALUE! | #VALUE! | #VALUE! | 0
|  |  |  | 0 | 51 | 0 |  |  | 1 | 1.0842e-19 | 0 | 1.0669e-18 | 1.0669e-18 | 1.0669e-18 | 0 | 0 |  |  |  |  | #VALUE! | #VALUE! | #VALUE! |  |  | #VALUE! | #VALUE! | #VALUE! | #VALUE! | #VALUE! | #VALUE! | #VALUE! | #VALUE! |  |  |  |  | #VALUE! | #VALUE! | #VALUE! |  |  | #VALUE! | #VALUE! | #VALUE! | #VALUE! | #VALUE! | #VALUE! | #VALUE! | #VALUE! |  |  |  |  | #VALUE! | #VALUE! | #VALUE! |  |  | #VALUE! | #VALUE! | #VALUE! | #VALUE! | #VALUE! | #VALUE! | #VALUE! | #VALUE! |  |  |  |  | #VALUE! | #VALUE! | #VALUE! |  |  | #VALUE! | #VALUE! | #VALUE! | #VALUE! | #VALUE! | #VALUE! | #VALUE! | #VALUE! |  |  |  |  | #VALUE! | #VALUE! | #VALUE! |  |  | #VALUE! | #VALUE! | #VALUE! | #VALUE! | #VALUE! | #VALUE! | #VALUE! | #VALUE! |  |  | #VALUE! | #VALUE! | #VALUE! | #VALUE! | #VALUE! |  |  | #VALUE! | #VALUE! | #VALUE! | #VALUE! | #VALUE! | #VALUE! | #VALUE! | #VALUE! |  |  | #VALUE! | #VALUE! | #VALUE! | #VALUE! | #VALUE! |  |  | #VALUE! | #VALUE! | #VALUE! | #VALUE! | #VALUE! | #VALUE! | #VALUE! | #VALUE! | 0 | #REF! | #VALUE! | #VALUE! | #VALUE! | #VALUE! | #VALUE! | #VALUE! | #VALUE! | 0
|  |  |  | 0 | 51 | 0 |  |  | 1 | 1.0842e-19 | 0 | 1.0669e-18 | 1.0669e-18 | 1.0669e-18 | 0 | 0 |  |  |  |  | #VALUE! | #VALUE! | #VALUE! |  |  | #VALUE! | #VALUE! | #VALUE! | #VALUE! | #VALUE! | #VALUE! | #VALUE! | #VALUE! |  |  |  |  | #VALUE! | #VALUE! | #VALUE! |  |  | #VALUE! | #VALUE! | #VALUE! | #VALUE! | #VALUE! | #VALUE! | #VALUE! | #VALUE! |  |  |  |  | #VALUE! | #VALUE! | #VALUE! |  |  | #VALUE! | #VALUE! | #VALUE! | #VALUE! | #VALUE! | #VALUE! | #VALUE! | #VALUE! |  |  |  |  | #VALUE! | #VALUE! | #VALUE! |  |  | #VALUE! | #VALUE! | #VALUE! | #VALUE! | #VALUE! | #VALUE! | #VALUE! | #VALUE! |  |  |  |  | #VALUE! | #VALUE! | #VALUE! |  |  | #VALUE! | #VALUE! | #VALUE! | #VALUE! | #VALUE! | #VALUE! | #VALUE! | #VALUE! |  |  | #VALUE! | #VALUE! | #VALUE! | #VALUE! | #VALUE! |  |  | #VALUE! | #VALUE! | #VALUE! | #VALUE! | #VALUE! | #VALUE! | #VALUE! | #VALUE! |  |  | #VALUE! | #VALUE! | #VALUE! | #VALUE! | #VALUE! |  |  | #VALUE! | #VALUE! | #VALUE! | #VALUE! | #VALUE! | #VALUE! | #VALUE! | #VALUE! | 0 | #REF! | #VALUE! | #VALUE! | #VALUE! | #VALUE! | #VALUE! | #VALUE! | #VALUE! | 0
|  |  |  | 0 | 51 | 0 |  |  | 1 | 1.0842e-19 | 0 | 1.0669e-18 | 1.0669e-18 | 1.0669e-18 | 0 | 0 |  |  |  |  | #VALUE! | #VALUE! | #VALUE! |  |  | #VALUE! | #VALUE! | #VALUE! | #VALUE! | #VALUE! | #VALUE! | #VALUE! | #VALUE! |  |  |  |  | #VALUE! | #VALUE! | #VALUE! |  |  | #VALUE! | #VALUE! | #VALUE! | #VALUE! | #VALUE! | #VALUE! | #VALUE! | #VALUE! |  |  |  |  | #VALUE! | #VALUE! | #VALUE! |  |  | #VALUE! | #VALUE! | #VALUE! | #VALUE! | #VALUE! | #VALUE! | #VALUE! | #VALUE! |  |  |  |  | #VALUE! | #VALUE! | #VALUE! |  |  | #VALUE! | #VALUE! | #VALUE! | #VALUE! | #VALUE! | #VALUE! | #VALUE! | #VALUE! |  |  |  |  | #VALUE! | #VALUE! | #VALUE! |  |  | #VALUE! | #VALUE! | #VALUE! | #VALUE! | #VALUE! | #VALUE! | #VALUE! | #VALUE! |  |  | #VALUE! | #VALUE! | #VALUE! | #VALUE! | #VALUE! |  |  | #VALUE! | #VALUE! | #VALUE! | #VALUE! | #VALUE! | #VALUE! | #VALUE! | #VALUE! |  |  | #VALUE! | #VALUE! | #VALUE! | #VALUE! | #VALUE! |  |  | #VALUE! | #VALUE! | #VALUE! | #VALUE! | #VALUE! | #VALUE! | #VALUE! | #VALUE! | 0 | #REF! | #VALUE! | #VALUE! | #VALUE! | #VALUE! | #VALUE! | #VALUE! | #VALUE! | 0
|  |  |  | 0 | 51 | 0 |  |  | 1 | 1.0842e-19 | 0 | 1.0669e-18 | 1.0669e-18 | 1.0669e-18 | 0 | 0 |  |  |  |  | #VALUE! | #VALUE! | #VALUE! |  |  | #VALUE! | #VALUE! | #VALUE! | #VALUE! | #VALUE! | #VALUE! | #VALUE! | #VALUE! |  |  |  |  | #VALUE! | #VALUE! | #VALUE! |  |  | #VALUE! | #VALUE! | #VALUE! | #VALUE! | #VALUE! | #VALUE! | #VALUE! | #VALUE! |  |  |  |  | #VALUE! | #VALUE! | #VALUE! |  |  | #VALUE! | #VALUE! | #VALUE! | #VALUE! | #VALUE! | #VALUE! | #VALUE! | #VALUE! |  |  |  |  | #VALUE! | #VALUE! | #VALUE! |  |  | #VALUE! | #VALUE! | #VALUE! | #VALUE! | #VALUE! | #VALUE! | #VALUE! | #VALUE! |  |  |  |  | #VALUE! | #VALUE! | #VALUE! |  |  | #VALUE! | #VALUE! | #VALUE! | #VALUE! | #VALUE! | #VALUE! | #VALUE! | #VALUE! |  |  | #VALUE! | #VALUE! | #VALUE! | #VALUE! | #VALUE! |  |  | #VALUE! | #VALUE! | #VALUE! | #VALUE! | #VALUE! | #VALUE! | #VALUE! | #VALUE! |  |  | #VALUE! | #VALUE! | #VALUE! | #VALUE! | #VALUE! |  |  | #VALUE! | #VALUE! | #VALUE! | #VALUE! | #VALUE! | #VALUE! | #VALUE! | #VALUE! | 0 | #REF! | #VALUE! | #VALUE! | #VALUE! | #VALUE! | #VALUE! | #VALUE! | #VALUE! | 0
|  |  |  | 0 | 51 | 0 |  |  | 1 | 1.0842e-19 | 0 | 1.0669e-18 | 1.0669e-18 | 1.0669e-18 | 0 | 0 |  |  |  |  | #VALUE! | #VALUE! | #VALUE! |  |  | #VALUE! | #VALUE! | #VALUE! | #VALUE! | #VALUE! | #VALUE! | #VALUE! | #VALUE! |  |  |  |  | #VALUE! | #VALUE! | #VALUE! |  |  | #VALUE! | #VALUE! | #VALUE! | #VALUE! | #VALUE! | #VALUE! | #VALUE! | #VALUE! |  |  |  |  | #VALUE! | #VALUE! | #VALUE! |  |  | #VALUE! | #VALUE! | #VALUE! | #VALUE! | #VALUE! | #VALUE! | #VALUE! | #VALUE! |  |  |  |  | #VALUE! | #VALUE! | #VALUE! |  |  | #VALUE! | #VALUE! | #VALUE! | #VALUE! | #VALUE! | #VALUE! | #VALUE! | #VALUE! |  |  |  |  | #VALUE! | #VALUE! | #VALUE! |  |  | #VALUE! | #VALUE! | #VALUE! | #VALUE! | #VALUE! | #VALUE! | #VALUE! | #VALUE! |  |  | #VALUE! | #VALUE! | #VALUE! | #VALUE! | #VALUE! |  |  | #VALUE! | #VALUE! | #VALUE! | #VALUE! | #VALUE! | #VALUE! | #VALUE! | #VALUE! |  |  | #VALUE! | #VALUE! | #VALUE! | #VALUE! | #VALUE! |  |  | #VALUE! | #VALUE! | #VALUE! | #VALUE! | #VALUE! | #VALUE! | #VALUE! | #VALUE! | 0 | #REF! | #VALUE! | #VALUE! | #VALUE! | #VALUE! | #VALUE! | #VALUE! | #VALUE! | 0
|  |  |  | 0 | 51 | 0 |  |  | 1 | 1.0842e-19 | 0 | 1.0669e-18 | 1.0669e-18 | 1.0669e-18 | 0 | 0 |  |  |  |  | #VALUE! | #VALUE! | #VALUE! |  |  | #VALUE! | #VALUE! | #VALUE! | #VALUE! | #VALUE! | #VALUE! | #VALUE! | #VALUE! |  |  |  |  | #VALUE! | #VALUE! | #VALUE! |  |  | #VALUE! | #VALUE! | #VALUE! | #VALUE! | #VALUE! | #VALUE! | #VALUE! | #VALUE! |  |  |  |  | #VALUE! | #VALUE! | #VALUE! |  |  | #VALUE! | #VALUE! | #VALUE! | #VALUE! | #VALUE! | #VALUE! | #VALUE! | #VALUE! |  |  |  |  | #VALUE! | #VALUE! | #VALUE! |  |  | #VALUE! | #VALUE! | #VALUE! | #VALUE! | #VALUE! | #VALUE! | #VALUE! | #VALUE! |  |  |  |  | #VALUE! | #VALUE! | #VALUE! |  |  | #VALUE! | #VALUE! | #VALUE! | #VALUE! | #VALUE! | #VALUE! | #VALUE! | #VALUE! |  |  | #VALUE! | #VALUE! | #VALUE! | #VALUE! | #VALUE! |  |  | #VALUE! | #VALUE! | #VALUE! | #VALUE! | #VALUE! | #VALUE! | #VALUE! | #VALUE! |  |  | #VALUE! | #VALUE! | #VALUE! | #VALUE! | #VALUE! |  |  | #VALUE! | #VALUE! | #VALUE! | #VALUE! | #VALUE! | #VALUE! | #VALUE! | #VALUE! | 0 | #REF! | #VALUE! | #VALUE! | #VALUE! | #VALUE! | #VALUE! | #VALUE! | #VALUE! | 0
|  |  |  | 0 | 51 | 0 |  |  | 1 | 1.0842e-19 | 0 | 1.0669e-18 | 1.0669e-18 | 1.0669e-18 | 0 | 0 |  |  |  |  | #VALUE! | #VALUE! | #VALUE! |  |  | #VALUE! | #VALUE! | #VALUE! | #VALUE! | #VALUE! | #VALUE! | #VALUE! | #VALUE! |  |  |  |  | #VALUE! | #VALUE! | #VALUE! |  |  | #VALUE! | #VALUE! | #VALUE! | #VALUE! | #VALUE! | #VALUE! | #VALUE! | #VALUE! |  |  |  |  | #VALUE! | #VALUE! | #VALUE! |  |  | #VALUE! | #VALUE! | #VALUE! | #VALUE! | #VALUE! | #VALUE! | #VALUE! | #VALUE! |  |  |  |  | #VALUE! | #VALUE! | #VALUE! |  |  | #VALUE! | #VALUE! | #VALUE! | #VALUE! | #VALUE! | #VALUE! | #VALUE! | #VALUE! |  |  |  |  | #VALUE! | #VALUE! | #VALUE! |  |  | #VALUE! | #VALUE! | #VALUE! | #VALUE! | #VALUE! | #VALUE! | #VALUE! | #VALUE! |  |  | #VALUE! | #VALUE! | #VALUE! | #VALUE! | #VALUE! |  |  | #VALUE! | #VALUE! | #VALUE! | #VALUE! | #VALUE! | #VALUE! | #VALUE! | #VALUE! |  |  | #VALUE! | #VALUE! | #VALUE! | #VALUE! | #VALUE! |  |  | #VALUE! | #VALUE! | #VALUE! | #VALUE! | #VALUE! | #VALUE! | #VALUE! | #VALUE! | 0 | #REF! | #VALUE! | #VALUE! | #VALUE! | #VALUE! | #VALUE! | #VALUE! | #VALUE! | 0
|  |  |  | 0 | 51 | 0 |  |  | 1 | 1.0842e-19 | 0 | 1.0669e-18 | 1.0669e-18 | 1.0669e-18 | 0 | 0 |  |  |  |  | #VALUE! | #VALUE! | #VALUE! |  |  | #VALUE! | #VALUE! | #VALUE! | #VALUE! | #VALUE! | #VALUE! | #VALUE! | #VALUE! |  |  |  |  | #VALUE! | #VALUE! | #VALUE! |  |  | #VALUE! | #VALUE! | #VALUE! | #VALUE! | #VALUE! | #VALUE! | #VALUE! | #VALUE! |  |  |  |  | #VALUE! | #VALUE! | #VALUE! |  |  | #VALUE! | #VALUE! | #VALUE! | #VALUE! | #VALUE! | #VALUE! | #VALUE! | #VALUE! |  |  |  |  | #VALUE! | #VALUE! | #VALUE! |  |  | #VALUE! | #VALUE! | #VALUE! | #VALUE! | #VALUE! | #VALUE! | #VALUE! | #VALUE! |  |  |  |  | #VALUE! | #VALUE! | #VALUE! |  |  | #VALUE! | #VALUE! | #VALUE! | #VALUE! | #VALUE! | #VALUE! | #VALUE! | #VALUE! |  |  | #VALUE! | #VALUE! | #VALUE! | #VALUE! | #VALUE! |  |  | #VALUE! | #VALUE! | #VALUE! | #VALUE! | #VALUE! | #VALUE! | #VALUE! | #VALUE! |  |  | #VALUE! | #VALUE! | #VALUE! | #VALUE! | #VALUE! |  |  | #VALUE! | #VALUE! | #VALUE! | #VALUE! | #VALUE! | #VALUE! | #VALUE! | #VALUE! | 0 | #REF! | #VALUE! | #VALUE! | #VALUE! | #VALUE! | #VALUE! | #VALUE! | #VALUE! | 0
|  |  |  | 0 | 51 | 0 |  |  | 1 | 1.0842e-19 | 0 | 1.0669e-18 | 1.0669e-18 | 1.0669e-18 | 0 | 0 |  |  |  |  | #VALUE! | #VALUE! | #VALUE! |  |  | #VALUE! | #VALUE! | #VALUE! | #VALUE! | #VALUE! | #VALUE! | #VALUE! | #VALUE! |  |  |  |  | #VALUE! | #VALUE! | #VALUE! |  |  | #VALUE! | #VALUE! | #VALUE! | #VALUE! | #VALUE! | #VALUE! | #VALUE! | #VALUE! |  |  |  |  | #VALUE! | #VALUE! | #VALUE! |  |  | #VALUE! | #VALUE! | #VALUE! | #VALUE! | #VALUE! | #VALUE! | #VALUE! | #VALUE! |  |  |  |  | #VALUE! | #VALUE! | #VALUE! |  |  | #VALUE! | #VALUE! | #VALUE! | #VALUE! | #VALUE! | #VALUE! | #VALUE! | #VALUE! |  |  |  |  | #VALUE! | #VALUE! | #VALUE! |  |  | #VALUE! | #VALUE! | #VALUE! | #VALUE! | #VALUE! | #VALUE! | #VALUE! | #VALUE! |  |  | #VALUE! | #VALUE! | #VALUE! | #VALUE! | #VALUE! |  |  | #VALUE! | #VALUE! | #VALUE! | #VALUE! | #VALUE! | #VALUE! | #VALUE! | #VALUE! |  |  | #VALUE! | #VALUE! | #VALUE! | #VALUE! | #VALUE! |  |  | #VALUE! | #VALUE! | #VALUE! | #VALUE! | #VALUE! | #VALUE! | #VALUE! | #VALUE! | 0 | #REF! | #VALUE! | #VALUE! | #VALUE! | #VALUE! | #VALUE! | #VALUE! | #VALUE! | 0
|  |  |  | 0 | 51 | 0 |  |  | 1 | 1.0842e-19 | 0 | 1.0669e-18 | 1.0669e-18 | 1.0669e-18 | 0 | 0 |  |  |  |  | #VALUE! | #VALUE! | #VALUE! |  |  | #VALUE! | #VALUE! | #VALUE! | #VALUE! | #VALUE! | #VALUE! | #VALUE! | #VALUE! |  |  |  |  | #VALUE! | #VALUE! | #VALUE! |  |  | #VALUE! | #VALUE! | #VALUE! | #VALUE! | #VALUE! | #VALUE! | #VALUE! | #VALUE! |  |  |  |  | #VALUE! | #VALUE! | #VALUE! |  |  | #VALUE! | #VALUE! | #VALUE! | #VALUE! | #VALUE! | #VALUE! | #VALUE! | #VALUE! |  |  |  |  | #VALUE! | #VALUE! | #VALUE! |  |  | #VALUE! | #VALUE! | #VALUE! | #VALUE! | #VALUE! | #VALUE! | #VALUE! | #VALUE! |  |  |  |  | #VALUE! | #VALUE! | #VALUE! |  |  | #VALUE! | #VALUE! | #VALUE! | #VALUE! | #VALUE! | #VALUE! | #VALUE! | #VALUE! |  |  | #VALUE! | #VALUE! | #VALUE! | #VALUE! | #VALUE! |  |  | #VALUE! | #VALUE! | #VALUE! | #VALUE! | #VALUE! | #VALUE! | #VALUE! | #VALUE! |  |  | #VALUE! | #VALUE! | #VALUE! | #VALUE! | #VALUE! |  |  | #VALUE! | #VALUE! | #VALUE! | #VALUE! | #VALUE! | #VALUE! | #VALUE! | #VALUE! | 0 | #REF! | #VALUE! | #VALUE! | #VALUE! | #VALUE! | #VALUE! | #VALUE! | #VALUE! | 0
|  |  |  | 0 | 51 | 0 |  |  | 1 | 1.0842e-19 | 0 | 1.0669e-18 | 1.0669e-18 | 1.0669e-18 | 0 | 0 |  |  |  |  | #VALUE! | #VALUE! | #VALUE! |  |  | #VALUE! | #VALUE! | #VALUE! | #VALUE! | #VALUE! | #VALUE! | #VALUE! | #VALUE! |  |  |  |  | #VALUE! | #VALUE! | #VALUE! |  |  | #VALUE! | #VALUE! | #VALUE! | #VALUE! | #VALUE! | #VALUE! | #VALUE! | #VALUE! |  |  |  |  | #VALUE! | #VALUE! | #VALUE! |  |  | #VALUE! | #VALUE! | #VALUE! | #VALUE! | #VALUE! | #VALUE! | #VALUE! | #VALUE! |  |  |  |  | #VALUE! | #VALUE! | #VALUE! |  |  | #VALUE! | #VALUE! | #VALUE! | #VALUE! | #VALUE! | #VALUE! | #VALUE! | #VALUE! |  |  |  |  | #VALUE! | #VALUE! | #VALUE! |  |  | #VALUE! | #VALUE! | #VALUE! | #VALUE! | #VALUE! | #VALUE! | #VALUE! | #VALUE! |  |  | #VALUE! | #VALUE! | #VALUE! | #VALUE! | #VALUE! |  |  | #VALUE! | #VALUE! | #VALUE! | #VALUE! | #VALUE! | #VALUE! | #VALUE! | #VALUE! |  |  | #VALUE! | #VALUE! | #VALUE! | #VALUE! | #VALUE! |  |  | #VALUE! | #VALUE! | #VALUE! | #VALUE! | #VALUE! | #VALUE! | #VALUE! | #VALUE! | 0 | #REF! | #VALUE! | #VALUE! | #VALUE! | #VALUE! | #VALUE! | #VALUE! | #VALUE! | 0
|  |  |  | 0 | 51 | 0 |  |  | 1 | 1.0842e-19 | 0 | 1.0669e-18 | 1.0669e-18 | 1.0669e-18 | 0 | 0 |  |  |  |  | #VALUE! | #VALUE! | #VALUE! |  |  | #VALUE! | #VALUE! | #VALUE! | #VALUE! | #VALUE! | #VALUE! | #VALUE! | #VALUE! |  |  |  |  | #VALUE! | #VALUE! | #VALUE! |  |  | #VALUE! | #VALUE! | #VALUE! | #VALUE! | #VALUE! | #VALUE! | #VALUE! | #VALUE! |  |  |  |  | #VALUE! | #VALUE! | #VALUE! |  |  | #VALUE! | #VALUE! | #VALUE! | #VALUE! | #VALUE! | #VALUE! | #VALUE! | #VALUE! |  |  |  |  | #VALUE! | #VALUE! | #VALUE! |  |  | #VALUE! | #VALUE! | #VALUE! | #VALUE! | #VALUE! | #VALUE! | #VALUE! | #VALUE! |  |  |  |  | #VALUE! | #VALUE! | #VALUE! |  |  | #VALUE! | #VALUE! | #VALUE! | #VALUE! | #VALUE! | #VALUE! | #VALUE! | #VALUE! |  |  | #VALUE! | #VALUE! | #VALUE! | #VALUE! | #VALUE! |  |  | #VALUE! | #VALUE! | #VALUE! | #VALUE! | #VALUE! | #VALUE! | #VALUE! | #VALUE! |  |  | #VALUE! | #VALUE! | #VALUE! | #VALUE! | #VALUE! |  |  | #VALUE! | #VALUE! | #VALUE! | #VALUE! | #VALUE! | #VALUE! | #VALUE! | #VALUE! | 0 | #REF! | #VALUE! | #VALUE! | #VALUE! | #VALUE! | #VALUE! | #VALUE! | #VALUE! | 0
|  |  |  | 0 | 51 | 0 |  |  | 1 | 1.0842e-19 | 0 | 1.0669e-18 | 1.0669e-18 | 1.0669e-18 | 0 | 0 |  |  |  |  | #VALUE! | #VALUE! | #VALUE! |  |  | #VALUE! | #VALUE! | #VALUE! | #VALUE! | #VALUE! | #VALUE! | #VALUE! | #VALUE! |  |  |  |  | #VALUE! | #VALUE! | #VALUE! |  |  | #VALUE! | #VALUE! | #VALUE! | #VALUE! | #VALUE! | #VALUE! | #VALUE! | #VALUE! |  |  |  |  | #VALUE! | #VALUE! | #VALUE! |  |  | #VALUE! | #VALUE! | #VALUE! | #VALUE! | #VALUE! | #VALUE! | #VALUE! | #VALUE! |  |  |  |  | #VALUE! | #VALUE! | #VALUE! |  |  | #VALUE! | #VALUE! | #VALUE! | #VALUE! | #VALUE! | #VALUE! | #VALUE! | #VALUE! |  |  |  |  | #VALUE! | #VALUE! | #VALUE! |  |  | #VALUE! | #VALUE! | #VALUE! | #VALUE! | #VALUE! | #VALUE! | #VALUE! | #VALUE! |  |  | #VALUE! | #VALUE! | #VALUE! | #VALUE! | #VALUE! |  |  | #VALUE! | #VALUE! | #VALUE! | #VALUE! | #VALUE! | #VALUE! | #VALUE! | #VALUE! |  |  | #VALUE! | #VALUE! | #VALUE! | #VALUE! | #VALUE! |  |  | #VALUE! | #VALUE! | #VALUE! | #VALUE! | #VALUE! | #VALUE! | #VALUE! | #VALUE! | 0 | #REF! | #VALUE! | #VALUE! | #VALUE! | #VALUE! | #VALUE! | #VALUE! | #VALUE! | 0
|  |  |  | 0 | 51 | 0 |  |  | 1 | 1.0842e-19 | 0 | 1.0669e-18 | 1.0669e-18 | 1.0669e-18 | 0 | 0 |  |  |  |  | #VALUE! | #VALUE! | #VALUE! |  |  | #VALUE! | #VALUE! | #VALUE! | #VALUE! | #VALUE! | #VALUE! | #VALUE! | #VALUE! |  |  |  |  | #VALUE! | #VALUE! | #VALUE! |  |  | #VALUE! | #VALUE! | #VALUE! | #VALUE! | #VALUE! | #VALUE! | #VALUE! | #VALUE! |  |  |  |  | #VALUE! | #VALUE! | #VALUE! |  |  | #VALUE! | #VALUE! | #VALUE! | #VALUE! | #VALUE! | #VALUE! | #VALUE! | #VALUE! |  |  |  |  | #VALUE! | #VALUE! | #VALUE! |  |  | #VALUE! | #VALUE! | #VALUE! | #VALUE! | #VALUE! | #VALUE! | #VALUE! | #VALUE! |  |  |  |  | #VALUE! | #VALUE! | #VALUE! |  |  | #VALUE! | #VALUE! | #VALUE! | #VALUE! | #VALUE! | #VALUE! | #VALUE! | #VALUE! |  |  | #VALUE! | #VALUE! | #VALUE! | #VALUE! | #VALUE! |  |  | #VALUE! | #VALUE! | #VALUE! | #VALUE! | #VALUE! | #VALUE! | #VALUE! | #VALUE! |  |  | #VALUE! | #VALUE! | #VALUE! | #VALUE! | #VALUE! |  |  | #VALUE! | #VALUE! | #VALUE! | #VALUE! | #VALUE! | #VALUE! | #VALUE! | #VALUE! | 0 | #REF! | #VALUE! | #VALUE! | #VALUE! | #VALUE! | #VALUE! | #VALUE! | #VALUE! | 0
|  |  |  | 0 | 51 | 0 |  |  | 1 | 1.0842e-19 | 0 | 1.0669e-18 | 1.0669e-18 | 1.0669e-18 | 0 | 0 |  |  |  |  | #VALUE! | #VALUE! | #VALUE! |  |  | #VALUE! | #VALUE! | #VALUE! | #VALUE! | #VALUE! | #VALUE! | #VALUE! | #VALUE! |  |  |  |  | #VALUE! | #VALUE! | #VALUE! |  |  | #VALUE! | #VALUE! | #VALUE! | #VALUE! | #VALUE! | #VALUE! | #VALUE! | #VALUE! |  |  |  |  | #VALUE! | #VALUE! | #VALUE! |  |  | #VALUE! | #VALUE! | #VALUE! | #VALUE! | #VALUE! | #VALUE! | #VALUE! | #VALUE! |  |  |  |  | #VALUE! | #VALUE! | #VALUE! |  |  | #VALUE! | #VALUE! | #VALUE! | #VALUE! | #VALUE! | #VALUE! | #VALUE! | #VALUE! |  |  |  |  | #VALUE! | #VALUE! | #VALUE! |  |  | #VALUE! | #VALUE! | #VALUE! | #VALUE! | #VALUE! | #VALUE! | #VALUE! | #VALUE! |  |  | #VALUE! | #VALUE! | #VALUE! | #VALUE! | #VALUE! |  |  | #VALUE! | #VALUE! | #VALUE! | #VALUE! | #VALUE! | #VALUE! | #VALUE! | #VALUE! |  |  | #VALUE! | #VALUE! | #VALUE! | #VALUE! | #VALUE! |  |  | #VALUE! | #VALUE! | #VALUE! | #VALUE! | #VALUE! | #VALUE! | #VALUE! | #VALUE! | 0 | #REF! | #VALUE! | #VALUE! | #VALUE! | #VALUE! | #VALUE! | #VALUE! | #VALUE! | 0
|  |  |  | 0 | 51 | 0 |  |  | 1 | 1.0842e-19 | 0 | 1.0669e-18 | 1.0669e-18 | 1.0669e-18 | 0 | 0 |  |  |  |  | #VALUE! | #VALUE! | #VALUE! |  |  | #VALUE! | #VALUE! | #VALUE! | #VALUE! | #VALUE! | #VALUE! | #VALUE! | #VALUE! |  |  |  |  | #VALUE! | #VALUE! | #VALUE! |  |  | #VALUE! | #VALUE! | #VALUE! | #VALUE! | #VALUE! | #VALUE! | #VALUE! | #VALUE! |  |  |  |  | #VALUE! | #VALUE! | #VALUE! |  |  | #VALUE! | #VALUE! | #VALUE! | #VALUE! | #VALUE! | #VALUE! | #VALUE! | #VALUE! |  |  |  |  | #VALUE! | #VALUE! | #VALUE! |  |  | #VALUE! | #VALUE! | #VALUE! | #VALUE! | #VALUE! | #VALUE! | #VALUE! | #VALUE! |  |  |  |  | #VALUE! | #VALUE! | #VALUE! |  |  | #VALUE! | #VALUE! | #VALUE! | #VALUE! | #VALUE! | #VALUE! | #VALUE! | #VALUE! |  |  | #VALUE! | #VALUE! | #VALUE! | #VALUE! | #VALUE! |  |  | #VALUE! | #VALUE! | #VALUE! | #VALUE! | #VALUE! | #VALUE! | #VALUE! | #VALUE! |  |  | #VALUE! | #VALUE! | #VALUE! | #VALUE! | #VALUE! |  |  | #VALUE! | #VALUE! | #VALUE! | #VALUE! | #VALUE! | #VALUE! | #VALUE! | #VALUE! | 0 | #REF! | #VALUE! | #VALUE! | #VALUE! | #VALUE! | #VALUE! | #VALUE! | #VALUE! | 0
|  |  |  | 0 | 51 | 0 |  |  | 1 | 1.0842e-19 | 0 | 1.0669e-18 | 1.0669e-18 | 1.0669e-18 | 0 | 0 |  |  |  |  | #VALUE! | #VALUE! | #VALUE! |  |  | #VALUE! | #VALUE! | #VALUE! | #VALUE! | #VALUE! | #VALUE! | #VALUE! | #VALUE! |  |  |  |  | #VALUE! | #VALUE! | #VALUE! |  |  | #VALUE! | #VALUE! | #VALUE! | #VALUE! | #VALUE! | #VALUE! | #VALUE! | #VALUE! |  |  |  |  | #VALUE! | #VALUE! | #VALUE! |  |  | #VALUE! | #VALUE! | #VALUE! | #VALUE! | #VALUE! | #VALUE! | #VALUE! | #VALUE! |  |  |  |  | #VALUE! | #VALUE! | #VALUE! |  |  | #VALUE! | #VALUE! | #VALUE! | #VALUE! | #VALUE! | #VALUE! | #VALUE! | #VALUE! |  |  |  |  | #VALUE! | #VALUE! | #VALUE! |  |  | #VALUE! | #VALUE! | #VALUE! | #VALUE! | #VALUE! | #VALUE! | #VALUE! | #VALUE! |  |  | #VALUE! | #VALUE! | #VALUE! | #VALUE! | #VALUE! |  |  | #VALUE! | #VALUE! | #VALUE! | #VALUE! | #VALUE! | #VALUE! | #VALUE! | #VALUE! |  |  | #VALUE! | #VALUE! | #VALUE! | #VALUE! | #VALUE! |  |  | #VALUE! | #VALUE! | #VALUE! | #VALUE! | #VALUE! | #VALUE! | #VALUE! | #VALUE! | 0 | #REF! | #VALUE! | #VALUE! | #VALUE! | #VALUE! | #VALUE! | #VALUE! | #VALUE! | 0
|  |  |  | 0 | 51 | 0 |  |  | 1 | 1.0842e-19 | 0 | 1.0669e-18 | 1.0669e-18 | 1.0669e-18 | 0 | 0 |  |  |  |  | #VALUE! | #VALUE! | #VALUE! |  |  | #VALUE! | #VALUE! | #VALUE! | #VALUE! | #VALUE! | #VALUE! | #VALUE! | #VALUE! |  |  |  |  | #VALUE! | #VALUE! | #VALUE! |  |  | #VALUE! | #VALUE! | #VALUE! | #VALUE! | #VALUE! | #VALUE! | #VALUE! | #VALUE! |  |  |  |  | #VALUE! | #VALUE! | #VALUE! |  |  | #VALUE! | #VALUE! | #VALUE! | #VALUE! | #VALUE! | #VALUE! | #VALUE! | #VALUE! |  |  |  |  | #VALUE! | #VALUE! | #VALUE! |  |  | #VALUE! | #VALUE! | #VALUE! | #VALUE! | #VALUE! | #VALUE! | #VALUE! | #VALUE! |  |  |  |  | #VALUE! | #VALUE! | #VALUE! |  |  | #VALUE! | #VALUE! | #VALUE! | #VALUE! | #VALUE! | #VALUE! | #VALUE! | #VALUE! |  |  | #VALUE! | #VALUE! | #VALUE! | #VALUE! | #VALUE! |  |  | #VALUE! | #VALUE! | #VALUE! | #VALUE! | #VALUE! | #VALUE! | #VALUE! | #VALUE! |  |  | #VALUE! | #VALUE! | #VALUE! | #VALUE! | #VALUE! |  |  | #VALUE! | #VALUE! | #VALUE! | #VALUE! | #VALUE! | #VALUE! | #VALUE! | #VALUE! | 0 | #REF! | #VALUE! | #VALUE! | #VALUE! | #VALUE! | #VALUE! | #VALUE! | #VALUE! | 0
|  |  |  | 0 | 51 | 0 |  |  | 1 | 1.0842e-19 | 0 | 1.0669e-18 | 1.0669e-18 | 1.0669e-18 | 0 | 0 |  |  |  |  | #VALUE! | #VALUE! | #VALUE! |  |  | #VALUE! | #VALUE! | #VALUE! | #VALUE! | #VALUE! | #VALUE! | #VALUE! | #VALUE! |  |  |  |  | #VALUE! | #VALUE! | #VALUE! |  |  | #VALUE! | #VALUE! | #VALUE! | #VALUE! | #VALUE! | #VALUE! | #VALUE! | #VALUE! |  |  |  |  | #VALUE! | #VALUE! | #VALUE! |  |  | #VALUE! | #VALUE! | #VALUE! | #VALUE! | #VALUE! | #VALUE! | #VALUE! | #VALUE! |  |  |  |  | #VALUE! | #VALUE! | #VALUE! |  |  | #VALUE! | #VALUE! | #VALUE! | #VALUE! | #VALUE! | #VALUE! | #VALUE! | #VALUE! |  |  |  |  | #VALUE! | #VALUE! | #VALUE! |  |  | #VALUE! | #VALUE! | #VALUE! | #VALUE! | #VALUE! | #VALUE! | #VALUE! | #VALUE! |  |  | #VALUE! | #VALUE! | #VALUE! | #VALUE! | #VALUE! |  |  | #VALUE! | #VALUE! | #VALUE! | #VALUE! | #VALUE! | #VALUE! | #VALUE! | #VALUE! |  |  | #VALUE! | #VALUE! | #VALUE! | #VALUE! | #VALUE! |  |  | #VALUE! | #VALUE! | #VALUE! | #VALUE! | #VALUE! | #VALUE! | #VALUE! | #VALUE! | 0 | #REF! | #VALUE! | #VALUE! | #VALUE! | #VALUE! | #VALUE! | #VALUE! | #VALUE! | 0
|  |  |  | 0 | 51 | 0 |  |  | 1 | 1.0842e-19 | 0 | 1.0669e-18 | 1.0669e-18 | 1.0669e-18 | 0 | 0 |  |  |  |  | #VALUE! | #VALUE! | #VALUE! |  |  | #VALUE! | #VALUE! | #VALUE! | #VALUE! | #VALUE! | #VALUE! | #VALUE! | #VALUE! |  |  |  |  | #VALUE! | #VALUE! | #VALUE! |  |  | #VALUE! | #VALUE! | #VALUE! | #VALUE! | #VALUE! | #VALUE! | #VALUE! | #VALUE! |  |  |  |  | #VALUE! | #VALUE! | #VALUE! |  |  | #VALUE! | #VALUE! | #VALUE! | #VALUE! | #VALUE! | #VALUE! | #VALUE! | #VALUE! |  |  |  |  | #VALUE! | #VALUE! | #VALUE! |  |  | #VALUE! | #VALUE! | #VALUE! | #VALUE! | #VALUE! | #VALUE! | #VALUE! | #VALUE! |  |  |  |  | #VALUE! | #VALUE! | #VALUE! |  |  | #VALUE! | #VALUE! | #VALUE! | #VALUE! | #VALUE! | #VALUE! | #VALUE! | #VALUE! |  |  | #VALUE! | #VALUE! | #VALUE! | #VALUE! | #VALUE! |  |  | #VALUE! | #VALUE! | #VALUE! | #VALUE! | #VALUE! | #VALUE! | #VALUE! | #VALUE! |  |  | #VALUE! | #VALUE! | #VALUE! | #VALUE! | #VALUE! |  |  | #VALUE! | #VALUE! | #VALUE! | #VALUE! | #VALUE! | #VALUE! | #VALUE! | #VALUE! | 0 | #REF! | #VALUE! | #VALUE! | #VALUE! | #VALUE! | #VALUE! | #VALUE! | #VALUE! | 0
|  |  |  | 0 | 51 | 0 |  |  | 1 | 1.0842e-19 | 0 | 1.0669e-18 | 1.0669e-18 | 1.0669e-18 | 0 | 0 |  |  |  |  | #VALUE! | #VALUE! | #VALUE! |  |  | #VALUE! | #VALUE! | #VALUE! | #VALUE! | #VALUE! | #VALUE! | #VALUE! | #VALUE! |  |  |  |  | #VALUE! | #VALUE! | #VALUE! |  |  | #VALUE! | #VALUE! | #VALUE! | #VALUE! | #VALUE! | #VALUE! | #VALUE! | #VALUE! |  |  |  |  | #VALUE! | #VALUE! | #VALUE! |  |  | #VALUE! | #VALUE! | #VALUE! | #VALUE! | #VALUE! | #VALUE! | #VALUE! | #VALUE! |  |  |  |  | #VALUE! | #VALUE! | #VALUE! |  |  | #VALUE! | #VALUE! | #VALUE! | #VALUE! | #VALUE! | #VALUE! | #VALUE! | #VALUE! |  |  |  |  | #VALUE! | #VALUE! | #VALUE! |  |  | #VALUE! | #VALUE! | #VALUE! | #VALUE! | #VALUE! | #VALUE! | #VALUE! | #VALUE! |  |  | #VALUE! | #VALUE! | #VALUE! | #VALUE! | #VALUE! |  |  | #VALUE! | #VALUE! | #VALUE! | #VALUE! | #VALUE! | #VALUE! | #VALUE! | #VALUE! |  |  | #VALUE! | #VALUE! | #VALUE! | #VALUE! | #VALUE! |  |  | #VALUE! | #VALUE! | #VALUE! | #VALUE! | #VALUE! | #VALUE! | #VALUE! | #VALUE! | 0 | #REF! | #VALUE! | #VALUE! | #VALUE! | #VALUE! | #VALUE! | #VALUE! | #VALUE! | 0
|  |  |  | 0 | 51 | 0 |  |  | 1 | 1.0842e-19 | 0 | 1.0669e-18 | 1.0669e-18 | 1.0669e-18 | 0 | 0 |  |  |  |  | #VALUE! | #VALUE! | #VALUE! |  |  | #VALUE! | #VALUE! | #VALUE! | #VALUE! | #VALUE! | #VALUE! | #VALUE! | #VALUE! |  |  |  |  | #VALUE! | #VALUE! | #VALUE! |  |  | #VALUE! | #VALUE! | #VALUE! | #VALUE! | #VALUE! | #VALUE! | #VALUE! | #VALUE! |  |  |  |  | #VALUE! | #VALUE! | #VALUE! |  |  | #VALUE! | #VALUE! | #VALUE! | #VALUE! | #VALUE! | #VALUE! | #VALUE! | #VALUE! |  |  |  |  | #VALUE! | #VALUE! | #VALUE! |  |  | #VALUE! | #VALUE! | #VALUE! | #VALUE! | #VALUE! | #VALUE! | #VALUE! | #VALUE! |  |  |  |  | #VALUE! | #VALUE! | #VALUE! |  |  | #VALUE! | #VALUE! | #VALUE! | #VALUE! | #VALUE! | #VALUE! | #VALUE! | #VALUE! |  |  | #VALUE! | #VALUE! | #VALUE! | #VALUE! | #VALUE! |  |  | #VALUE! | #VALUE! | #VALUE! | #VALUE! | #VALUE! | #VALUE! | #VALUE! | #VALUE! |  |  | #VALUE! | #VALUE! | #VALUE! | #VALUE! | #VALUE! |  |  | #VALUE! | #VALUE! | #VALUE! | #VALUE! | #VALUE! | #VALUE! | #VALUE! | #VALUE! | 0 | #REF! | #VALUE! | #VALUE! | #VALUE! | #VALUE! | #VALUE! | #VALUE! | #VALUE! | 0
|  |  |  | 0 | 51 | 0 |  |  | 1 | 1.0842e-19 | 0 | 1.0669e-18 | 1.0669e-18 | 1.0669e-18 | 0 | 0 |  |  |  |  | #VALUE! | #VALUE! | #VALUE! |  |  | #VALUE! | #VALUE! | #VALUE! | #VALUE! | #VALUE! | #VALUE! | #VALUE! | #VALUE! |  |  |  |  | #VALUE! | #VALUE! | #VALUE! |  |  | #VALUE! | #VALUE! | #VALUE! | #VALUE! | #VALUE! | #VALUE! | #VALUE! | #VALUE! |  |  |  |  | #VALUE! | #VALUE! | #VALUE! |  |  | #VALUE! | #VALUE! | #VALUE! | #VALUE! | #VALUE! | #VALUE! | #VALUE! | #VALUE! |  |  |  |  | #VALUE! | #VALUE! | #VALUE! |  |  | #VALUE! | #VALUE! | #VALUE! | #VALUE! | #VALUE! | #VALUE! | #VALUE! | #VALUE! |  |  |  |  | #VALUE! | #VALUE! | #VALUE! |  |  | #VALUE! | #VALUE! | #VALUE! | #VALUE! | #VALUE! | #VALUE! | #VALUE! | #VALUE! |  |  | #VALUE! | #VALUE! | #VALUE! | #VALUE! | #VALUE! |  |  | #VALUE! | #VALUE! | #VALUE! | #VALUE! | #VALUE! | #VALUE! | #VALUE! | #VALUE! |  |  | #VALUE! | #VALUE! | #VALUE! | #VALUE! | #VALUE! |  |  | #VALUE! | #VALUE! | #VALUE! | #VALUE! | #VALUE! | #VALUE! | #VALUE! | #VALUE! | 0 | #REF! | #VALUE! | #VALUE! | #VALUE! | #VALUE! | #VALUE! | #VALUE! | #VALUE! | 0
|  |  |  | 0 | 51 | 0 |  |  | 1 | 1.0842e-19 | 0 | 1.0669e-18 | 1.0669e-18 | 1.0669e-18 | 0 | 0 |  |  |  |  | #VALUE! | #VALUE! | #VALUE! |  |  | #VALUE! | #VALUE! | #VALUE! | #VALUE! | #VALUE! | #VALUE! | #VALUE! | #VALUE! |  |  |  |  | #VALUE! | #VALUE! | #VALUE! |  |  | #VALUE! | #VALUE! | #VALUE! | #VALUE! | #VALUE! | #VALUE! | #VALUE! | #VALUE! |  |  |  |  | #VALUE! | #VALUE! | #VALUE! |  |  | #VALUE! | #VALUE! | #VALUE! | #VALUE! | #VALUE! | #VALUE! | #VALUE! | #VALUE! |  |  |  |  | #VALUE! | #VALUE! | #VALUE! |  |  | #VALUE! | #VALUE! | #VALUE! | #VALUE! | #VALUE! | #VALUE! | #VALUE! | #VALUE! |  |  |  |  | #VALUE! | #VALUE! | #VALUE! |  |  | #VALUE! | #VALUE! | #VALUE! | #VALUE! | #VALUE! | #VALUE! | #VALUE! | #VALUE! |  |  | #VALUE! | #VALUE! | #VALUE! | #VALUE! | #VALUE! |  |  | #VALUE! | #VALUE! | #VALUE! | #VALUE! | #VALUE! | #VALUE! | #VALUE! | #VALUE! |  |  | #VALUE! | #VALUE! | #VALUE! | #VALUE! | #VALUE! |  |  | #VALUE! | #VALUE! | #VALUE! | #VALUE! | #VALUE! | #VALUE! | #VALUE! | #VALUE! | 0 | #REF! | #VALUE! | #VALUE! | #VALUE! | #VALUE! | #VALUE! | #VALUE! | #VALUE! | 0
|  |  |  | 0 | 51 | 0 |  |  | 1 | 1.0842e-19 | 0 | 1.0669e-18 | 1.0669e-18 | 1.0669e-18 | 0 | 0 |  |  |  |  | #VALUE! | #VALUE! | #VALUE! |  |  | #VALUE! | #VALUE! | #VALUE! | #VALUE! | #VALUE! | #VALUE! | #VALUE! | #VALUE! |  |  |  |  | #VALUE! | #VALUE! | #VALUE! |  |  | #VALUE! | #VALUE! | #VALUE! | #VALUE! | #VALUE! | #VALUE! | #VALUE! | #VALUE! |  |  |  |  | #VALUE! | #VALUE! | #VALUE! |  |  | #VALUE! | #VALUE! | #VALUE! | #VALUE! | #VALUE! | #VALUE! | #VALUE! | #VALUE! |  |  |  |  | #VALUE! | #VALUE! | #VALUE! |  |  | #VALUE! | #VALUE! | #VALUE! | #VALUE! | #VALUE! | #VALUE! | #VALUE! | #VALUE! |  |  |  |  | #VALUE! | #VALUE! | #VALUE! |  |  | #VALUE! | #VALUE! | #VALUE! | #VALUE! | #VALUE! | #VALUE! | #VALUE! | #VALUE! |  |  | #VALUE! | #VALUE! | #VALUE! | #VALUE! | #VALUE! |  |  | #VALUE! | #VALUE! | #VALUE! | #VALUE! | #VALUE! | #VALUE! | #VALUE! | #VALUE! |  |  | #VALUE! | #VALUE! | #VALUE! | #VALUE! | #VALUE! |  |  | #VALUE! | #VALUE! | #VALUE! | #VALUE! | #VALUE! | #VALUE! | #VALUE! | #VALUE! | 0 | #REF! | #VALUE! | #VALUE! | #VALUE! | #VALUE! | #VALUE! | #VALUE! | #VALUE! | 0
|  |  |  | 0 | 51 | 0 |  |  | 1 | 1.0842e-19 | 0 | 1.0669e-18 | 1.0669e-18 | 1.0669e-18 | 0 | 0 |  |  |  |  | #VALUE! | #VALUE! | #VALUE! |  |  | #VALUE! | #VALUE! | #VALUE! | #VALUE! | #VALUE! | #VALUE! | #VALUE! | #VALUE! |  |  |  |  | #VALUE! | #VALUE! | #VALUE! |  |  | #VALUE! | #VALUE! | #VALUE! | #VALUE! | #VALUE! | #VALUE! | #VALUE! | #VALUE! |  |  |  |  | #VALUE! | #VALUE! | #VALUE! |  |  | #VALUE! | #VALUE! | #VALUE! | #VALUE! | #VALUE! | #VALUE! | #VALUE! | #VALUE! |  |  |  |  | #VALUE! | #VALUE! | #VALUE! |  |  | #VALUE! | #VALUE! | #VALUE! | #VALUE! | #VALUE! | #VALUE! | #VALUE! | #VALUE! |  |  |  |  | #VALUE! | #VALUE! | #VALUE! |  |  | #VALUE! | #VALUE! | #VALUE! | #VALUE! | #VALUE! | #VALUE! | #VALUE! | #VALUE! |  |  | #VALUE! | #VALUE! | #VALUE! | #VALUE! | #VALUE! |  |  | #VALUE! | #VALUE! | #VALUE! | #VALUE! | #VALUE! | #VALUE! | #VALUE! | #VALUE! |  |  | #VALUE! | #VALUE! | #VALUE! | #VALUE! | #VALUE! |  |  | #VALUE! | #VALUE! | #VALUE! | #VALUE! | #VALUE! | #VALUE! | #VALUE! | #VALUE! | 0 | #REF! | #VALUE! | #VALUE! | #VALUE! | #VALUE! | #VALUE! | #VALUE! | #VALUE! | 0
|  |  |  | 0 | 51 | 0 |  |  | 1 | 1.0842e-19 | 0 | 1.0669e-18 | 1.0669e-18 | 1.0669e-18 | 0 | 0 |  |  |  |  | #VALUE! | #VALUE! | #VALUE! |  |  | #VALUE! | #VALUE! | #VALUE! | #VALUE! | #VALUE! | #VALUE! | #VALUE! | #VALUE! |  |  |  |  | #VALUE! | #VALUE! | #VALUE! |  |  | #VALUE! | #VALUE! | #VALUE! | #VALUE! | #VALUE! | #VALUE! | #VALUE! | #VALUE! |  |  |  |  | #VALUE! | #VALUE! | #VALUE! |  |  | #VALUE! | #VALUE! | #VALUE! | #VALUE! | #VALUE! | #VALUE! | #VALUE! | #VALUE! |  |  |  |  | #VALUE! | #VALUE! | #VALUE! |  |  | #VALUE! | #VALUE! | #VALUE! | #VALUE! | #VALUE! | #VALUE! | #VALUE! | #VALUE! |  |  |  |  | #VALUE! | #VALUE! | #VALUE! |  |  | #VALUE! | #VALUE! | #VALUE! | #VALUE! | #VALUE! | #VALUE! | #VALUE! | #VALUE! |  |  | #VALUE! | #VALUE! | #VALUE! | #VALUE! | #VALUE! |  |  | #VALUE! | #VALUE! | #VALUE! | #VALUE! | #VALUE! | #VALUE! | #VALUE! | #VALUE! |  |  | #VALUE! | #VALUE! | #VALUE! | #VALUE! | #VALUE! |  |  | #VALUE! | #VALUE! | #VALUE! | #VALUE! | #VALUE! | #VALUE! | #VALUE! | #VALUE! | 0 | #REF! | #VALUE! | #VALUE! | #VALUE! | #VALUE! | #VALUE! | #VALUE! | #VALUE! | 0
|  |  |  | 0 | 51 | 0 |  |  | 1 | 1.0842e-19 | 0 | 1.0669e-18 | 1.0669e-18 | 1.0669e-18 | 0 | 0 |  |  |  |  | #VALUE! | #VALUE! | #VALUE! |  |  | #VALUE! | #VALUE! | #VALUE! | #VALUE! | #VALUE! | #VALUE! | #VALUE! | #VALUE! |  |  |  |  | #VALUE! | #VALUE! | #VALUE! |  |  | #VALUE! | #VALUE! | #VALUE! | #VALUE! | #VALUE! | #VALUE! | #VALUE! | #VALUE! |  |  |  |  | #VALUE! | #VALUE! | #VALUE! |  |  | #VALUE! | #VALUE! | #VALUE! | #VALUE! | #VALUE! | #VALUE! | #VALUE! | #VALUE! |  |  |  |  | #VALUE! | #VALUE! | #VALUE! |  |  | #VALUE! | #VALUE! | #VALUE! | #VALUE! | #VALUE! | #VALUE! | #VALUE! | #VALUE! |  |  |  |  | #VALUE! | #VALUE! | #VALUE! |  |  | #VALUE! | #VALUE! | #VALUE! | #VALUE! | #VALUE! | #VALUE! | #VALUE! | #VALUE! |  |  | #VALUE! | #VALUE! | #VALUE! | #VALUE! | #VALUE! |  |  | #VALUE! | #VALUE! | #VALUE! | #VALUE! | #VALUE! | #VALUE! | #VALUE! | #VALUE! |  |  | #VALUE! | #VALUE! | #VALUE! | #VALUE! | #VALUE! |  |  | #VALUE! | #VALUE! | #VALUE! | #VALUE! | #VALUE! | #VALUE! | #VALUE! | #VALUE! | 0 | #REF! | #VALUE! | #VALUE! | #VALUE! | #VALUE! | #VALUE! | #VALUE! | #VALUE! | 0
|  |  |  | 0 | 51 | 0 |  |  | 1 | 1.0842e-19 | 0 | 1.0669e-18 | 1.0669e-18 | 1.0669e-18 | 0 | 0 |  |  |  |  | #VALUE! | #VALUE! | #VALUE! |  |  | #VALUE! | #VALUE! | #VALUE! | #VALUE! | #VALUE! | #VALUE! | #VALUE! | #VALUE! |  |  |  |  | #VALUE! | #VALUE! | #VALUE! |  |  | #VALUE! | #VALUE! | #VALUE! | #VALUE! | #VALUE! | #VALUE! | #VALUE! | #VALUE! |  |  |  |  | #VALUE! | #VALUE! | #VALUE! |  |  | #VALUE! | #VALUE! | #VALUE! | #VALUE! | #VALUE! | #VALUE! | #VALUE! | #VALUE! |  |  |  |  | #VALUE! | #VALUE! | #VALUE! |  |  | #VALUE! | #VALUE! | #VALUE! | #VALUE! | #VALUE! | #VALUE! | #VALUE! | #VALUE! |  |  |  |  | #VALUE! | #VALUE! | #VALUE! |  |  | #VALUE! | #VALUE! | #VALUE! | #VALUE! | #VALUE! | #VALUE! | #VALUE! | #VALUE! |  |  | #VALUE! | #VALUE! | #VALUE! | #VALUE! | #VALUE! |  |  | #VALUE! | #VALUE! | #VALUE! | #VALUE! | #VALUE! | #VALUE! | #VALUE! | #VALUE! |  |  | #VALUE! | #VALUE! | #VALUE! | #VALUE! | #VALUE! |  |  | #VALUE! | #VALUE! | #VALUE! | #VALUE! | #VALUE! | #VALUE! | #VALUE! | #VALUE! | 0 | #REF! | #VALUE! | #VALUE! | #VALUE! | #VALUE! | #VALUE! | #VALUE! | #VALUE! | 0
|  |  |  | 0 | 51 | 0 |  |  | 1 | 1.0842e-19 | 0 | 1.0669e-18 | 1.0669e-18 | 1.0669e-18 | 0 | 0 |  |  |  |  | #VALUE! | #VALUE! | #VALUE! |  |  | #VALUE! | #VALUE! | #VALUE! | #VALUE! | #VALUE! | #VALUE! | #VALUE! | #VALUE! |  |  |  |  | #VALUE! | #VALUE! | #VALUE! |  |  | #VALUE! | #VALUE! | #VALUE! | #VALUE! | #VALUE! | #VALUE! | #VALUE! | #VALUE! |  |  |  |  | #VALUE! | #VALUE! | #VALUE! |  |  | #VALUE! | #VALUE! | #VALUE! | #VALUE! | #VALUE! | #VALUE! | #VALUE! | #VALUE! |  |  |  |  | #VALUE! | #VALUE! | #VALUE! |  |  | #VALUE! | #VALUE! | #VALUE! | #VALUE! | #VALUE! | #VALUE! | #VALUE! | #VALUE! |  |  |  |  | #VALUE! | #VALUE! | #VALUE! |  |  | #VALUE! | #VALUE! | #VALUE! | #VALUE! | #VALUE! | #VALUE! | #VALUE! | #VALUE! |  |  | #VALUE! | #VALUE! | #VALUE! | #VALUE! | #VALUE! |  |  | #VALUE! | #VALUE! | #VALUE! | #VALUE! | #VALUE! | #VALUE! | #VALUE! | #VALUE! |  |  | #VALUE! | #VALUE! | #VALUE! | #VALUE! | #VALUE! |  |  | #VALUE! | #VALUE! | #VALUE! | #VALUE! | #VALUE! | #VALUE! | #VALUE! | #VALUE! | 0 | #REF! | #VALUE! | #VALUE! | #VALUE! | #VALUE! | #VALUE! | #VALUE! | #VALUE! | 0
|  |  |  | 0 | 51 | 0 |  |  | 1 | 1.0842e-19 | 0 | 1.0669e-18 | 1.0669e-18 | 1.0669e-18 | 0 | 0 |  |  |  |  | #VALUE! | #VALUE! | #VALUE! |  |  | #VALUE! | #VALUE! | #VALUE! | #VALUE! | #VALUE! | #VALUE! | #VALUE! | #VALUE! |  |  |  |  | #VALUE! | #VALUE! | #VALUE! |  |  | #VALUE! | #VALUE! | #VALUE! | #VALUE! | #VALUE! | #VALUE! | #VALUE! | #VALUE! |  |  |  |  | #VALUE! | #VALUE! | #VALUE! |  |  | #VALUE! | #VALUE! | #VALUE! | #VALUE! | #VALUE! | #VALUE! | #VALUE! | #VALUE! |  |  |  |  | #VALUE! | #VALUE! | #VALUE! |  |  | #VALUE! | #VALUE! | #VALUE! | #VALUE! | #VALUE! | #VALUE! | #VALUE! | #VALUE! |  |  |  |  | #VALUE! | #VALUE! | #VALUE! |  |  | #VALUE! | #VALUE! | #VALUE! | #VALUE! | #VALUE! | #VALUE! | #VALUE! | #VALUE! |  |  | #VALUE! | #VALUE! | #VALUE! | #VALUE! | #VALUE! |  |  | #VALUE! | #VALUE! | #VALUE! | #VALUE! | #VALUE! | #VALUE! | #VALUE! | #VALUE! |  |  | #VALUE! | #VALUE! | #VALUE! | #VALUE! | #VALUE! |  |  | #VALUE! | #VALUE! | #VALUE! | #VALUE! | #VALUE! | #VALUE! | #VALUE! | #VALUE! | 0 | #REF! | #VALUE! | #VALUE! | #VALUE! | #VALUE! | #VALUE! | #VALUE! | #VALUE! | 0
|  |  |  | 0 | 51 | 0 |  |  | 1 | 1.0842e-19 | 0 | 1.0669e-18 | 1.0669e-18 | 1.0669e-18 | 0 | 0 |  |  |  |  | #VALUE! | #VALUE! | #VALUE! |  |  | #VALUE! | #VALUE! | #VALUE! | #VALUE! | #VALUE! | #VALUE! | #VALUE! | #VALUE! |  |  |  |  | #VALUE! | #VALUE! | #VALUE! |  |  | #VALUE! | #VALUE! | #VALUE! | #VALUE! | #VALUE! | #VALUE! | #VALUE! | #VALUE! |  |  |  |  | #VALUE! | #VALUE! | #VALUE! |  |  | #VALUE! | #VALUE! | #VALUE! | #VALUE! | #VALUE! | #VALUE! | #VALUE! | #VALUE! |  |  |  |  | #VALUE! | #VALUE! | #VALUE! |  |  | #VALUE! | #VALUE! | #VALUE! | #VALUE! | #VALUE! | #VALUE! | #VALUE! | #VALUE! |  |  |  |  | #VALUE! | #VALUE! | #VALUE! |  |  | #VALUE! | #VALUE! | #VALUE! | #VALUE! | #VALUE! | #VALUE! | #VALUE! | #VALUE! |  |  | #VALUE! | #VALUE! | #VALUE! | #VALUE! | #VALUE! |  |  | #VALUE! | #VALUE! | #VALUE! | #VALUE! | #VALUE! | #VALUE! | #VALUE! | #VALUE! |  |  | #VALUE! | #VALUE! | #VALUE! | #VALUE! | #VALUE! |  |  | #VALUE! | #VALUE! | #VALUE! | #VALUE! | #VALUE! | #VALUE! | #VALUE! | #VALUE! | 0 | #REF! | #VALUE! | #VALUE! | #VALUE! | #VALUE! | #VALUE! | #VALUE! | #VALUE! | 0
|  |  |  | 0 | 51 | 0 |  |  | 1 | 1.0842e-19 | 0 | 1.0669e-18 | 1.0669e-18 | 1.0669e-18 | 0 | 0 |  |  |  |  | #VALUE! | #VALUE! | #VALUE! |  |  | #VALUE! | #VALUE! | #VALUE! | #VALUE! | #VALUE! | #VALUE! | #VALUE! | #VALUE! |  |  |  |  | #VALUE! | #VALUE! | #VALUE! |  |  | #VALUE! | #VALUE! | #VALUE! | #VALUE! | #VALUE! | #VALUE! | #VALUE! | #VALUE! |  |  |  |  | #VALUE! | #VALUE! | #VALUE! |  |  | #VALUE! | #VALUE! | #VALUE! | #VALUE! | #VALUE! | #VALUE! | #VALUE! | #VALUE! |  |  |  |  | #VALUE! | #VALUE! | #VALUE! |  |  | #VALUE! | #VALUE! | #VALUE! | #VALUE! | #VALUE! | #VALUE! | #VALUE! | #VALUE! |  |  |  |  | #VALUE! | #VALUE! | #VALUE! |  |  | #VALUE! | #VALUE! | #VALUE! | #VALUE! | #VALUE! | #VALUE! | #VALUE! | #VALUE! |  |  | #VALUE! | #VALUE! | #VALUE! | #VALUE! | #VALUE! |  |  | #VALUE! | #VALUE! | #VALUE! | #VALUE! | #VALUE! | #VALUE! | #VALUE! | #VALUE! |  |  | #VALUE! | #VALUE! | #VALUE! | #VALUE! | #VALUE! |  |  | #VALUE! | #VALUE! | #VALUE! | #VALUE! | #VALUE! | #VALUE! | #VALUE! | #VALUE! | 0 | #REF! | #VALUE! | #VALUE! | #VALUE! | #VALUE! | #VALUE! | #VALUE! | #VALUE! | 0
|  |  |  | 0 | 51 | 0 |  |  | 1 | 1.0842e-19 | 0 | 1.0669e-18 | 1.0669e-18 | 1.0669e-18 | 0 | 0 |  |  |  |  | #VALUE! | #VALUE! | #VALUE! |  |  | #VALUE! | #VALUE! | #VALUE! | #VALUE! | #VALUE! | #VALUE! | #VALUE! | #VALUE! |  |  |  |  | #VALUE! | #VALUE! | #VALUE! |  |  | #VALUE! | #VALUE! | #VALUE! | #VALUE! | #VALUE! | #VALUE! | #VALUE! | #VALUE! |  |  |  |  | #VALUE! | #VALUE! | #VALUE! |  |  | #VALUE! | #VALUE! | #VALUE! | #VALUE! | #VALUE! | #VALUE! | #VALUE! | #VALUE! |  |  |  |  | #VALUE! | #VALUE! | #VALUE! |  |  | #VALUE! | #VALUE! | #VALUE! | #VALUE! | #VALUE! | #VALUE! | #VALUE! | #VALUE! |  |  |  |  | #VALUE! | #VALUE! | #VALUE! |  |  | #VALUE! | #VALUE! | #VALUE! | #VALUE! | #VALUE! | #VALUE! | #VALUE! | #VALUE! |  |  | #VALUE! | #VALUE! | #VALUE! | #VALUE! | #VALUE! |  |  | #VALUE! | #VALUE! | #VALUE! | #VALUE! | #VALUE! | #VALUE! | #VALUE! | #VALUE! |  |  | #VALUE! | #VALUE! | #VALUE! | #VALUE! | #VALUE! |  |  | #VALUE! | #VALUE! | #VALUE! | #VALUE! | #VALUE! | #VALUE! | #VALUE! | #VALUE! | 0 | #REF! | #VALUE! | #VALUE! | #VALUE! | #VALUE! | #VALUE! | #VALUE! | #VALUE! | 0
|  |  |  | 0 | 51 | 0 |  |  | 1 | 1.0842e-19 | 0 | 1.0669e-18 | 1.0669e-18 | 1.0669e-18 | 0 | 0 |  |  |  |  | #VALUE! | #VALUE! | #VALUE! |  |  | #VALUE! | #VALUE! | #VALUE! | #VALUE! | #VALUE! | #VALUE! | #VALUE! | #VALUE! |  |  |  |  | #VALUE! | #VALUE! | #VALUE! |  |  | #VALUE! | #VALUE! | #VALUE! | #VALUE! | #VALUE! | #VALUE! | #VALUE! | #VALUE! |  |  |  |  | #VALUE! | #VALUE! | #VALUE! |  |  | #VALUE! | #VALUE! | #VALUE! | #VALUE! | #VALUE! | #VALUE! | #VALUE! | #VALUE! |  |  |  |  | #VALUE! | #VALUE! | #VALUE! |  |  | #VALUE! | #VALUE! | #VALUE! | #VALUE! | #VALUE! | #VALUE! | #VALUE! | #VALUE! |  |  |  |  | #VALUE! | #VALUE! | #VALUE! |  |  | #VALUE! | #VALUE! | #VALUE! | #VALUE! | #VALUE! | #VALUE! | #VALUE! | #VALUE! |  |  | #VALUE! | #VALUE! | #VALUE! | #VALUE! | #VALUE! |  |  | #VALUE! | #VALUE! | #VALUE! | #VALUE! | #VALUE! | #VALUE! | #VALUE! | #VALUE! |  |  | #VALUE! | #VALUE! | #VALUE! | #VALUE! | #VALUE! |  |  | #VALUE! | #VALUE! | #VALUE! | #VALUE! | #VALUE! | #VALUE! | #VALUE! | #VALUE! | 0 | #REF! | #VALUE! | #VALUE! | #VALUE! | #VALUE! | #VALUE! | #VALUE! | #VALUE! | 0
|  |  |  | 0 | 51 | 0 |  |  | 1 | 1.0842e-19 | 0 | 1.0669e-18 | 1.0669e-18 | 1.0669e-18 | 0 | 0 |  |  |  |  | #VALUE! | #VALUE! | #VALUE! |  |  | #VALUE! | #VALUE! | #VALUE! | #VALUE! | #VALUE! | #VALUE! | #VALUE! | #VALUE! |  |  |  |  | #VALUE! | #VALUE! | #VALUE! |  |  | #VALUE! | #VALUE! | #VALUE! | #VALUE! | #VALUE! | #VALUE! | #VALUE! | #VALUE! |  |  |  |  | #VALUE! | #VALUE! | #VALUE! |  |  | #VALUE! | #VALUE! | #VALUE! | #VALUE! | #VALUE! | #VALUE! | #VALUE! | #VALUE! |  |  |  |  | #VALUE! | #VALUE! | #VALUE! |  |  | #VALUE! | #VALUE! | #VALUE! | #VALUE! | #VALUE! | #VALUE! | #VALUE! | #VALUE! |  |  |  |  | #VALUE! | #VALUE! | #VALUE! |  |  | #VALUE! | #VALUE! | #VALUE! | #VALUE! | #VALUE! | #VALUE! | #VALUE! | #VALUE! |  |  | #VALUE! | #VALUE! | #VALUE! | #VALUE! | #VALUE! |  |  | #VALUE! | #VALUE! | #VALUE! | #VALUE! | #VALUE! | #VALUE! | #VALUE! | #VALUE! |  |  | #VALUE! | #VALUE! | #VALUE! | #VALUE! | #VALUE! |  |  | #VALUE! | #VALUE! | #VALUE! | #VALUE! | #VALUE! | #VALUE! | #VALUE! | #VALUE! | 0 | #REF! | #VALUE! | #VALUE! | #VALUE! | #VALUE! | #VALUE! | #VALUE! | #VALUE! | 0
|  |  |  | 0 | 51 | 0 |  |  | 1 | 1.0842e-19 | 0 | 1.0669e-18 | 1.0669e-18 | 1.0669e-18 | 0 | 0 |  |  |  |  | #VALUE! | #VALUE! | #VALUE! |  |  | #VALUE! | #VALUE! | #VALUE! | #VALUE! | #VALUE! | #VALUE! | #VALUE! | #VALUE! |  |  |  |  | #VALUE! | #VALUE! | #VALUE! |  |  | #VALUE! | #VALUE! | #VALUE! | #VALUE! | #VALUE! | #VALUE! | #VALUE! | #VALUE! |  |  |  |  | #VALUE! | #VALUE! | #VALUE! |  |  | #VALUE! | #VALUE! | #VALUE! | #VALUE! | #VALUE! | #VALUE! | #VALUE! | #VALUE! |  |  |  |  | #VALUE! | #VALUE! | #VALUE! |  |  | #VALUE! | #VALUE! | #VALUE! | #VALUE! | #VALUE! | #VALUE! | #VALUE! | #VALUE! |  |  |  |  | #VALUE! | #VALUE! | #VALUE! |  |  | #VALUE! | #VALUE! | #VALUE! | #VALUE! | #VALUE! | #VALUE! | #VALUE! | #VALUE! |  |  | #VALUE! | #VALUE! | #VALUE! | #VALUE! | #VALUE! |  |  | #VALUE! | #VALUE! | #VALUE! | #VALUE! | #VALUE! | #VALUE! | #VALUE! | #VALUE! |  |  | #VALUE! | #VALUE! | #VALUE! | #VALUE! | #VALUE! |  |  | #VALUE! | #VALUE! | #VALUE! | #VALUE! | #VALUE! | #VALUE! | #VALUE! | #VALUE! | 0 | #REF! | #VALUE! | #VALUE! | #VALUE! | #VALUE! | #VALUE! | #VALUE! | #VALUE! | 0
|  |  |  | 0 | 51 | 0 |  |  | 1 | 1.0842e-19 | 0 | 1.0669e-18 | 1.0669e-18 | 1.0669e-18 | 0 | 0 |  |  |  |  | #VALUE! | #VALUE! | #VALUE! |  |  | #VALUE! | #VALUE! | #VALUE! | #VALUE! | #VALUE! | #VALUE! | #VALUE! | #VALUE! |  |  |  |  | #VALUE! | #VALUE! | #VALUE! |  |  | #VALUE! | #VALUE! | #VALUE! | #VALUE! | #VALUE! | #VALUE! | #VALUE! | #VALUE! |  |  |  |  | #VALUE! | #VALUE! | #VALUE! |  |  | #VALUE! | #VALUE! | #VALUE! | #VALUE! | #VALUE! | #VALUE! | #VALUE! | #VALUE! |  |  |  |  | #VALUE! | #VALUE! | #VALUE! |  |  | #VALUE! | #VALUE! | #VALUE! | #VALUE! | #VALUE! | #VALUE! | #VALUE! | #VALUE! |  |  |  |  | #VALUE! | #VALUE! | #VALUE! |  |  | #VALUE! | #VALUE! | #VALUE! | #VALUE! | #VALUE! | #VALUE! | #VALUE! | #VALUE! |  |  | #VALUE! | #VALUE! | #VALUE! | #VALUE! | #VALUE! |  |  | #VALUE! | #VALUE! | #VALUE! | #VALUE! | #VALUE! | #VALUE! | #VALUE! | #VALUE! |  |  | #VALUE! | #VALUE! | #VALUE! | #VALUE! | #VALUE! |  |  | #VALUE! | #VALUE! | #VALUE! | #VALUE! | #VALUE! | #VALUE! | #VALUE! | #VALUE! | 0 | #REF! | #VALUE! | #VALUE! | #VALUE! | #VALUE! | #VALUE! | #VALUE! | #VALUE! | 0
|  |  |  | 0 | 51 | 0 |  |  | 1 | 1.0842e-19 | 0 | 1.0669e-18 | 1.0669e-18 | 1.0669e-18 | 0 | 0 |  |  |  |  | #VALUE! | #VALUE! | #VALUE! |  |  | #VALUE! | #VALUE! | #VALUE! | #VALUE! | #VALUE! | #VALUE! | #VALUE! | #VALUE! |  |  |  |  | #VALUE! | #VALUE! | #VALUE! |  |  | #VALUE! | #VALUE! | #VALUE! | #VALUE! | #VALUE! | #VALUE! | #VALUE! | #VALUE! |  |  |  |  | #VALUE! | #VALUE! | #VALUE! |  |  | #VALUE! | #VALUE! | #VALUE! | #VALUE! | #VALUE! | #VALUE! | #VALUE! | #VALUE! |  |  |  |  | #VALUE! | #VALUE! | #VALUE! |  |  | #VALUE! | #VALUE! | #VALUE! | #VALUE! | #VALUE! | #VALUE! | #VALUE! | #VALUE! |  |  |  |  | #VALUE! | #VALUE! | #VALUE! |  |  | #VALUE! | #VALUE! | #VALUE! | #VALUE! | #VALUE! | #VALUE! | #VALUE! | #VALUE! |  |  | #VALUE! | #VALUE! | #VALUE! | #VALUE! | #VALUE! |  |  | #VALUE! | #VALUE! | #VALUE! | #VALUE! | #VALUE! | #VALUE! | #VALUE! | #VALUE! |  |  | #VALUE! | #VALUE! | #VALUE! | #VALUE! | #VALUE! |  |  | #VALUE! | #VALUE! | #VALUE! | #VALUE! | #VALUE! | #VALUE! | #VALUE! | #VALUE! | 0 | #REF! | #VALUE! | #VALUE! | #VALUE! | #VALUE! | #VALUE! | #VALUE! | #VALUE! | 0
|  |  |  | 0 | 51 | 0 |  |  | 1 | 1.0842e-19 | 0 | 1.0669e-18 | 1.0669e-18 | 1.0669e-18 | 0 | 0 |  |  |  |  | #VALUE! | #VALUE! | #VALUE! |  |  | #VALUE! | #VALUE! | #VALUE! | #VALUE! | #VALUE! | #VALUE! | #VALUE! | #VALUE! |  |  |  |  | #VALUE! | #VALUE! | #VALUE! |  |  | #VALUE! | #VALUE! | #VALUE! | #VALUE! | #VALUE! | #VALUE! | #VALUE! | #VALUE! |  |  |  |  | #VALUE! | #VALUE! | #VALUE! |  |  | #VALUE! | #VALUE! | #VALUE! | #VALUE! | #VALUE! | #VALUE! | #VALUE! | #VALUE! |  |  |  |  | #VALUE! | #VALUE! | #VALUE! |  |  | #VALUE! | #VALUE! | #VALUE! | #VALUE! | #VALUE! | #VALUE! | #VALUE! | #VALUE! |  |  |  |  | #VALUE! | #VALUE! | #VALUE! |  |  | #VALUE! | #VALUE! | #VALUE! | #VALUE! | #VALUE! | #VALUE! | #VALUE! | #VALUE! |  |  | #VALUE! | #VALUE! | #VALUE! | #VALUE! | #VALUE! |  |  | #VALUE! | #VALUE! | #VALUE! | #VALUE! | #VALUE! | #VALUE! | #VALUE! | #VALUE! |  |  | #VALUE! | #VALUE! | #VALUE! | #VALUE! | #VALUE! |  |  | #VALUE! | #VALUE! | #VALUE! | #VALUE! | #VALUE! | #VALUE! | #VALUE! | #VALUE! | 0 | #REF! | #VALUE! | #VALUE! | #VALUE! | #VALUE! | #VALUE! | #VALUE! | #VALUE! | 0
|  |  |  | 0 | 51 | 0 |  |  | 1 | 1.0842e-19 | 0 | 1.0669e-18 | 1.0669e-18 | 1.0669e-18 | 0 | 0 |  |  |  |  | #VALUE! | #VALUE! | #VALUE! |  |  | #VALUE! | #VALUE! | #VALUE! | #VALUE! | #VALUE! | #VALUE! | #VALUE! | #VALUE! |  |  |  |  | #VALUE! | #VALUE! | #VALUE! |  |  | #VALUE! | #VALUE! | #VALUE! | #VALUE! | #VALUE! | #VALUE! | #VALUE! | #VALUE! |  |  |  |  | #VALUE! | #VALUE! | #VALUE! |  |  | #VALUE! | #VALUE! | #VALUE! | #VALUE! | #VALUE! | #VALUE! | #VALUE! | #VALUE! |  |  |  |  | #VALUE! | #VALUE! | #VALUE! |  |  | #VALUE! | #VALUE! | #VALUE! | #VALUE! | #VALUE! | #VALUE! | #VALUE! | #VALUE! |  |  |  |  | #VALUE! | #VALUE! | #VALUE! |  |  | #VALUE! | #VALUE! | #VALUE! | #VALUE! | #VALUE! | #VALUE! | #VALUE! | #VALUE! |  |  | #VALUE! | #VALUE! | #VALUE! | #VALUE! | #VALUE! |  |  | #VALUE! | #VALUE! | #VALUE! | #VALUE! | #VALUE! | #VALUE! | #VALUE! | #VALUE! |  |  | #VALUE! | #VALUE! | #VALUE! | #VALUE! | #VALUE! |  |  | #VALUE! | #VALUE! | #VALUE! | #VALUE! | #VALUE! | #VALUE! | #VALUE! | #VALUE! | 0 | #REF! | #VALUE! | #VALUE! | #VALUE! | #VALUE! | #VALUE! | #VALUE! | #VALUE! | 0
|  |  |  | 0 | 51 | 0 |  |  | 1 | 1.0842e-19 | 0 | 1.0669e-18 | 1.0669e-18 | 1.0669e-18 | 0 | 0 |  |  |  |  | #VALUE! | #VALUE! | #VALUE! |  |  | #VALUE! | #VALUE! | #VALUE! | #VALUE! | #VALUE! | #VALUE! | #VALUE! | #VALUE! |  |  |  |  | #VALUE! | #VALUE! | #VALUE! |  |  | #VALUE! | #VALUE! | #VALUE! | #VALUE! | #VALUE! | #VALUE! | #VALUE! | #VALUE! |  |  |  |  | #VALUE! | #VALUE! | #VALUE! |  |  | #VALUE! | #VALUE! | #VALUE! | #VALUE! | #VALUE! | #VALUE! | #VALUE! | #VALUE! |  |  |  |  | #VALUE! | #VALUE! | #VALUE! |  |  | #VALUE! | #VALUE! | #VALUE! | #VALUE! | #VALUE! | #VALUE! | #VALUE! | #VALUE! |  |  |  |  | #VALUE! | #VALUE! | #VALUE! |  |  | #VALUE! | #VALUE! | #VALUE! | #VALUE! | #VALUE! | #VALUE! | #VALUE! | #VALUE! |  |  | #VALUE! | #VALUE! | #VALUE! | #VALUE! | #VALUE! |  |  | #VALUE! | #VALUE! | #VALUE! | #VALUE! | #VALUE! | #VALUE! | #VALUE! | #VALUE! |  |  | #VALUE! | #VALUE! | #VALUE! | #VALUE! | #VALUE! |  |  | #VALUE! | #VALUE! | #VALUE! | #VALUE! | #VALUE! | #VALUE! | #VALUE! | #VALUE! | 0 | #REF! | #VALUE! | #VALUE! | #VALUE! | #VALUE! | #VALUE! | #VALUE! | #VALUE! | 0
|  |  |  | 0 | 51 | 0 |  |  | 1 | 1.0842e-19 | 0 | 1.0669e-18 | 1.0669e-18 | 1.0669e-18 | 0 | 0 |  |  |  |  | #VALUE! | #VALUE! | #VALUE! |  |  | #VALUE! | #VALUE! | #VALUE! | #VALUE! | #VALUE! | #VALUE! | #VALUE! | #VALUE! |  |  |  |  | #VALUE! | #VALUE! | #VALUE! |  |  | #VALUE! | #VALUE! | #VALUE! | #VALUE! | #VALUE! | #VALUE! | #VALUE! | #VALUE! |  |  |  |  | #VALUE! | #VALUE! | #VALUE! |  |  | #VALUE! | #VALUE! | #VALUE! | #VALUE! | #VALUE! | #VALUE! | #VALUE! | #VALUE! |  |  |  |  | #VALUE! | #VALUE! | #VALUE! |  |  | #VALUE! | #VALUE! | #VALUE! | #VALUE! | #VALUE! | #VALUE! | #VALUE! | #VALUE! |  |  |  |  | #VALUE! | #VALUE! | #VALUE! |  |  | #VALUE! | #VALUE! | #VALUE! | #VALUE! | #VALUE! | #VALUE! | #VALUE! | #VALUE! |  |  | #VALUE! | #VALUE! | #VALUE! | #VALUE! | #VALUE! |  |  | #VALUE! | #VALUE! | #VALUE! | #VALUE! | #VALUE! | #VALUE! | #VALUE! | #VALUE! |  |  | #VALUE! | #VALUE! | #VALUE! | #VALUE! | #VALUE! |  |  | #VALUE! | #VALUE! | #VALUE! | #VALUE! | #VALUE! | #VALUE! | #VALUE! | #VALUE! | 0 | #REF! | #VALUE! | #VALUE! | #VALUE! | #VALUE! | #VALUE! | #VALUE! | #VALUE! | 0
|  |  |  | 0 | 51 | 0 |  |  | 1 | 1.0842e-19 | 0 | 1.0669e-18 | 1.0669e-18 | 1.0669e-18 | 0 | 0 |  |  |  |  | #VALUE! | #VALUE! | #VALUE! |  |  | #VALUE! | #VALUE! | #VALUE! | #VALUE! | #VALUE! | #VALUE! | #VALUE! | #VALUE! |  |  |  |  | #VALUE! | #VALUE! | #VALUE! |  |  | #VALUE! | #VALUE! | #VALUE! | #VALUE! | #VALUE! | #VALUE! | #VALUE! | #VALUE! |  |  |  |  | #VALUE! | #VALUE! | #VALUE! |  |  | #VALUE! | #VALUE! | #VALUE! | #VALUE! | #VALUE! | #VALUE! | #VALUE! | #VALUE! |  |  |  |  | #VALUE! | #VALUE! | #VALUE! |  |  | #VALUE! | #VALUE! | #VALUE! | #VALUE! | #VALUE! | #VALUE! | #VALUE! | #VALUE! |  |  |  |  | #VALUE! | #VALUE! | #VALUE! |  |  | #VALUE! | #VALUE! | #VALUE! | #VALUE! | #VALUE! | #VALUE! | #VALUE! | #VALUE! |  |  | #VALUE! | #VALUE! | #VALUE! | #VALUE! | #VALUE! |  |  | #VALUE! | #VALUE! | #VALUE! | #VALUE! | #VALUE! | #VALUE! | #VALUE! | #VALUE! |  |  | #VALUE! | #VALUE! | #VALUE! | #VALUE! | #VALUE! |  |  | #VALUE! | #VALUE! | #VALUE! | #VALUE! | #VALUE! | #VALUE! | #VALUE! | #VALUE! | 0 | #REF! | #VALUE! | #VALUE! | #VALUE! | #VALUE! | #VALUE! | #VALUE! | #VALUE! | 0
|  |  |  | 0 | 51 | 0 |  |  | 1 | 1.0842e-19 | 0 | 1.0669e-18 | 1.0669e-18 | 1.0669e-18 | 0 | 0 |  |  |  |  | #VALUE! | #VALUE! | #VALUE! |  |  | #VALUE! | #VALUE! | #VALUE! | #VALUE! | #VALUE! | #VALUE! | #VALUE! | #VALUE! |  |  |  |  | #VALUE! | #VALUE! | #VALUE! |  |  | #VALUE! | #VALUE! | #VALUE! | #VALUE! | #VALUE! | #VALUE! | #VALUE! | #VALUE! |  |  |  |  | #VALUE! | #VALUE! | #VALUE! |  |  | #VALUE! | #VALUE! | #VALUE! | #VALUE! | #VALUE! | #VALUE! | #VALUE! | #VALUE! |  |  |  |  | #VALUE! | #VALUE! | #VALUE! |  |  | #VALUE! | #VALUE! | #VALUE! | #VALUE! | #VALUE! | #VALUE! | #VALUE! | #VALUE! |  |  |  |  | #VALUE! | #VALUE! | #VALUE! |  |  | #VALUE! | #VALUE! | #VALUE! | #VALUE! | #VALUE! | #VALUE! | #VALUE! | #VALUE! |  |  | #VALUE! | #VALUE! | #VALUE! | #VALUE! | #VALUE! |  |  | #VALUE! | #VALUE! | #VALUE! | #VALUE! | #VALUE! | #VALUE! | #VALUE! | #VALUE! |  |  | #VALUE! | #VALUE! | #VALUE! | #VALUE! | #VALUE! |  |  | #VALUE! | #VALUE! | #VALUE! | #VALUE! | #VALUE! | #VALUE! | #VALUE! | #VALUE! | 0 | #REF! | #VALUE! | #VALUE! | #VALUE! | #VALUE! | #VALUE! | #VALUE! | #VALUE! | 0
|  |  |  | 0 | 51 | 0 |  |  | 1 | 1.0842e-19 | 0 | 1.0669e-18 | 1.0669e-18 | 1.0669e-18 | 0 | 0 |  |  |  |  | #VALUE! | #VALUE! | #VALUE! |  |  | #VALUE! | #VALUE! | #VALUE! | #VALUE! | #VALUE! | #VALUE! | #VALUE! | #VALUE! |  |  |  |  | #VALUE! | #VALUE! | #VALUE! |  |  | #VALUE! | #VALUE! | #VALUE! | #VALUE! | #VALUE! | #VALUE! | #VALUE! | #VALUE! |  |  |  |  | #VALUE! | #VALUE! | #VALUE! |  |  | #VALUE! | #VALUE! | #VALUE! | #VALUE! | #VALUE! | #VALUE! | #VALUE! | #VALUE! |  |  |  |  | #VALUE! | #VALUE! | #VALUE! |  |  | #VALUE! | #VALUE! | #VALUE! | #VALUE! | #VALUE! | #VALUE! | #VALUE! | #VALUE! |  |  |  |  | #VALUE! | #VALUE! | #VALUE! |  |  | #VALUE! | #VALUE! | #VALUE! | #VALUE! | #VALUE! | #VALUE! | #VALUE! | #VALUE! |  |  | #VALUE! | #VALUE! | #VALUE! | #VALUE! | #VALUE! |  |  | #VALUE! | #VALUE! | #VALUE! | #VALUE! | #VALUE! | #VALUE! | #VALUE! | #VALUE! |  |  | #VALUE! | #VALUE! | #VALUE! | #VALUE! | #VALUE! |  |  | #VALUE! | #VALUE! | #VALUE! | #VALUE! | #VALUE! | #VALUE! | #VALUE! | #VALUE! | 0 | #REF! | #VALUE! | #VALUE! | #VALUE! | #VALUE! | #VALUE! | #VALUE! | #VALUE! | 0
|  |  |  | 0 | 51 | 0 |  |  | 1 | 1.0842e-19 | 0 | 1.0669e-18 | 1.0669e-18 | 1.0669e-18 | 0 | 0 |  |  |  |  | #VALUE! | #VALUE! | #VALUE! |  |  | #VALUE! | #VALUE! | #VALUE! | #VALUE! | #VALUE! | #VALUE! | #VALUE! | #VALUE! |  |  |  |  | #VALUE! | #VALUE! | #VALUE! |  |  | #VALUE! | #VALUE! | #VALUE! | #VALUE! | #VALUE! | #VALUE! | #VALUE! | #VALUE! |  |  |  |  | #VALUE! | #VALUE! | #VALUE! |  |  | #VALUE! | #VALUE! | #VALUE! | #VALUE! | #VALUE! | #VALUE! | #VALUE! | #VALUE! |  |  |  |  | #VALUE! | #VALUE! | #VALUE! |  |  | #VALUE! | #VALUE! | #VALUE! | #VALUE! | #VALUE! | #VALUE! | #VALUE! | #VALUE! |  |  |  |  | #VALUE! | #VALUE! | #VALUE! |  |  | #VALUE! | #VALUE! | #VALUE! | #VALUE! | #VALUE! | #VALUE! | #VALUE! | #VALUE! |  |  | #VALUE! | #VALUE! | #VALUE! | #VALUE! | #VALUE! |  |  | #VALUE! | #VALUE! | #VALUE! | #VALUE! | #VALUE! | #VALUE! | #VALUE! | #VALUE! |  |  | #VALUE! | #VALUE! | #VALUE! | #VALUE! | #VALUE! |  |  | #VALUE! | #VALUE! | #VALUE! | #VALUE! | #VALUE! | #VALUE! | #VALUE! | #VALUE! | 0 | #REF! | #VALUE! | #VALUE! | #VALUE! | #VALUE! | #VALUE! | #VALUE! | #VALUE! | 0
|  |  |  | 0 | 51 | 0 |  |  | 1 | 1.0842e-19 | 0 | 1.0669e-18 | 1.0669e-18 | 1.0669e-18 | 0 | 0 |  |  |  |  | #VALUE! | #VALUE! | #VALUE! |  |  | #VALUE! | #VALUE! | #VALUE! | #VALUE! | #VALUE! | #VALUE! | #VALUE! | #VALUE! |  |  |  |  | #VALUE! | #VALUE! | #VALUE! |  |  | #VALUE! | #VALUE! | #VALUE! | #VALUE! | #VALUE! | #VALUE! | #VALUE! | #VALUE! |  |  |  |  | #VALUE! | #VALUE! | #VALUE! |  |  | #VALUE! | #VALUE! | #VALUE! | #VALUE! | #VALUE! | #VALUE! | #VALUE! | #VALUE! |  |  |  |  | #VALUE! | #VALUE! | #VALUE! |  |  | #VALUE! | #VALUE! | #VALUE! | #VALUE! | #VALUE! | #VALUE! | #VALUE! | #VALUE! |  |  |  |  | #VALUE! | #VALUE! | #VALUE! |  |  | #VALUE! | #VALUE! | #VALUE! | #VALUE! | #VALUE! | #VALUE! | #VALUE! | #VALUE! |  |  | #VALUE! | #VALUE! | #VALUE! | #VALUE! | #VALUE! |  |  | #VALUE! | #VALUE! | #VALUE! | #VALUE! | #VALUE! | #VALUE! | #VALUE! | #VALUE! |  |  | #VALUE! | #VALUE! | #VALUE! | #VALUE! | #VALUE! |  |  | #VALUE! | #VALUE! | #VALUE! | #VALUE! | #VALUE! | #VALUE! | #VALUE! | #VALUE! | 0 | #REF! | #VALUE! | #VALUE! | #VALUE! | #VALUE! | #VALUE! | #VALUE! | #VALUE! | 0
|  |  |  | 0 | 51 | 0 |  |  | 1 | 1.0842e-19 | 0 | 1.0669e-18 | 1.0669e-18 | 1.0669e-18 | 0 | 0 |  |  |  |  | #VALUE! | #VALUE! | #VALUE! |  |  | #VALUE! | #VALUE! | #VALUE! | #VALUE! | #VALUE! | #VALUE! | #VALUE! | #VALUE! |  |  |  |  | #VALUE! | #VALUE! | #VALUE! |  |  | #VALUE! | #VALUE! | #VALUE! | #VALUE! | #VALUE! | #VALUE! | #VALUE! | #VALUE! |  |  |  |  | #VALUE! | #VALUE! | #VALUE! |  |  | #VALUE! | #VALUE! | #VALUE! | #VALUE! | #VALUE! | #VALUE! | #VALUE! | #VALUE! |  |  |  |  | #VALUE! | #VALUE! | #VALUE! |  |  | #VALUE! | #VALUE! | #VALUE! | #VALUE! | #VALUE! | #VALUE! | #VALUE! | #VALUE! |  |  |  |  | #VALUE! | #VALUE! | #VALUE! |  |  | #VALUE! | #VALUE! | #VALUE! | #VALUE! | #VALUE! | #VALUE! | #VALUE! | #VALUE! |  |  | #VALUE! | #VALUE! | #VALUE! | #VALUE! | #VALUE! |  |  | #VALUE! | #VALUE! | #VALUE! | #VALUE! | #VALUE! | #VALUE! | #VALUE! | #VALUE! |  |  | #VALUE! | #VALUE! | #VALUE! | #VALUE! | #VALUE! |  |  | #VALUE! | #VALUE! | #VALUE! | #VALUE! | #VALUE! | #VALUE! | #VALUE! | #VALUE! | 0 | #REF! | #VALUE! | #VALUE! | #VALUE! | #VALUE! | #VALUE! | #VALUE! | #VALUE! | 0
|  |  |  | 0 | 51 | 0 |  |  | 1 | 1.0842e-19 | 0 | 1.0669e-18 | 1.0669e-18 | 1.0669e-18 | 0 | 0 |  |  |  |  | #VALUE! | #VALUE! | #VALUE! |  |  | #VALUE! | #VALUE! | #VALUE! | #VALUE! | #VALUE! | #VALUE! | #VALUE! | #VALUE! |  |  |  |  | #VALUE! | #VALUE! | #VALUE! |  |  | #VALUE! | #VALUE! | #VALUE! | #VALUE! | #VALUE! | #VALUE! | #VALUE! | #VALUE! |  |  |  |  | #VALUE! | #VALUE! | #VALUE! |  |  | #VALUE! | #VALUE! | #VALUE! | #VALUE! | #VALUE! | #VALUE! | #VALUE! | #VALUE! |  |  |  |  | #VALUE! | #VALUE! | #VALUE! |  |  | #VALUE! | #VALUE! | #VALUE! | #VALUE! | #VALUE! | #VALUE! | #VALUE! | #VALUE! |  |  |  |  | #VALUE! | #VALUE! | #VALUE! |  |  | #VALUE! | #VALUE! | #VALUE! | #VALUE! | #VALUE! | #VALUE! | #VALUE! | #VALUE! |  |  | #VALUE! | #VALUE! | #VALUE! | #VALUE! | #VALUE! |  |  | #VALUE! | #VALUE! | #VALUE! | #VALUE! | #VALUE! | #VALUE! | #VALUE! | #VALUE! |  |  | #VALUE! | #VALUE! | #VALUE! | #VALUE! | #VALUE! |  |  | #VALUE! | #VALUE! | #VALUE! | #VALUE! | #VALUE! | #VALUE! | #VALUE! | #VALUE! | 0 | #REF! | #VALUE! | #VALUE! | #VALUE! | #VALUE! | #VALUE! | #VALUE! | #VALUE! | 0
|  |  |  | 0 | 51 | 0 |  |  | 1 | 1.0842e-19 | 0 | 1.0669e-18 | 1.0669e-18 | 1.0669e-18 | 0 | 0 |  |  |  |  | #VALUE! | #VALUE! | #VALUE! |  |  | #VALUE! | #VALUE! | #VALUE! | #VALUE! | #VALUE! | #VALUE! | #VALUE! | #VALUE! |  |  |  |  | #VALUE! | #VALUE! | #VALUE! |  |  | #VALUE! | #VALUE! | #VALUE! | #VALUE! | #VALUE! | #VALUE! | #VALUE! | #VALUE! |  |  |  |  | #VALUE! | #VALUE! | #VALUE! |  |  | #VALUE! | #VALUE! | #VALUE! | #VALUE! | #VALUE! | #VALUE! | #VALUE! | #VALUE! |  |  |  |  | #VALUE! | #VALUE! | #VALUE! |  |  | #VALUE! | #VALUE! | #VALUE! | #VALUE! | #VALUE! | #VALUE! | #VALUE! | #VALUE! |  |  |  |  | #VALUE! | #VALUE! | #VALUE! |  |  | #VALUE! | #VALUE! | #VALUE! | #VALUE! | #VALUE! | #VALUE! | #VALUE! | #VALUE! |  |  | #VALUE! | #VALUE! | #VALUE! | #VALUE! | #VALUE! |  |  | #VALUE! | #VALUE! | #VALUE! | #VALUE! | #VALUE! | #VALUE! | #VALUE! | #VALUE! |  |  | #VALUE! | #VALUE! | #VALUE! | #VALUE! | #VALUE! |  |  | #VALUE! | #VALUE! | #VALUE! | #VALUE! | #VALUE! | #VALUE! | #VALUE! | #VALUE! | 0 | #REF! | #VALUE! | #VALUE! | #VALUE! | #VALUE! | #VALUE! | #VALUE! | #VALUE! | 0
|  |  |  | 0 | 51 | 0 |  |  | 1 | 1.0842e-19 | 0 | 1.0669e-18 | 1.0669e-18 | 1.0669e-18 | 0 | 0 |  |  |  |  | #VALUE! | #VALUE! | #VALUE! |  |  | #VALUE! | #VALUE! | #VALUE! | #VALUE! | #VALUE! | #VALUE! | #VALUE! | #VALUE! |  |  |  |  | #VALUE! | #VALUE! | #VALUE! |  |  | #VALUE! | #VALUE! | #VALUE! | #VALUE! | #VALUE! | #VALUE! | #VALUE! | #VALUE! |  |  |  |  | #VALUE! | #VALUE! | #VALUE! |  |  | #VALUE! | #VALUE! | #VALUE! | #VALUE! | #VALUE! | #VALUE! | #VALUE! | #VALUE! |  |  |  |  | #VALUE! | #VALUE! | #VALUE! |  |  | #VALUE! | #VALUE! | #VALUE! | #VALUE! | #VALUE! | #VALUE! | #VALUE! | #VALUE! |  |  |  |  | #VALUE! | #VALUE! | #VALUE! |  |  | #VALUE! | #VALUE! | #VALUE! | #VALUE! | #VALUE! | #VALUE! | #VALUE! | #VALUE! |  |  | #VALUE! | #VALUE! | #VALUE! | #VALUE! | #VALUE! |  |  | #VALUE! | #VALUE! | #VALUE! | #VALUE! | #VALUE! | #VALUE! | #VALUE! | #VALUE! |  |  | #VALUE! | #VALUE! | #VALUE! | #VALUE! | #VALUE! |  |  | #VALUE! | #VALUE! | #VALUE! | #VALUE! | #VALUE! | #VALUE! | #VALUE! | #VALUE! | 0 | #REF! | #VALUE! | #VALUE! | #VALUE! | #VALUE! | #VALUE! | #VALUE! | #VALUE! | 0
|  |  |  | 0 | 51 | 0 |  |  | 1 | 1.0842e-19 | 0 | 1.0669e-18 | 1.0669e-18 | 1.0669e-18 | 0 | 0 |  |  |  |  | #VALUE! | #VALUE! | #VALUE! |  |  | #VALUE! | #VALUE! | #VALUE! | #VALUE! | #VALUE! | #VALUE! | #VALUE! | #VALUE! |  |  |  |  | #VALUE! | #VALUE! | #VALUE! |  |  | #VALUE! | #VALUE! | #VALUE! | #VALUE! | #VALUE! | #VALUE! | #VALUE! | #VALUE! |  |  |  |  | #VALUE! | #VALUE! | #VALUE! |  |  | #VALUE! | #VALUE! | #VALUE! | #VALUE! | #VALUE! | #VALUE! | #VALUE! | #VALUE! |  |  |  |  | #VALUE! | #VALUE! | #VALUE! |  |  | #VALUE! | #VALUE! | #VALUE! | #VALUE! | #VALUE! | #VALUE! | #VALUE! | #VALUE! |  |  |  |  | #VALUE! | #VALUE! | #VALUE! |  |  | #VALUE! | #VALUE! | #VALUE! | #VALUE! | #VALUE! | #VALUE! | #VALUE! | #VALUE! |  |  | #VALUE! | #VALUE! | #VALUE! | #VALUE! | #VALUE! |  |  | #VALUE! | #VALUE! | #VALUE! | #VALUE! | #VALUE! | #VALUE! | #VALUE! | #VALUE! |  |  | #VALUE! | #VALUE! | #VALUE! | #VALUE! | #VALUE! |  |  | #VALUE! | #VALUE! | #VALUE! | #VALUE! | #VALUE! | #VALUE! | #VALUE! | #VALUE! | 0 | #REF! | #VALUE! | #VALUE! | #VALUE! | #VALUE! | #VALUE! | #VALUE! | #VALUE! | 0
|  |  |  | 0 | 51 | 0 |  |  | 1 | 1.0842e-19 | 0 | 1.0669e-18 | 1.0669e-18 | 1.0669e-18 | 0 | 0 |  |  |  |  | #VALUE! | #VALUE! | #VALUE! |  |  | #VALUE! | #VALUE! | #VALUE! | #VALUE! | #VALUE! | #VALUE! | #VALUE! | #VALUE! |  |  |  |  | #VALUE! | #VALUE! | #VALUE! |  |  | #VALUE! | #VALUE! | #VALUE! | #VALUE! | #VALUE! | #VALUE! | #VALUE! | #VALUE! |  |  |  |  | #VALUE! | #VALUE! | #VALUE! |  |  | #VALUE! | #VALUE! | #VALUE! | #VALUE! | #VALUE! | #VALUE! | #VALUE! | #VALUE! |  |  |  |  | #VALUE! | #VALUE! | #VALUE! |  |  | #VALUE! | #VALUE! | #VALUE! | #VALUE! | #VALUE! | #VALUE! | #VALUE! | #VALUE! |  |  |  |  | #VALUE! | #VALUE! | #VALUE! |  |  | #VALUE! | #VALUE! | #VALUE! | #VALUE! | #VALUE! | #VALUE! | #VALUE! | #VALUE! |  |  | #VALUE! | #VALUE! | #VALUE! | #VALUE! | #VALUE! |  |  | #VALUE! | #VALUE! | #VALUE! | #VALUE! | #VALUE! | #VALUE! | #VALUE! | #VALUE! |  |  | #VALUE! | #VALUE! | #VALUE! | #VALUE! | #VALUE! |  |  | #VALUE! | #VALUE! | #VALUE! | #VALUE! | #VALUE! | #VALUE! | #VALUE! | #VALUE! | 0 | #REF! | #VALUE! | #VALUE! | #VALUE! | #VALUE! | #VALUE! | #VALUE! | #VALUE! | 0
|  |  |  | 0 | 51 | 0 |  |  | 1 | 1.0842e-19 | 0 | 1.0669e-18 | 1.0669e-18 | 1.0669e-18 | 0 | 0 |  |  |  |  | #VALUE! | #VALUE! | #VALUE! |  |  | #VALUE! | #VALUE! | #VALUE! | #VALUE! | #VALUE! | #VALUE! | #VALUE! | #VALUE! |  |  |  |  | #VALUE! | #VALUE! | #VALUE! |  |  | #VALUE! | #VALUE! | #VALUE! | #VALUE! | #VALUE! | #VALUE! | #VALUE! | #VALUE! |  |  |  |  | #VALUE! | #VALUE! | #VALUE! |  |  | #VALUE! | #VALUE! | #VALUE! | #VALUE! | #VALUE! | #VALUE! | #VALUE! | #VALUE! |  |  |  |  | #VALUE! | #VALUE! | #VALUE! |  |  | #VALUE! | #VALUE! | #VALUE! | #VALUE! | #VALUE! | #VALUE! | #VALUE! | #VALUE! |  |  |  |  | #VALUE! | #VALUE! | #VALUE! |  |  | #VALUE! | #VALUE! | #VALUE! | #VALUE! | #VALUE! | #VALUE! | #VALUE! | #VALUE! |  |  | #VALUE! | #VALUE! | #VALUE! | #VALUE! | #VALUE! |  |  | #VALUE! | #VALUE! | #VALUE! | #VALUE! | #VALUE! | #VALUE! | #VALUE! | #VALUE! |  |  | #VALUE! | #VALUE! | #VALUE! | #VALUE! | #VALUE! |  |  | #VALUE! | #VALUE! | #VALUE! | #VALUE! | #VALUE! | #VALUE! | #VALUE! | #VALUE! | 0 | #REF! | #VALUE! | #VALUE! | #VALUE! | #VALUE! | #VALUE! | #VALUE! | #VALUE! | 0
|  |  |  | 0 | 51 | 0 |  |  | 1 | 1.0842e-19 | 0 | 1.0669e-18 | 1.0669e-18 | 1.0669e-18 | 0 | 0 |  |  |  |  | #VALUE! | #VALUE! | #VALUE! |  |  | #VALUE! | #VALUE! | #VALUE! | #VALUE! | #VALUE! | #VALUE! | #VALUE! | #VALUE! |  |  |  |  | #VALUE! | #VALUE! | #VALUE! |  |  | #VALUE! | #VALUE! | #VALUE! | #VALUE! | #VALUE! | #VALUE! | #VALUE! | #VALUE! |  |  |  |  | #VALUE! | #VALUE! | #VALUE! |  |  | #VALUE! | #VALUE! | #VALUE! | #VALUE! | #VALUE! | #VALUE! | #VALUE! | #VALUE! |  |  |  |  | #VALUE! | #VALUE! | #VALUE! |  |  | #VALUE! | #VALUE! | #VALUE! | #VALUE! | #VALUE! | #VALUE! | #VALUE! | #VALUE! |  |  |  |  | #VALUE! | #VALUE! | #VALUE! |  |  | #VALUE! | #VALUE! | #VALUE! | #VALUE! | #VALUE! | #VALUE! | #VALUE! | #VALUE! |  |  | #VALUE! | #VALUE! | #VALUE! | #VALUE! | #VALUE! |  |  | #VALUE! | #VALUE! | #VALUE! | #VALUE! | #VALUE! | #VALUE! | #VALUE! | #VALUE! |  |  | #VALUE! | #VALUE! | #VALUE! | #VALUE! | #VALUE! |  |  | #VALUE! | #VALUE! | #VALUE! | #VALUE! | #VALUE! | #VALUE! | #VALUE! | #VALUE! | 0 | #REF! | #VALUE! | #VALUE! | #VALUE! | #VALUE! | #VALUE! | #VALUE! | #VALUE! | 0
|  |  |  | 0 | 51 | 0 |  |  | 1 | 1.0842e-19 | 0 | 1.0669e-18 | 1.0669e-18 | 1.0669e-18 | 0 | 0 |  |  |  |  | #VALUE! | #VALUE! | #VALUE! |  |  | #VALUE! | #VALUE! | #VALUE! | #VALUE! | #VALUE! | #VALUE! | #VALUE! | #VALUE! |  |  |  |  | #VALUE! | #VALUE! | #VALUE! |  |  | #VALUE! | #VALUE! | #VALUE! | #VALUE! | #VALUE! | #VALUE! | #VALUE! | #VALUE! |  |  |  |  | #VALUE! | #VALUE! | #VALUE! |  |  | #VALUE! | #VALUE! | #VALUE! | #VALUE! | #VALUE! | #VALUE! | #VALUE! | #VALUE! |  |  |  |  | #VALUE! | #VALUE! | #VALUE! |  |  | #VALUE! | #VALUE! | #VALUE! | #VALUE! | #VALUE! | #VALUE! | #VALUE! | #VALUE! |  |  |  |  | #VALUE! | #VALUE! | #VALUE! |  |  | #VALUE! | #VALUE! | #VALUE! | #VALUE! | #VALUE! | #VALUE! | #VALUE! | #VALUE! |  |  | #VALUE! | #VALUE! | #VALUE! | #VALUE! | #VALUE! |  |  | #VALUE! | #VALUE! | #VALUE! | #VALUE! | #VALUE! | #VALUE! | #VALUE! | #VALUE! |  |  | #VALUE! | #VALUE! | #VALUE! | #VALUE! | #VALUE! |  |  | #VALUE! | #VALUE! | #VALUE! | #VALUE! | #VALUE! | #VALUE! | #VALUE! | #VALUE! | 0 | #REF! | #VALUE! | #VALUE! | #VALUE! | #VALUE! | #VALUE! | #VALUE! | #VALUE! | 0
|  |  |  | 0 | 51 | 0 |  |  | 1 | 1.0842e-19 | 0 | 1.0669e-18 | 1.0669e-18 | 1.0669e-18 | 0 | 0 |  |  |  |  | #VALUE! | #VALUE! | #VALUE! |  |  | #VALUE! | #VALUE! | #VALUE! | #VALUE! | #VALUE! | #VALUE! | #VALUE! | #VALUE! |  |  |  |  | #VALUE! | #VALUE! | #VALUE! |  |  | #VALUE! | #VALUE! | #VALUE! | #VALUE! | #VALUE! | #VALUE! | #VALUE! | #VALUE! |  |  |  |  | #VALUE! | #VALUE! | #VALUE! |  |  | #VALUE! | #VALUE! | #VALUE! | #VALUE! | #VALUE! | #VALUE! | #VALUE! | #VALUE! |  |  |  |  | #VALUE! | #VALUE! | #VALUE! |  |  | #VALUE! | #VALUE! | #VALUE! | #VALUE! | #VALUE! | #VALUE! | #VALUE! | #VALUE! |  |  |  |  | #VALUE! | #VALUE! | #VALUE! |  |  | #VALUE! | #VALUE! | #VALUE! | #VALUE! | #VALUE! | #VALUE! | #VALUE! | #VALUE! |  |  | #VALUE! | #VALUE! | #VALUE! | #VALUE! | #VALUE! |  |  | #VALUE! | #VALUE! | #VALUE! | #VALUE! | #VALUE! | #VALUE! | #VALUE! | #VALUE! |  |  | #VALUE! | #VALUE! | #VALUE! | #VALUE! | #VALUE! |  |  | #VALUE! | #VALUE! | #VALUE! | #VALUE! | #VALUE! | #VALUE! | #VALUE! | #VALUE! | 0 | #REF! | #VALUE! | #VALUE! | #VALUE! | #VALUE! | #VALUE! | #VALUE! | #VALUE! | 0
|  |  |  | 0 | 51 | 0 |  |  | 1 | 1.0842e-19 | 0 | 1.0669e-18 | 1.0669e-18 | 1.0669e-18 | 0 | 0 |  |  |  |  | #VALUE! | #VALUE! | #VALUE! |  |  | #VALUE! | #VALUE! | #VALUE! | #VALUE! | #VALUE! | #VALUE! | #VALUE! | #VALUE! |  |  |  |  | #VALUE! | #VALUE! | #VALUE! |  |  | #VALUE! | #VALUE! | #VALUE! | #VALUE! | #VALUE! | #VALUE! | #VALUE! | #VALUE! |  |  |  |  | #VALUE! | #VALUE! | #VALUE! |  |  | #VALUE! | #VALUE! | #VALUE! | #VALUE! | #VALUE! | #VALUE! | #VALUE! | #VALUE! |  |  |  |  | #VALUE! | #VALUE! | #VALUE! |  |  | #VALUE! | #VALUE! | #VALUE! | #VALUE! | #VALUE! | #VALUE! | #VALUE! | #VALUE! |  |  |  |  | #VALUE! | #VALUE! | #VALUE! |  |  | #VALUE! | #VALUE! | #VALUE! | #VALUE! | #VALUE! | #VALUE! | #VALUE! | #VALUE! |  |  | #VALUE! | #VALUE! | #VALUE! | #VALUE! | #VALUE! |  |  | #VALUE! | #VALUE! | #VALUE! | #VALUE! | #VALUE! | #VALUE! | #VALUE! | #VALUE! |  |  | #VALUE! | #VALUE! | #VALUE! | #VALUE! | #VALUE! |  |  | #VALUE! | #VALUE! | #VALUE! | #VALUE! | #VALUE! | #VALUE! | #VALUE! | #VALUE! | 0 | #REF! | #VALUE! | #VALUE! | #VALUE! | #VALUE! | #VALUE! | #VALUE! | #VALUE! | 0
|  |  |  | 0 | 51 | 0 |  |  | 1 | 1.0842e-19 | 0 | 1.0669e-18 | 1.0669e-18 | 1.0669e-18 | 0 | 0 |  |  |  |  | #VALUE! | #VALUE! | #VALUE! |  |  | #VALUE! | #VALUE! | #VALUE! | #VALUE! | #VALUE! | #VALUE! | #VALUE! | #VALUE! |  |  |  |  | #VALUE! | #VALUE! | #VALUE! |  |  | #VALUE! | #VALUE! | #VALUE! | #VALUE! | #VALUE! | #VALUE! | #VALUE! | #VALUE! |  |  |  |  | #VALUE! | #VALUE! | #VALUE! |  |  | #VALUE! | #VALUE! | #VALUE! | #VALUE! | #VALUE! | #VALUE! | #VALUE! | #VALUE! |  |  |  |  | #VALUE! | #VALUE! | #VALUE! |  |  | #VALUE! | #VALUE! | #VALUE! | #VALUE! | #VALUE! | #VALUE! | #VALUE! | #VALUE! |  |  |  |  | #VALUE! | #VALUE! | #VALUE! |  |  | #VALUE! | #VALUE! | #VALUE! | #VALUE! | #VALUE! | #VALUE! | #VALUE! | #VALUE! |  |  | #VALUE! | #VALUE! | #VALUE! | #VALUE! | #VALUE! |  |  | #VALUE! | #VALUE! | #VALUE! | #VALUE! | #VALUE! | #VALUE! | #VALUE! | #VALUE! |  |  | #VALUE! | #VALUE! | #VALUE! | #VALUE! | #VALUE! |  |  | #VALUE! | #VALUE! | #VALUE! | #VALUE! | #VALUE! | #VALUE! | #VALUE! | #VALUE! | 0 | #REF! | #VALUE! | #VALUE! | #VALUE! | #VALUE! | #VALUE! | #VALUE! | #VALUE! | 0
|  |  |  | 0 | 51 | 0 |  |  | 1 | 1.0842e-19 | 0 | 1.0669e-18 | 1.0669e-18 | 1.0669e-18 | 0 | 0 |  |  |  |  | #VALUE! | #VALUE! | #VALUE! |  |  | #VALUE! | #VALUE! | #VALUE! | #VALUE! | #VALUE! | #VALUE! | #VALUE! | #VALUE! |  |  |  |  | #VALUE! | #VALUE! | #VALUE! |  |  | #VALUE! | #VALUE! | #VALUE! | #VALUE! | #VALUE! | #VALUE! | #VALUE! | #VALUE! |  |  |  |  | #VALUE! | #VALUE! | #VALUE! |  |  | #VALUE! | #VALUE! | #VALUE! | #VALUE! | #VALUE! | #VALUE! | #VALUE! | #VALUE! |  |  |  |  | #VALUE! | #VALUE! | #VALUE! |  |  | #VALUE! | #VALUE! | #VALUE! | #VALUE! | #VALUE! | #VALUE! | #VALUE! | #VALUE! |  |  |  |  | #VALUE! | #VALUE! | #VALUE! |  |  | #VALUE! | #VALUE! | #VALUE! | #VALUE! | #VALUE! | #VALUE! | #VALUE! | #VALUE! |  |  | #VALUE! | #VALUE! | #VALUE! | #VALUE! | #VALUE! |  |  | #VALUE! | #VALUE! | #VALUE! | #VALUE! | #VALUE! | #VALUE! | #VALUE! | #VALUE! |  |  | #VALUE! | #VALUE! | #VALUE! | #VALUE! | #VALUE! |  |  | #VALUE! | #VALUE! | #VALUE! | #VALUE! | #VALUE! | #VALUE! | #VALUE! | #VALUE! | 0 | #REF! | #VALUE! | #VALUE! | #VALUE! | #VALUE! | #VALUE! | #VALUE! | #VALUE! | 0
|  |  |  | 0 | 51 | 0 |  |  | 1 | 1.0842e-19 | 0 | 1.0669e-18 | 1.0669e-18 | 1.0669e-18 | 0 | 0 |  |  |  |  | #VALUE! | #VALUE! | #VALUE! |  |  | #VALUE! | #VALUE! | #VALUE! | #VALUE! | #VALUE! | #VALUE! | #VALUE! | #VALUE! |  |  |  |  | #VALUE! | #VALUE! | #VALUE! |  |  | #VALUE! | #VALUE! | #VALUE! | #VALUE! | #VALUE! | #VALUE! | #VALUE! | #VALUE! |  |  |  |  | #VALUE! | #VALUE! | #VALUE! |  |  | #VALUE! | #VALUE! | #VALUE! | #VALUE! | #VALUE! | #VALUE! | #VALUE! | #VALUE! |  |  |  |  | #VALUE! | #VALUE! | #VALUE! |  |  | #VALUE! | #VALUE! | #VALUE! | #VALUE! | #VALUE! | #VALUE! | #VALUE! | #VALUE! |  |  |  |  | #VALUE! | #VALUE! | #VALUE! |  |  | #VALUE! | #VALUE! | #VALUE! | #VALUE! | #VALUE! | #VALUE! | #VALUE! | #VALUE! |  |  | #VALUE! | #VALUE! | #VALUE! | #VALUE! | #VALUE! |  |  | #VALUE! | #VALUE! | #VALUE! | #VALUE! | #VALUE! | #VALUE! | #VALUE! | #VALUE! |  |  | #VALUE! | #VALUE! | #VALUE! | #VALUE! | #VALUE! |  |  | #VALUE! | #VALUE! | #VALUE! | #VALUE! | #VALUE! | #VALUE! | #VALUE! | #VALUE! | 0 | #REF! | #VALUE! | #VALUE! | #VALUE! | #VALUE! | #VALUE! | #VALUE! | #VALUE! | 0
|  |  |  | 0 | 51 | 0 |  |  | 1 | 1.0842e-19 | 0 | 1.0669e-18 | 1.0669e-18 | 1.0669e-18 | 0 | 0 |  |  |  |  | #VALUE! | #VALUE! | #VALUE! |  |  | #VALUE! | #VALUE! | #VALUE! | #VALUE! | #VALUE! | #VALUE! | #VALUE! | #VALUE! |  |  |  |  | #VALUE! | #VALUE! | #VALUE! |  |  | #VALUE! | #VALUE! | #VALUE! | #VALUE! | #VALUE! | #VALUE! | #VALUE! | #VALUE! |  |  |  |  | #VALUE! | #VALUE! | #VALUE! |  |  | #VALUE! | #VALUE! | #VALUE! | #VALUE! | #VALUE! | #VALUE! | #VALUE! | #VALUE! |  |  |  |  | #VALUE! | #VALUE! | #VALUE! |  |  | #VALUE! | #VALUE! | #VALUE! | #VALUE! | #VALUE! | #VALUE! | #VALUE! | #VALUE! |  |  |  |  | #VALUE! | #VALUE! | #VALUE! |  |  | #VALUE! | #VALUE! | #VALUE! | #VALUE! | #VALUE! | #VALUE! | #VALUE! | #VALUE! |  |  | #VALUE! | #VALUE! | #VALUE! | #VALUE! | #VALUE! |  |  | #VALUE! | #VALUE! | #VALUE! | #VALUE! | #VALUE! | #VALUE! | #VALUE! | #VALUE! |  |  | #VALUE! | #VALUE! | #VALUE! | #VALUE! | #VALUE! |  |  | #VALUE! | #VALUE! | #VALUE! | #VALUE! | #VALUE! | #VALUE! | #VALUE! | #VALUE! | 0 | #REF! | #VALUE! | #VALUE! | #VALUE! | #VALUE! | #VALUE! | #VALUE! | #VALUE! | 0
|  |  |  | 0 | 51 | 0 |  |  | 1 | 1.0842e-19 | 0 | 1.0669e-18 | 1.0669e-18 | 1.0669e-18 | 0 | 0 |  |  |  |  | #VALUE! | #VALUE! | #VALUE! |  |  | #VALUE! | #VALUE! | #VALUE! | #VALUE! | #VALUE! | #VALUE! | #VALUE! | #VALUE! |  |  |  |  | #VALUE! | #VALUE! | #VALUE! |  |  | #VALUE! | #VALUE! | #VALUE! | #VALUE! | #VALUE! | #VALUE! | #VALUE! | #VALUE! |  |  |  |  | #VALUE! | #VALUE! | #VALUE! |  |  | #VALUE! | #VALUE! | #VALUE! | #VALUE! | #VALUE! | #VALUE! | #VALUE! | #VALUE! |  |  |  |  | #VALUE! | #VALUE! | #VALUE! |  |  | #VALUE! | #VALUE! | #VALUE! | #VALUE! | #VALUE! | #VALUE! | #VALUE! | #VALUE! |  |  |  |  | #VALUE! | #VALUE! | #VALUE! |  |  | #VALUE! | #VALUE! | #VALUE! | #VALUE! | #VALUE! | #VALUE! | #VALUE! | #VALUE! |  |  | #VALUE! | #VALUE! | #VALUE! | #VALUE! | #VALUE! |  |  | #VALUE! | #VALUE! | #VALUE! | #VALUE! | #VALUE! | #VALUE! | #VALUE! | #VALUE! |  |  | #VALUE! | #VALUE! | #VALUE! | #VALUE! | #VALUE! |  |  | #VALUE! | #VALUE! | #VALUE! | #VALUE! | #VALUE! | #VALUE! | #VALUE! | #VALUE! | 0 | #REF! | #VALUE! | #VALUE! | #VALUE! | #VALUE! | #VALUE! | #VALUE! | #VALUE! | 0
|  |  |  | 0 | 51 | 0 |  |  | 1 | 1.0842e-19 | 0 | 1.0669e-18 | 1.0669e-18 | 1.0669e-18 | 0 | 0 |  |  |  |  | #VALUE! | #VALUE! | #VALUE! |  |  | #VALUE! | #VALUE! | #VALUE! | #VALUE! | #VALUE! | #VALUE! | #VALUE! | #VALUE! |  |  |  |  | #VALUE! | #VALUE! | #VALUE! |  |  | #VALUE! | #VALUE! | #VALUE! | #VALUE! | #VALUE! | #VALUE! | #VALUE! | #VALUE! |  |  |  |  | #VALUE! | #VALUE! | #VALUE! |  |  | #VALUE! | #VALUE! | #VALUE! | #VALUE! | #VALUE! | #VALUE! | #VALUE! | #VALUE! |  |  |  |  | #VALUE! | #VALUE! | #VALUE! |  |  | #VALUE! | #VALUE! | #VALUE! | #VALUE! | #VALUE! | #VALUE! | #VALUE! | #VALUE! |  |  |  |  | #VALUE! | #VALUE! | #VALUE! |  |  | #VALUE! | #VALUE! | #VALUE! | #VALUE! | #VALUE! | #VALUE! | #VALUE! | #VALUE! |  |  | #VALUE! | #VALUE! | #VALUE! | #VALUE! | #VALUE! |  |  | #VALUE! | #VALUE! | #VALUE! | #VALUE! | #VALUE! | #VALUE! | #VALUE! | #VALUE! |  |  | #VALUE! | #VALUE! | #VALUE! | #VALUE! | #VALUE! |  |  | #VALUE! | #VALUE! | #VALUE! | #VALUE! | #VALUE! | #VALUE! | #VALUE! | #VALUE! | 0 | #REF! | #VALUE! | #VALUE! | #VALUE! | #VALUE! | #VALUE! | #VALUE! | #VALUE! | 0
|  |  |  | 0 | 51 | 0 |  |  | 1 | 1.0842e-19 | 0 | 1.0669e-18 | 1.0669e-18 | 1.0669e-18 | 0 | 0 |  |  |  |  | #VALUE! | #VALUE! | #VALUE! |  |  | #VALUE! | #VALUE! | #VALUE! | #VALUE! | #VALUE! | #VALUE! | #VALUE! | #VALUE! |  |  |  |  | #VALUE! | #VALUE! | #VALUE! |  |  | #VALUE! | #VALUE! | #VALUE! | #VALUE! | #VALUE! | #VALUE! | #VALUE! | #VALUE! |  |  |  |  | #VALUE! | #VALUE! | #VALUE! |  |  | #VALUE! | #VALUE! | #VALUE! | #VALUE! | #VALUE! | #VALUE! | #VALUE! | #VALUE! |  |  |  |  | #VALUE! | #VALUE! | #VALUE! |  |  | #VALUE! | #VALUE! | #VALUE! | #VALUE! | #VALUE! | #VALUE! | #VALUE! | #VALUE! |  |  |  |  | #VALUE! | #VALUE! | #VALUE! |  |  | #VALUE! | #VALUE! | #VALUE! | #VALUE! | #VALUE! | #VALUE! | #VALUE! | #VALUE! |  |  | #VALUE! | #VALUE! | #VALUE! | #VALUE! | #VALUE! |  |  | #VALUE! | #VALUE! | #VALUE! | #VALUE! | #VALUE! | #VALUE! | #VALUE! | #VALUE! |  |  | #VALUE! | #VALUE! | #VALUE! | #VALUE! | #VALUE! |  |  | #VALUE! | #VALUE! | #VALUE! | #VALUE! | #VALUE! | #VALUE! | #VALUE! | #VALUE! | 0 | #REF! | #VALUE! | #VALUE! | #VALUE! | #VALUE! | #VALUE! | #VALUE! | #VALUE! | 0
|  |  |  | 0 | 51 | 0 |  |  | 1 | 1.0842e-19 | 0 | 1.0669e-18 | 1.0669e-18 | 1.0669e-18 | 0 | 0 |  |  |  |  | #VALUE! | #VALUE! | #VALUE! |  |  | #VALUE! | #VALUE! | #VALUE! | #VALUE! | #VALUE! | #VALUE! | #VALUE! | #VALUE! |  |  |  |  | #VALUE! | #VALUE! | #VALUE! |  |  | #VALUE! | #VALUE! | #VALUE! | #VALUE! | #VALUE! | #VALUE! | #VALUE! | #VALUE! |  |  |  |  | #VALUE! | #VALUE! | #VALUE! |  |  | #VALUE! | #VALUE! | #VALUE! | #VALUE! | #VALUE! | #VALUE! | #VALUE! | #VALUE! |  |  |  |  | #VALUE! | #VALUE! | #VALUE! |  |  | #VALUE! | #VALUE! | #VALUE! | #VALUE! | #VALUE! | #VALUE! | #VALUE! | #VALUE! |  |  |  |  | #VALUE! | #VALUE! | #VALUE! |  |  | #VALUE! | #VALUE! | #VALUE! | #VALUE! | #VALUE! | #VALUE! | #VALUE! | #VALUE! |  |  | #VALUE! | #VALUE! | #VALUE! | #VALUE! | #VALUE! |  |  | #VALUE! | #VALUE! | #VALUE! | #VALUE! | #VALUE! | #VALUE! | #VALUE! | #VALUE! |  |  | #VALUE! | #VALUE! | #VALUE! | #VALUE! | #VALUE! |  |  | #VALUE! | #VALUE! | #VALUE! | #VALUE! | #VALUE! | #VALUE! | #VALUE! | #VALUE! | 0 | #REF! | #VALUE! | #VALUE! | #VALUE! | #VALUE! | #VALUE! | #VALUE! | #VALUE! | 0
|  |  |  | 0 | 51 | 0 |  |  | 1 | 1.0842e-19 | 0 | 1.0669e-18 | 1.0669e-18 | 1.0669e-18 | 0 | 0 |  |  |  |  | #VALUE! | #VALUE! | #VALUE! |  |  | #VALUE! | #VALUE! | #VALUE! | #VALUE! | #VALUE! | #VALUE! | #VALUE! | #VALUE! |  |  |  |  | #VALUE! | #VALUE! | #VALUE! |  |  | #VALUE! | #VALUE! | #VALUE! | #VALUE! | #VALUE! | #VALUE! | #VALUE! | #VALUE! |  |  |  |  | #VALUE! | #VALUE! | #VALUE! |  |  | #VALUE! | #VALUE! | #VALUE! | #VALUE! | #VALUE! | #VALUE! | #VALUE! | #VALUE! |  |  |  |  | #VALUE! | #VALUE! | #VALUE! |  |  | #VALUE! | #VALUE! | #VALUE! | #VALUE! | #VALUE! | #VALUE! | #VALUE! | #VALUE! |  |  |  |  | #VALUE! | #VALUE! | #VALUE! |  |  | #VALUE! | #VALUE! | #VALUE! | #VALUE! | #VALUE! | #VALUE! | #VALUE! | #VALUE! |  |  | #VALUE! | #VALUE! | #VALUE! | #VALUE! | #VALUE! |  |  | #VALUE! | #VALUE! | #VALUE! | #VALUE! | #VALUE! | #VALUE! | #VALUE! | #VALUE! |  |  | #VALUE! | #VALUE! | #VALUE! | #VALUE! | #VALUE! |  |  | #VALUE! | #VALUE! | #VALUE! | #VALUE! | #VALUE! | #VALUE! | #VALUE! | #VALUE! | 0 | #REF! | #VALUE! | #VALUE! | #VALUE! | #VALUE! | #VALUE! | #VALUE! | #VALUE! | 0
|  |  |  | 0 | 51 | 0 |  |  | 1 | 1.0842e-19 | 0 | 1.0669e-18 | 1.0669e-18 | 1.0669e-18 | 0 | 0 |  |  |  |  | #VALUE! | #VALUE! | #VALUE! |  |  | #VALUE! | #VALUE! | #VALUE! | #VALUE! | #VALUE! | #VALUE! | #VALUE! | #VALUE! |  |  |  |  | #VALUE! | #VALUE! | #VALUE! |  |  | #VALUE! | #VALUE! | #VALUE! | #VALUE! | #VALUE! | #VALUE! | #VALUE! | #VALUE! |  |  |  |  | #VALUE! | #VALUE! | #VALUE! |  |  | #VALUE! | #VALUE! | #VALUE! | #VALUE! | #VALUE! | #VALUE! | #VALUE! | #VALUE! |  |  |  |  | #VALUE! | #VALUE! | #VALUE! |  |  | #VALUE! | #VALUE! | #VALUE! | #VALUE! | #VALUE! | #VALUE! | #VALUE! | #VALUE! |  |  |  |  | #VALUE! | #VALUE! | #VALUE! |  |  | #VALUE! | #VALUE! | #VALUE! | #VALUE! | #VALUE! | #VALUE! | #VALUE! | #VALUE! |  |  | #VALUE! | #VALUE! | #VALUE! | #VALUE! | #VALUE! |  |  | #VALUE! | #VALUE! | #VALUE! | #VALUE! | #VALUE! | #VALUE! | #VALUE! | #VALUE! |  |  | #VALUE! | #VALUE! | #VALUE! | #VALUE! | #VALUE! |  |  | #VALUE! | #VALUE! | #VALUE! | #VALUE! | #VALUE! | #VALUE! | #VALUE! | #VALUE! | 0 | #REF! | #VALUE! | #VALUE! | #VALUE! | #VALUE! | #VALUE! | #VALUE! | #VALUE! | 0
|  |  |  | 0 | 51 | 0 |  |  | 1 | 1.0842e-19 | 0 | 1.0669e-18 | 1.0669e-18 | 1.0669e-18 | 0 | 0 |  |  |  |  | #VALUE! | #VALUE! | #VALUE! |  |  | #VALUE! | #VALUE! | #VALUE! | #VALUE! | #VALUE! | #VALUE! | #VALUE! | #VALUE! |  |  |  |  | #VALUE! | #VALUE! | #VALUE! |  |  | #VALUE! | #VALUE! | #VALUE! | #VALUE! | #VALUE! | #VALUE! | #VALUE! | #VALUE! |  |  |  |  | #VALUE! | #VALUE! | #VALUE! |  |  | #VALUE! | #VALUE! | #VALUE! | #VALUE! | #VALUE! | #VALUE! | #VALUE! | #VALUE! |  |  |  |  | #VALUE! | #VALUE! | #VALUE! |  |  | #VALUE! | #VALUE! | #VALUE! | #VALUE! | #VALUE! | #VALUE! | #VALUE! | #VALUE! |  |  |  |  | #VALUE! | #VALUE! | #VALUE! |  |  | #VALUE! | #VALUE! | #VALUE! | #VALUE! | #VALUE! | #VALUE! | #VALUE! | #VALUE! |  |  | #VALUE! | #VALUE! | #VALUE! | #VALUE! | #VALUE! |  |  | #VALUE! | #VALUE! | #VALUE! | #VALUE! | #VALUE! | #VALUE! | #VALUE! | #VALUE! |  |  | #VALUE! | #VALUE! | #VALUE! | #VALUE! | #VALUE! |  |  | #VALUE! | #VALUE! | #VALUE! | #VALUE! | #VALUE! | #VALUE! | #VALUE! | #VALUE! | 0 | #REF! | #VALUE! | #VALUE! | #VALUE! | #VALUE! | #VALUE! | #VALUE! | #VALUE! | 0
|  |  |  | 0 | 51 | 0 |  |  | 1 | 1.0842e-19 | 0 | 1.0669e-18 | 1.0669e-18 | 1.0669e-18 | 0 | 0 |  |  |  |  | #VALUE! | #VALUE! | #VALUE! |  |  | #VALUE! | #VALUE! | #VALUE! | #VALUE! | #VALUE! | #VALUE! | #VALUE! | #VALUE! |  |  |  |  | #VALUE! | #VALUE! | #VALUE! |  |  | #VALUE! | #VALUE! | #VALUE! | #VALUE! | #VALUE! | #VALUE! | #VALUE! | #VALUE! |  |  |  |  | #VALUE! | #VALUE! | #VALUE! |  |  | #VALUE! | #VALUE! | #VALUE! | #VALUE! | #VALUE! | #VALUE! | #VALUE! | #VALUE! |  |  |  |  | #VALUE! | #VALUE! | #VALUE! |  |  | #VALUE! | #VALUE! | #VALUE! | #VALUE! | #VALUE! | #VALUE! | #VALUE! | #VALUE! |  |  |  |  | #VALUE! | #VALUE! | #VALUE! |  |  | #VALUE! | #VALUE! | #VALUE! | #VALUE! | #VALUE! | #VALUE! | #VALUE! | #VALUE! |  |  | #VALUE! | #VALUE! | #VALUE! | #VALUE! | #VALUE! |  |  | #VALUE! | #VALUE! | #VALUE! | #VALUE! | #VALUE! | #VALUE! | #VALUE! | #VALUE! |  |  | #VALUE! | #VALUE! | #VALUE! | #VALUE! | #VALUE! |  |  | #VALUE! | #VALUE! | #VALUE! | #VALUE! | #VALUE! | #VALUE! | #VALUE! | #VALUE! | 0 | #REF! | #VALUE! | #VALUE! | #VALUE! | #VALUE! | #VALUE! | #VALUE! | #VALUE! | 0
|  |  |  | 0 | 51 | 0 |  |  | 1 | 1.0842e-19 | 0 | 1.0669e-18 | 1.0669e-18 | 1.0669e-18 | 0 | 0 |  |  |  |  | #VALUE! | #VALUE! | #VALUE! |  |  | #VALUE! | #VALUE! | #VALUE! | #VALUE! | #VALUE! | #VALUE! | #VALUE! | #VALUE! |  |  |  |  | #VALUE! | #VALUE! | #VALUE! |  |  | #VALUE! | #VALUE! | #VALUE! | #VALUE! | #VALUE! | #VALUE! | #VALUE! | #VALUE! |  |  |  |  | #VALUE! | #VALUE! | #VALUE! |  |  | #VALUE! | #VALUE! | #VALUE! | #VALUE! | #VALUE! | #VALUE! | #VALUE! | #VALUE! |  |  |  |  | #VALUE! | #VALUE! | #VALUE! |  |  | #VALUE! | #VALUE! | #VALUE! | #VALUE! | #VALUE! | #VALUE! | #VALUE! | #VALUE! |  |  |  |  | #VALUE! | #VALUE! | #VALUE! |  |  | #VALUE! | #VALUE! | #VALUE! | #VALUE! | #VALUE! | #VALUE! | #VALUE! | #VALUE! |  |  | #VALUE! | #VALUE! | #VALUE! | #VALUE! | #VALUE! |  |  | #VALUE! | #VALUE! | #VALUE! | #VALUE! | #VALUE! | #VALUE! | #VALUE! | #VALUE! |  |  | #VALUE! | #VALUE! | #VALUE! | #VALUE! | #VALUE! |  |  | #VALUE! | #VALUE! | #VALUE! | #VALUE! | #VALUE! | #VALUE! | #VALUE! | #VALUE! | 0 | #REF! | #VALUE! | #VALUE! | #VALUE! | #VALUE! | #VALUE! | #VALUE! | #VALUE! | 0
|  |  |  | 0 | 51 | 0 |  |  | 1 | 1.0842e-19 | 0 | 1.0669e-18 | 1.0669e-18 | 1.0669e-18 | 0 | 0 |  |  |  |  | #VALUE! | #VALUE! | #VALUE! |  |  | #VALUE! | #VALUE! | #VALUE! | #VALUE! | #VALUE! | #VALUE! | #VALUE! | #VALUE! |  |  |  |  | #VALUE! | #VALUE! | #VALUE! |  |  | #VALUE! | #VALUE! | #VALUE! | #VALUE! | #VALUE! | #VALUE! | #VALUE! | #VALUE! |  |  |  |  | #VALUE! | #VALUE! | #VALUE! |  |  | #VALUE! | #VALUE! | #VALUE! | #VALUE! | #VALUE! | #VALUE! | #VALUE! | #VALUE! |  |  |  |  | #VALUE! | #VALUE! | #VALUE! |  |  | #VALUE! | #VALUE! | #VALUE! | #VALUE! | #VALUE! | #VALUE! | #VALUE! | #VALUE! |  |  |  |  | #VALUE! | #VALUE! | #VALUE! |  |  | #VALUE! | #VALUE! | #VALUE! | #VALUE! | #VALUE! | #VALUE! | #VALUE! | #VALUE! |  |  | #VALUE! | #VALUE! | #VALUE! | #VALUE! | #VALUE! |  |  | #VALUE! | #VALUE! | #VALUE! | #VALUE! | #VALUE! | #VALUE! | #VALUE! | #VALUE! |  |  | #VALUE! | #VALUE! | #VALUE! | #VALUE! | #VALUE! |  |  | #VALUE! | #VALUE! | #VALUE! | #VALUE! | #VALUE! | #VALUE! | #VALUE! | #VALUE! | 0 | #REF! | #VALUE! | #VALUE! | #VALUE! | #VALUE! | #VALUE! | #VALUE! | #VALUE! | 0
|  |  |  | 0 | 51 | 0 |  |  | 1 | 1.0842e-19 | 0 | 1.0669e-18 | 1.0669e-18 | 1.0669e-18 | 0 | 0 |  |  |  |  | #VALUE! | #VALUE! | #VALUE! |  |  | #VALUE! | #VALUE! | #VALUE! | #VALUE! | #VALUE! | #VALUE! | #VALUE! | #VALUE! |  |  |  |  | #VALUE! | #VALUE! | #VALUE! |  |  | #VALUE! | #VALUE! | #VALUE! | #VALUE! | #VALUE! | #VALUE! | #VALUE! | #VALUE! |  |  |  |  | #VALUE! | #VALUE! | #VALUE! |  |  | #VALUE! | #VALUE! | #VALUE! | #VALUE! | #VALUE! | #VALUE! | #VALUE! | #VALUE! |  |  |  |  | #VALUE! | #VALUE! | #VALUE! |  |  | #VALUE! | #VALUE! | #VALUE! | #VALUE! | #VALUE! | #VALUE! | #VALUE! | #VALUE! |  |  |  |  | #VALUE! | #VALUE! | #VALUE! |  |  | #VALUE! | #VALUE! | #VALUE! | #VALUE! | #VALUE! | #VALUE! | #VALUE! | #VALUE! |  |  | #VALUE! | #VALUE! | #VALUE! | #VALUE! | #VALUE! |  |  | #VALUE! | #VALUE! | #VALUE! | #VALUE! | #VALUE! | #VALUE! | #VALUE! | #VALUE! |  |  | #VALUE! | #VALUE! | #VALUE! | #VALUE! | #VALUE! |  |  | #VALUE! | #VALUE! | #VALUE! | #VALUE! | #VALUE! | #VALUE! | #VALUE! | #VALUE! | 0 | #REF! | #VALUE! | #VALUE! | #VALUE! | #VALUE! | #VALUE! | #VALUE! | #VALUE! | 0
|  |  |  | 0 | 51 | 0 |  |  | 1 | 1.0842e-19 | 0 | 1.0669e-18 | 1.0669e-18 | 1.0669e-18 | 0 | 0 |  |  |  |  | #VALUE! | #VALUE! | #VALUE! |  |  | #VALUE! | #VALUE! | #VALUE! | #VALUE! | #VALUE! | #VALUE! | #VALUE! | #VALUE! |  |  |  |  | #VALUE! | #VALUE! | #VALUE! |  |  | #VALUE! | #VALUE! | #VALUE! | #VALUE! | #VALUE! | #VALUE! | #VALUE! | #VALUE! |  |  |  |  | #VALUE! | #VALUE! | #VALUE! |  |  | #VALUE! | #VALUE! | #VALUE! | #VALUE! | #VALUE! | #VALUE! | #VALUE! | #VALUE! |  |  |  |  | #VALUE! | #VALUE! | #VALUE! |  |  | #VALUE! | #VALUE! | #VALUE! | #VALUE! | #VALUE! | #VALUE! | #VALUE! | #VALUE! |  |  |  |  | #VALUE! | #VALUE! | #VALUE! |  |  | #VALUE! | #VALUE! | #VALUE! | #VALUE! | #VALUE! | #VALUE! | #VALUE! | #VALUE! |  |  | #VALUE! | #VALUE! | #VALUE! | #VALUE! | #VALUE! |  |  | #VALUE! | #VALUE! | #VALUE! | #VALUE! | #VALUE! | #VALUE! | #VALUE! | #VALUE! |  |  | #VALUE! | #VALUE! | #VALUE! | #VALUE! | #VALUE! |  |  | #VALUE! | #VALUE! | #VALUE! | #VALUE! | #VALUE! | #VALUE! | #VALUE! | #VALUE! | 0 | #REF! | #VALUE! | #VALUE! | #VALUE! | #VALUE! | #VALUE! | #VALUE! | #VALUE! | 0
|  |  |  | 0 | 51 | 0 |  |  | 1 | 1.0842e-19 | 0 | 1.0669e-18 | 1.0669e-18 | 1.0669e-18 | 0 | 0 |  |  |  |  | #VALUE! | #VALUE! | #VALUE! |  |  | #VALUE! | #VALUE! | #VALUE! | #VALUE! | #VALUE! | #VALUE! | #VALUE! | #VALUE! |  |  |  |  | #VALUE! | #VALUE! | #VALUE! |  |  | #VALUE! | #VALUE! | #VALUE! | #VALUE! | #VALUE! | #VALUE! | #VALUE! | #VALUE! |  |  |  |  | #VALUE! | #VALUE! | #VALUE! |  |  | #VALUE! | #VALUE! | #VALUE! | #VALUE! | #VALUE! | #VALUE! | #VALUE! | #VALUE! |  |  |  |  | #VALUE! | #VALUE! | #VALUE! |  |  | #VALUE! | #VALUE! | #VALUE! | #VALUE! | #VALUE! | #VALUE! | #VALUE! | #VALUE! |  |  |  |  | #VALUE! | #VALUE! | #VALUE! |  |  | #VALUE! | #VALUE! | #VALUE! | #VALUE! | #VALUE! | #VALUE! | #VALUE! | #VALUE! |  |  | #VALUE! | #VALUE! | #VALUE! | #VALUE! | #VALUE! |  |  | #VALUE! | #VALUE! | #VALUE! | #VALUE! | #VALUE! | #VALUE! | #VALUE! | #VALUE! |  |  | #VALUE! | #VALUE! | #VALUE! | #VALUE! | #VALUE! |  |  | #VALUE! | #VALUE! | #VALUE! | #VALUE! | #VALUE! | #VALUE! | #VALUE! | #VALUE! | 0 | #REF! | #VALUE! | #VALUE! | #VALUE! | #VALUE! | #VALUE! | #VALUE! | #VALUE! | 0
|  |  |  | 0 | 51 | 0 |  |  | 1 | 1.0842e-19 | 0 | 1.0669e-18 | 1.0669e-18 | 1.0669e-18 | 0 | 0 |  |  |  |  | #VALUE! | #VALUE! | #VALUE! |  |  | #VALUE! | #VALUE! | #VALUE! | #VALUE! | #VALUE! | #VALUE! | #VALUE! | #VALUE! |  |  |  |  | #VALUE! | #VALUE! | #VALUE! |  |  | #VALUE! | #VALUE! | #VALUE! | #VALUE! | #VALUE! | #VALUE! | #VALUE! | #VALUE! |  |  |  |  | #VALUE! | #VALUE! | #VALUE! |  |  | #VALUE! | #VALUE! | #VALUE! | #VALUE! | #VALUE! | #VALUE! | #VALUE! | #VALUE! |  |  |  |  | #VALUE! | #VALUE! | #VALUE! |  |  | #VALUE! | #VALUE! | #VALUE! | #VALUE! | #VALUE! | #VALUE! | #VALUE! | #VALUE! |  |  |  |  | #VALUE! | #VALUE! | #VALUE! |  |  | #VALUE! | #VALUE! | #VALUE! | #VALUE! | #VALUE! | #VALUE! | #VALUE! | #VALUE! |  |  | #VALUE! | #VALUE! | #VALUE! | #VALUE! | #VALUE! |  |  | #VALUE! | #VALUE! | #VALUE! | #VALUE! | #VALUE! | #VALUE! | #VALUE! | #VALUE! |  |  | #VALUE! | #VALUE! | #VALUE! | #VALUE! | #VALUE! |  |  | #VALUE! | #VALUE! | #VALUE! | #VALUE! | #VALUE! | #VALUE! | #VALUE! | #VALUE! | 0 | #REF! | #VALUE! | #VALUE! | #VALUE! | #VALUE! | #VALUE! | #VALUE! | #VALUE! | 0
|  |  |  | 0 | 51 | 0 |  |  | 1 | 1.0842e-19 | 0 | 1.0669e-18 | 1.0669e-18 | 1.0669e-18 | 0 | 0 |  |  |  |  | #VALUE! | #VALUE! | #VALUE! |  |  | #VALUE! | #VALUE! | #VALUE! | #VALUE! | #VALUE! | #VALUE! | #VALUE! | #VALUE! |  |  |  |  | #VALUE! | #VALUE! | #VALUE! |  |  | #VALUE! | #VALUE! | #VALUE! | #VALUE! | #VALUE! | #VALUE! | #VALUE! | #VALUE! |  |  |  |  | #VALUE! | #VALUE! | #VALUE! |  |  | #VALUE! | #VALUE! | #VALUE! | #VALUE! | #VALUE! | #VALUE! | #VALUE! | #VALUE! |  |  |  |  | #VALUE! | #VALUE! | #VALUE! |  |  | #VALUE! | #VALUE! | #VALUE! | #VALUE! | #VALUE! | #VALUE! | #VALUE! | #VALUE! |  |  |  |  | #VALUE! | #VALUE! | #VALUE! |  |  | #VALUE! | #VALUE! | #VALUE! | #VALUE! | #VALUE! | #VALUE! | #VALUE! | #VALUE! |  |  | #VALUE! | #VALUE! | #VALUE! | #VALUE! | #VALUE! |  |  | #VALUE! | #VALUE! | #VALUE! | #VALUE! | #VALUE! | #VALUE! | #VALUE! | #VALUE! |  |  | #VALUE! | #VALUE! | #VALUE! | #VALUE! | #VALUE! |  |  | #VALUE! | #VALUE! | #VALUE! | #VALUE! | #VALUE! | #VALUE! | #VALUE! | #VALUE! | 0 | #REF! | #VALUE! | #VALUE! | #VALUE! | #VALUE! | #VALUE! | #VALUE! | #VALUE! | 0
|  |  |  | 0 | 51 | 0 |  |  | 1 | 1.0842e-19 | 0 | 1.0669e-18 | 1.0669e-18 | 1.0669e-18 | 0 | 0 |  |  |  |  | #VALUE! | #VALUE! | #VALUE! |  |  | #VALUE! | #VALUE! | #VALUE! | #VALUE! | #VALUE! | #VALUE! | #VALUE! | #VALUE! |  |  |  |  | #VALUE! | #VALUE! | #VALUE! |  |  | #VALUE! | #VALUE! | #VALUE! | #VALUE! | #VALUE! | #VALUE! | #VALUE! | #VALUE! |  |  |  |  | #VALUE! | #VALUE! | #VALUE! |  |  | #VALUE! | #VALUE! | #VALUE! | #VALUE! | #VALUE! | #VALUE! | #VALUE! | #VALUE! |  |  |  |  | #VALUE! | #VALUE! | #VALUE! |  |  | #VALUE! | #VALUE! | #VALUE! | #VALUE! | #VALUE! | #VALUE! | #VALUE! | #VALUE! |  |  |  |  | #VALUE! | #VALUE! | #VALUE! |  |  | #VALUE! | #VALUE! | #VALUE! | #VALUE! | #VALUE! | #VALUE! | #VALUE! | #VALUE! |  |  | #VALUE! | #VALUE! | #VALUE! | #VALUE! | #VALUE! |  |  | #VALUE! | #VALUE! | #VALUE! | #VALUE! | #VALUE! | #VALUE! | #VALUE! | #VALUE! |  |  | #VALUE! | #VALUE! | #VALUE! | #VALUE! | #VALUE! |  |  | #VALUE! | #VALUE! | #VALUE! | #VALUE! | #VALUE! | #VALUE! | #VALUE! | #VALUE! | 0 | #REF! | #VALUE! | #VALUE! | #VALUE! | #VALUE! | #VALUE! | #VALUE! | #VALUE! | 0
|  |  |  | 0 | 51 | 0 |  |  | 1 | 1.0842e-19 | 0 | 1.0669e-18 | 1.0669e-18 | 1.0669e-18 | 0 | 0 |  |  |  |  | #VALUE! | #VALUE! | #VALUE! |  |  | #VALUE! | #VALUE! | #VALUE! | #VALUE! | #VALUE! | #VALUE! | #VALUE! | #VALUE! |  |  |  |  | #VALUE! | #VALUE! | #VALUE! |  |  | #VALUE! | #VALUE! | #VALUE! | #VALUE! | #VALUE! | #VALUE! | #VALUE! | #VALUE! |  |  |  |  | #VALUE! | #VALUE! | #VALUE! |  |  | #VALUE! | #VALUE! | #VALUE! | #VALUE! | #VALUE! | #VALUE! | #VALUE! | #VALUE! |  |  |  |  | #VALUE! | #VALUE! | #VALUE! |  |  | #VALUE! | #VALUE! | #VALUE! | #VALUE! | #VALUE! | #VALUE! | #VALUE! | #VALUE! |  |  |  |  | #VALUE! | #VALUE! | #VALUE! |  |  | #VALUE! | #VALUE! | #VALUE! | #VALUE! | #VALUE! | #VALUE! | #VALUE! | #VALUE! |  |  | #VALUE! | #VALUE! | #VALUE! | #VALUE! | #VALUE! |  |  | #VALUE! | #VALUE! | #VALUE! | #VALUE! | #VALUE! | #VALUE! | #VALUE! | #VALUE! |  |  | #VALUE! | #VALUE! | #VALUE! | #VALUE! | #VALUE! |  |  | #VALUE! | #VALUE! | #VALUE! | #VALUE! | #VALUE! | #VALUE! | #VALUE! | #VALUE! | 0 | #REF! | #VALUE! | #VALUE! | #VALUE! | #VALUE! | #VALUE! | #VALUE! | #VALUE! | 0
|  |  |  | 0 | 51 | 0 |  |  | 1 | 1.0842e-19 | 0 | 1.0669e-18 | 1.0669e-18 | 1.0669e-18 | 0 | 0 |  |  |  |  | #VALUE! | #VALUE! | #VALUE! |  |  | #VALUE! | #VALUE! | #VALUE! | #VALUE! | #VALUE! | #VALUE! | #VALUE! | #VALUE! |  |  |  |  | #VALUE! | #VALUE! | #VALUE! |  |  | #VALUE! | #VALUE! | #VALUE! | #VALUE! | #VALUE! | #VALUE! | #VALUE! | #VALUE! |  |  |  |  | #VALUE! | #VALUE! | #VALUE! |  |  | #VALUE! | #VALUE! | #VALUE! | #VALUE! | #VALUE! | #VALUE! | #VALUE! | #VALUE! |  |  |  |  | #VALUE! | #VALUE! | #VALUE! |  |  | #VALUE! | #VALUE! | #VALUE! | #VALUE! | #VALUE! | #VALUE! | #VALUE! | #VALUE! |  |  |  |  | #VALUE! | #VALUE! | #VALUE! |  |  | #VALUE! | #VALUE! | #VALUE! | #VALUE! | #VALUE! | #VALUE! | #VALUE! | #VALUE! |  |  | #VALUE! | #VALUE! | #VALUE! | #VALUE! | #VALUE! |  |  | #VALUE! | #VALUE! | #VALUE! | #VALUE! | #VALUE! | #VALUE! | #VALUE! | #VALUE! |  |  | #VALUE! | #VALUE! | #VALUE! | #VALUE! | #VALUE! |  |  | #VALUE! | #VALUE! | #VALUE! | #VALUE! | #VALUE! | #VALUE! | #VALUE! | #VALUE! | 0 | #REF! | #VALUE! | #VALUE! | #VALUE! | #VALUE! | #VALUE! | #VALUE! | #VALUE! | 0
|  |  |  | 0 | 51 | 0 |  |  | 1 | 1.0842e-19 | 0 | 1.0669e-18 | 1.0669e-18 | 1.0669e-18 | 0 | 0 |  |  |  |  | #VALUE! | #VALUE! | #VALUE! |  |  | #VALUE! | #VALUE! | #VALUE! | #VALUE! | #VALUE! | #VALUE! | #VALUE! | #VALUE! |  |  |  |  | #VALUE! | #VALUE! | #VALUE! |  |  | #VALUE! | #VALUE! | #VALUE! | #VALUE! | #VALUE! | #VALUE! | #VALUE! | #VALUE! |  |  |  |  | #VALUE! | #VALUE! | #VALUE! |  |  | #VALUE! | #VALUE! | #VALUE! | #VALUE! | #VALUE! | #VALUE! | #VALUE! | #VALUE! |  |  |  |  | #VALUE! | #VALUE! | #VALUE! |  |  | #VALUE! | #VALUE! | #VALUE! | #VALUE! | #VALUE! | #VALUE! | #VALUE! | #VALUE! |  |  |  |  | #VALUE! | #VALUE! | #VALUE! |  |  | #VALUE! | #VALUE! | #VALUE! | #VALUE! | #VALUE! | #VALUE! | #VALUE! | #VALUE! |  |  | #VALUE! | #VALUE! | #VALUE! | #VALUE! | #VALUE! |  |  | #VALUE! | #VALUE! | #VALUE! | #VALUE! | #VALUE! | #VALUE! | #VALUE! | #VALUE! |  |  | #VALUE! | #VALUE! | #VALUE! | #VALUE! | #VALUE! |  |  | #VALUE! | #VALUE! | #VALUE! | #VALUE! | #VALUE! | #VALUE! | #VALUE! | #VALUE! | 0 | #REF! | #VALUE! | #VALUE! | #VALUE! | #VALUE! | #VALUE! | #VALUE! | #VALUE! | 0
|  |  |  | 0 | 51 | 0 |  |  | 1 | 1.0842e-19 | 0 | 1.0669e-18 | 1.0669e-18 | 1.0669e-18 | 0 | 0 |  |  |  |  | #VALUE! | #VALUE! | #VALUE! |  |  | #VALUE! | #VALUE! | #VALUE! | #VALUE! | #VALUE! | #VALUE! | #VALUE! | #VALUE! |  |  |  |  | #VALUE! | #VALUE! | #VALUE! |  |  | #VALUE! | #VALUE! | #VALUE! | #VALUE! | #VALUE! | #VALUE! | #VALUE! | #VALUE! |  |  |  |  | #VALUE! | #VALUE! | #VALUE! |  |  | #VALUE! | #VALUE! | #VALUE! | #VALUE! | #VALUE! | #VALUE! | #VALUE! | #VALUE! |  |  |  |  | #VALUE! | #VALUE! | #VALUE! |  |  | #VALUE! | #VALUE! | #VALUE! | #VALUE! | #VALUE! | #VALUE! | #VALUE! | #VALUE! |  |  |  |  | #VALUE! | #VALUE! | #VALUE! |  |  | #VALUE! | #VALUE! | #VALUE! | #VALUE! | #VALUE! | #VALUE! | #VALUE! | #VALUE! |  |  | #VALUE! | #VALUE! | #VALUE! | #VALUE! | #VALUE! |  |  | #VALUE! | #VALUE! | #VALUE! | #VALUE! | #VALUE! | #VALUE! | #VALUE! | #VALUE! |  |  | #VALUE! | #VALUE! | #VALUE! | #VALUE! | #VALUE! |  |  | #VALUE! | #VALUE! | #VALUE! | #VALUE! | #VALUE! | #VALUE! | #VALUE! | #VALUE! | 0 | #REF! | #VALUE! | #VALUE! | #VALUE! | #VALUE! | #VALUE! | #VALUE! | #VALUE! | 0
|  |  |  | 0 | 51 | 0 |  |  | 1 | 1.0842e-19 | 0 | 1.0669e-18 | 1.0669e-18 | 1.0669e-18 | 0 | 0 |  |  |  |  | #VALUE! | #VALUE! | #VALUE! |  |  | #VALUE! | #VALUE! | #VALUE! | #VALUE! | #VALUE! | #VALUE! | #VALUE! | #VALUE! |  |  |  |  | #VALUE! | #VALUE! | #VALUE! |  |  | #VALUE! | #VALUE! | #VALUE! | #VALUE! | #VALUE! | #VALUE! | #VALUE! | #VALUE! |  |  |  |  | #VALUE! | #VALUE! | #VALUE! |  |  | #VALUE! | #VALUE! | #VALUE! | #VALUE! | #VALUE! | #VALUE! | #VALUE! | #VALUE! |  |  |  |  | #VALUE! | #VALUE! | #VALUE! |  |  | #VALUE! | #VALUE! | #VALUE! | #VALUE! | #VALUE! | #VALUE! | #VALUE! | #VALUE! |  |  |  |  | #VALUE! | #VALUE! | #VALUE! |  |  | #VALUE! | #VALUE! | #VALUE! | #VALUE! | #VALUE! | #VALUE! | #VALUE! | #VALUE! |  |  | #VALUE! | #VALUE! | #VALUE! | #VALUE! | #VALUE! |  |  | #VALUE! | #VALUE! | #VALUE! | #VALUE! | #VALUE! | #VALUE! | #VALUE! | #VALUE! |  |  | #VALUE! | #VALUE! | #VALUE! | #VALUE! | #VALUE! |  |  | #VALUE! | #VALUE! | #VALUE! | #VALUE! | #VALUE! | #VALUE! | #VALUE! | #VALUE! | 0 | #REF! | #VALUE! | #VALUE! | #VALUE! | #VALUE! | #VALUE! | #VALUE! | #VALUE! | 0
|  |  |  | 0 | 51 | 0 |  |  | 1 | 1.0842e-19 | 0 | 1.0669e-18 | 1.0669e-18 | 1.0669e-18 | 0 | 0 |  |  |  |  | #VALUE! | #VALUE! | #VALUE! |  |  | #VALUE! | #VALUE! | #VALUE! | #VALUE! | #VALUE! | #VALUE! | #VALUE! | #VALUE! |  |  |  |  | #VALUE! | #VALUE! | #VALUE! |  |  | #VALUE! | #VALUE! | #VALUE! | #VALUE! | #VALUE! | #VALUE! | #VALUE! | #VALUE! |  |  |  |  | #VALUE! | #VALUE! | #VALUE! |  |  | #VALUE! | #VALUE! | #VALUE! | #VALUE! | #VALUE! | #VALUE! | #VALUE! | #VALUE! |  |  |  |  | #VALUE! | #VALUE! | #VALUE! |  |  | #VALUE! | #VALUE! | #VALUE! | #VALUE! | #VALUE! | #VALUE! | #VALUE! | #VALUE! |  |  |  |  | #VALUE! | #VALUE! | #VALUE! |  |  | #VALUE! | #VALUE! | #VALUE! | #VALUE! | #VALUE! | #VALUE! | #VALUE! | #VALUE! |  |  | #VALUE! | #VALUE! | #VALUE! | #VALUE! | #VALUE! |  |  | #VALUE! | #VALUE! | #VALUE! | #VALUE! | #VALUE! | #VALUE! | #VALUE! | #VALUE! |  |  | #VALUE! | #VALUE! | #VALUE! | #VALUE! | #VALUE! |  |  | #VALUE! | #VALUE! | #VALUE! | #VALUE! | #VALUE! | #VALUE! | #VALUE! | #VALUE! | 0 | #REF! | #VALUE! | #VALUE! | #VALUE! | #VALUE! | #VALUE! | #VALUE! | #VALUE! | 0
|  |  |  | 0 | 51 | 0 |  |  | 1 | 1.0842e-19 | 0 | 1.0669e-18 | 1.0669e-18 | 1.0669e-18 | 0 | 0 |  |  |  |  | #VALUE! | #VALUE! | #VALUE! |  |  | #VALUE! | #VALUE! | #VALUE! | #VALUE! | #VALUE! | #VALUE! | #VALUE! | #VALUE! |  |  |  |  | #VALUE! | #VALUE! | #VALUE! |  |  | #VALUE! | #VALUE! | #VALUE! | #VALUE! | #VALUE! | #VALUE! | #VALUE! | #VALUE! |  |  |  |  | #VALUE! | #VALUE! | #VALUE! |  |  | #VALUE! | #VALUE! | #VALUE! | #VALUE! | #VALUE! | #VALUE! | #VALUE! | #VALUE! |  |  |  |  | #VALUE! | #VALUE! | #VALUE! |  |  | #VALUE! | #VALUE! | #VALUE! | #VALUE! | #VALUE! | #VALUE! | #VALUE! | #VALUE! |  |  |  |  | #VALUE! | #VALUE! | #VALUE! |  |  | #VALUE! | #VALUE! | #VALUE! | #VALUE! | #VALUE! | #VALUE! | #VALUE! | #VALUE! |  |  | #VALUE! | #VALUE! | #VALUE! | #VALUE! | #VALUE! |  |  | #VALUE! | #VALUE! | #VALUE! | #VALUE! | #VALUE! | #VALUE! | #VALUE! | #VALUE! |  |  | #VALUE! | #VALUE! | #VALUE! | #VALUE! | #VALUE! |  |  | #VALUE! | #VALUE! | #VALUE! | #VALUE! | #VALUE! | #VALUE! | #VALUE! | #VALUE! | 0 | #REF! | #VALUE! | #VALUE! | #VALUE! | #VALUE! | #VALUE! | #VALUE! | #VALUE! | 0
|  |  |  | 0 | 51 | 0 |  |  | 1 | 1.0842e-19 | 0 | 1.0669e-18 | 1.0669e-18 | 1.0669e-18 | 0 | 0 |  |  |  |  | #VALUE! | #VALUE! | #VALUE! |  |  | #VALUE! | #VALUE! | #VALUE! | #VALUE! | #VALUE! | #VALUE! | #VALUE! | #VALUE! |  |  |  |  | #VALUE! | #VALUE! | #VALUE! |  |  | #VALUE! | #VALUE! | #VALUE! | #VALUE! | #VALUE! | #VALUE! | #VALUE! | #VALUE! |  |  |  |  | #VALUE! | #VALUE! | #VALUE! |  |  | #VALUE! | #VALUE! | #VALUE! | #VALUE! | #VALUE! | #VALUE! | #VALUE! | #VALUE! |  |  |  |  | #VALUE! | #VALUE! | #VALUE! |  |  | #VALUE! | #VALUE! | #VALUE! | #VALUE! | #VALUE! | #VALUE! | #VALUE! | #VALUE! |  |  |  |  | #VALUE! | #VALUE! | #VALUE! |  |  | #VALUE! | #VALUE! | #VALUE! | #VALUE! | #VALUE! | #VALUE! | #VALUE! | #VALUE! |  |  | #VALUE! | #VALUE! | #VALUE! | #VALUE! | #VALUE! |  |  | #VALUE! | #VALUE! | #VALUE! | #VALUE! | #VALUE! | #VALUE! | #VALUE! | #VALUE! |  |  | #VALUE! | #VALUE! | #VALUE! | #VALUE! | #VALUE! |  |  | #VALUE! | #VALUE! | #VALUE! | #VALUE! | #VALUE! | #VALUE! | #VALUE! | #VALUE! | 0 | #REF! | #VALUE! | #VALUE! | #VALUE! | #VALUE! | #VALUE! | #VALUE! | #VALUE! | 0
|  |  |  | 0 | 51 | 0 |  |  | 1 | 1.0842e-19 | 0 | 1.0669e-18 | 1.0669e-18 | 1.0669e-18 | 0 | 0 |  |  |  |  | #VALUE! | #VALUE! | #VALUE! |  |  | #VALUE! | #VALUE! | #VALUE! | #VALUE! | #VALUE! | #VALUE! | #VALUE! | #VALUE! |  |  |  |  | #VALUE! | #VALUE! | #VALUE! |  |  | #VALUE! | #VALUE! | #VALUE! | #VALUE! | #VALUE! | #VALUE! | #VALUE! | #VALUE! |  |  |  |  | #VALUE! | #VALUE! | #VALUE! |  |  | #VALUE! | #VALUE! | #VALUE! | #VALUE! | #VALUE! | #VALUE! | #VALUE! | #VALUE! |  |  |  |  | #VALUE! | #VALUE! | #VALUE! |  |  | #VALUE! | #VALUE! | #VALUE! | #VALUE! | #VALUE! | #VALUE! | #VALUE! | #VALUE! |  |  |  |  | #VALUE! | #VALUE! | #VALUE! |  |  | #VALUE! | #VALUE! | #VALUE! | #VALUE! | #VALUE! | #VALUE! | #VALUE! | #VALUE! |  |  | #VALUE! | #VALUE! | #VALUE! | #VALUE! | #VALUE! |  |  | #VALUE! | #VALUE! | #VALUE! | #VALUE! | #VALUE! | #VALUE! | #VALUE! | #VALUE! |  |  | #VALUE! | #VALUE! | #VALUE! | #VALUE! | #VALUE! |  |  | #VALUE! | #VALUE! | #VALUE! | #VALUE! | #VALUE! | #VALUE! | #VALUE! | #VALUE! | 0 | #REF! | #VALUE! | #VALUE! | #VALUE! | #VALUE! | #VALUE! | #VALUE! | #VALUE! | 0
|  |  |  | 0 | 51 | 0 |  |  | 1 | 1.0842e-19 | 0 | 1.0669e-18 | 1.0669e-18 | 1.0669e-18 | 0 | 0 |  |  |  |  | #VALUE! | #VALUE! | #VALUE! |  |  | #VALUE! | #VALUE! | #VALUE! | #VALUE! | #VALUE! | #VALUE! | #VALUE! | #VALUE! |  |  |  |  | #VALUE! | #VALUE! | #VALUE! |  |  | #VALUE! | #VALUE! | #VALUE! | #VALUE! | #VALUE! | #VALUE! | #VALUE! | #VALUE! |  |  |  |  | #VALUE! | #VALUE! | #VALUE! |  |  | #VALUE! | #VALUE! | #VALUE! | #VALUE! | #VALUE! | #VALUE! | #VALUE! | #VALUE! |  |  |  |  | #VALUE! | #VALUE! | #VALUE! |  |  | #VALUE! | #VALUE! | #VALUE! | #VALUE! | #VALUE! | #VALUE! | #VALUE! | #VALUE! |  |  |  |  | #VALUE! | #VALUE! | #VALUE! |  |  | #VALUE! | #VALUE! | #VALUE! | #VALUE! | #VALUE! | #VALUE! | #VALUE! | #VALUE! |  |  | #VALUE! | #VALUE! | #VALUE! | #VALUE! | #VALUE! |  |  | #VALUE! | #VALUE! | #VALUE! | #VALUE! | #VALUE! | #VALUE! | #VALUE! | #VALUE! |  |  | #VALUE! | #VALUE! | #VALUE! | #VALUE! | #VALUE! |  |  | #VALUE! | #VALUE! | #VALUE! | #VALUE! | #VALUE! | #VALUE! | #VALUE! | #VALUE! | 0 | #REF! | #VALUE! | #VALUE! | #VALUE! | #VALUE! | #VALUE! | #VALUE! | #VALUE! | 0
|  |  |  | 0 | 51 | 0 |  |  | 1 | 1.0842e-19 | 0 | 1.0669e-18 | 1.0669e-18 | 1.0669e-18 | 0 | 0 |  |  |  |  | #VALUE! | #VALUE! | #VALUE! |  |  | #VALUE! | #VALUE! | #VALUE! | #VALUE! | #VALUE! | #VALUE! | #VALUE! | #VALUE! |  |  |  |  | #VALUE! | #VALUE! | #VALUE! |  |  | #VALUE! | #VALUE! | #VALUE! | #VALUE! | #VALUE! | #VALUE! | #VALUE! | #VALUE! |  |  |  |  | #VALUE! | #VALUE! | #VALUE! |  |  | #VALUE! | #VALUE! | #VALUE! | #VALUE! | #VALUE! | #VALUE! | #VALUE! | #VALUE! |  |  |  |  | #VALUE! | #VALUE! | #VALUE! |  |  | #VALUE! | #VALUE! | #VALUE! | #VALUE! | #VALUE! | #VALUE! | #VALUE! | #VALUE! |  |  |  |  | #VALUE! | #VALUE! | #VALUE! |  |  | #VALUE! | #VALUE! | #VALUE! | #VALUE! | #VALUE! | #VALUE! | #VALUE! | #VALUE! |  |  | #VALUE! | #VALUE! | #VALUE! | #VALUE! | #VALUE! |  |  | #VALUE! | #VALUE! | #VALUE! | #VALUE! | #VALUE! | #VALUE! | #VALUE! | #VALUE! |  |  | #VALUE! | #VALUE! | #VALUE! | #VALUE! | #VALUE! |  |  | #VALUE! | #VALUE! | #VALUE! | #VALUE! | #VALUE! | #VALUE! | #VALUE! | #VALUE! | 0 | #REF! | #VALUE! | #VALUE! | #VALUE! | #VALUE! | #VALUE! | #VALUE! | #VALUE! | 0
|  |  |  | 0 | 51 | 0 |  |  | 1 | 1.0842e-19 | 0 | 1.0669e-18 | 1.0669e-18 | 1.0669e-18 | 0 | 0 |  |  |  |  | #VALUE! | #VALUE! | #VALUE! |  |  | #VALUE! | #VALUE! | #VALUE! | #VALUE! | #VALUE! | #VALUE! | #VALUE! | #VALUE! |  |  |  |  | #VALUE! | #VALUE! | #VALUE! |  |  | #VALUE! | #VALUE! | #VALUE! | #VALUE! | #VALUE! | #VALUE! | #VALUE! | #VALUE! |  |  |  |  | #VALUE! | #VALUE! | #VALUE! |  |  | #VALUE! | #VALUE! | #VALUE! | #VALUE! | #VALUE! | #VALUE! | #VALUE! | #VALUE! |  |  |  |  | #VALUE! | #VALUE! | #VALUE! |  |  | #VALUE! | #VALUE! | #VALUE! | #VALUE! | #VALUE! | #VALUE! | #VALUE! | #VALUE! |  |  |  |  | #VALUE! | #VALUE! | #VALUE! |  |  | #VALUE! | #VALUE! | #VALUE! | #VALUE! | #VALUE! | #VALUE! | #VALUE! | #VALUE! |  |  | #VALUE! | #VALUE! | #VALUE! | #VALUE! | #VALUE! |  |  | #VALUE! | #VALUE! | #VALUE! | #VALUE! | #VALUE! | #VALUE! | #VALUE! | #VALUE! |  |  | #VALUE! | #VALUE! | #VALUE! | #VALUE! | #VALUE! |  |  | #VALUE! | #VALUE! | #VALUE! | #VALUE! | #VALUE! | #VALUE! | #VALUE! | #VALUE! | 0 | #REF! | #VALUE! | #VALUE! | #VALUE! | #VALUE! | #VALUE! | #VALUE! | #VALUE! | 0
|  |  |  | 0 | 51 | 0 |  |  | 1 | 1.0842e-19 | 0 | 1.0669e-18 | 1.0669e-18 | 1.0669e-18 | 0 | 0 |  |  |  |  | #VALUE! | #VALUE! | #VALUE! |  |  | #VALUE! | #VALUE! | #VALUE! | #VALUE! | #VALUE! | #VALUE! | #VALUE! | #VALUE! |  |  |  |  | #VALUE! | #VALUE! | #VALUE! |  |  | #VALUE! | #VALUE! | #VALUE! | #VALUE! | #VALUE! | #VALUE! | #VALUE! | #VALUE! |  |  |  |  | #VALUE! | #VALUE! | #VALUE! |  |  | #VALUE! | #VALUE! | #VALUE! | #VALUE! | #VALUE! | #VALUE! | #VALUE! | #VALUE! |  |  |  |  | #VALUE! | #VALUE! | #VALUE! |  |  | #VALUE! | #VALUE! | #VALUE! | #VALUE! | #VALUE! | #VALUE! | #VALUE! | #VALUE! |  |  |  |  | #VALUE! | #VALUE! | #VALUE! |  |  | #VALUE! | #VALUE! | #VALUE! | #VALUE! | #VALUE! | #VALUE! | #VALUE! | #VALUE! |  |  | #VALUE! | #VALUE! | #VALUE! | #VALUE! | #VALUE! |  |  | #VALUE! | #VALUE! | #VALUE! | #VALUE! | #VALUE! | #VALUE! | #VALUE! | #VALUE! |  |  | #VALUE! | #VALUE! | #VALUE! | #VALUE! | #VALUE! |  |  | #VALUE! | #VALUE! | #VALUE! | #VALUE! | #VALUE! | #VALUE! | #VALUE! | #VALUE! | 0 | #REF! | #VALUE! | #VALUE! | #VALUE! | #VALUE! | #VALUE! | #VALUE! | #VALUE! | 0
|  |  |  | 0 | 51 | 0 |  |  | 1 | 1.0842e-19 | 0 | 1.0669e-18 | 1.0669e-18 | 1.0669e-18 | 0 | 0 |  |  |  |  | #VALUE! | #VALUE! | #VALUE! |  |  | #VALUE! | #VALUE! | #VALUE! | #VALUE! | #VALUE! | #VALUE! | #VALUE! | #VALUE! |  |  |  |  | #VALUE! | #VALUE! | #VALUE! |  |  | #VALUE! | #VALUE! | #VALUE! | #VALUE! | #VALUE! | #VALUE! | #VALUE! | #VALUE! |  |  |  |  | #VALUE! | #VALUE! | #VALUE! |  |  | #VALUE! | #VALUE! | #VALUE! | #VALUE! | #VALUE! | #VALUE! | #VALUE! | #VALUE! |  |  |  |  | #VALUE! | #VALUE! | #VALUE! |  |  | #VALUE! | #VALUE! | #VALUE! | #VALUE! | #VALUE! | #VALUE! | #VALUE! | #VALUE! |  |  |  |  | #VALUE! | #VALUE! | #VALUE! |  |  | #VALUE! | #VALUE! | #VALUE! | #VALUE! | #VALUE! | #VALUE! | #VALUE! | #VALUE! |  |  | #VALUE! | #VALUE! | #VALUE! | #VALUE! | #VALUE! |  |  | #VALUE! | #VALUE! | #VALUE! | #VALUE! | #VALUE! | #VALUE! | #VALUE! | #VALUE! |  |  | #VALUE! | #VALUE! | #VALUE! | #VALUE! | #VALUE! |  |  | #VALUE! | #VALUE! | #VALUE! | #VALUE! | #VALUE! | #VALUE! | #VALUE! | #VALUE! | 0 | #REF! | #VALUE! | #VALUE! | #VALUE! | #VALUE! | #VALUE! | #VALUE! | #VALUE! | 0
|  |  |  | 0 | 51 | 0 |  |  | 1 | 1.0842e-19 | 0 | 1.0669e-18 | 1.0669e-18 | 1.0669e-18 | 0 | 0 |  |  |  |  | #VALUE! | #VALUE! | #VALUE! |  |  | #VALUE! | #VALUE! | #VALUE! | #VALUE! | #VALUE! | #VALUE! | #VALUE! | #VALUE! |  |  |  |  | #VALUE! | #VALUE! | #VALUE! |  |  | #VALUE! | #VALUE! | #VALUE! | #VALUE! | #VALUE! | #VALUE! | #VALUE! | #VALUE! |  |  |  |  | #VALUE! | #VALUE! | #VALUE! |  |  | #VALUE! | #VALUE! | #VALUE! | #VALUE! | #VALUE! | #VALUE! | #VALUE! | #VALUE! |  |  |  |  | #VALUE! | #VALUE! | #VALUE! |  |  | #VALUE! | #VALUE! | #VALUE! | #VALUE! | #VALUE! | #VALUE! | #VALUE! | #VALUE! |  |  |  |  | #VALUE! | #VALUE! | #VALUE! |  |  | #VALUE! | #VALUE! | #VALUE! | #VALUE! | #VALUE! | #VALUE! | #VALUE! | #VALUE! |  |  | #VALUE! | #VALUE! | #VALUE! | #VALUE! | #VALUE! |  |  | #VALUE! | #VALUE! | #VALUE! | #VALUE! | #VALUE! | #VALUE! | #VALUE! | #VALUE! |  |  | #VALUE! | #VALUE! | #VALUE! | #VALUE! | #VALUE! |  |  | #VALUE! | #VALUE! | #VALUE! | #VALUE! | #VALUE! | #VALUE! | #VALUE! | #VALUE! | 0 | #REF! | #VALUE! | #VALUE! | #VALUE! | #VALUE! | #VALUE! | #VALUE! | #VALUE! | 0
|  |  |  | 0 | 51 | 0 |  |  | 1 | 1.0842e-19 | 0 | 1.0669e-18 | 1.0669e-18 | 1.0669e-18 | 0 | 0 |  |  |  |  | #VALUE! | #VALUE! | #VALUE! |  |  | #VALUE! | #VALUE! | #VALUE! | #VALUE! | #VALUE! | #VALUE! | #VALUE! | #VALUE! |  |  |  |  | #VALUE! | #VALUE! | #VALUE! |  |  | #VALUE! | #VALUE! | #VALUE! | #VALUE! | #VALUE! | #VALUE! | #VALUE! | #VALUE! |  |  |  |  | #VALUE! | #VALUE! | #VALUE! |  |  | #VALUE! | #VALUE! | #VALUE! | #VALUE! | #VALUE! | #VALUE! | #VALUE! | #VALUE! |  |  |  |  | #VALUE! | #VALUE! | #VALUE! |  |  | #VALUE! | #VALUE! | #VALUE! | #VALUE! | #VALUE! | #VALUE! | #VALUE! | #VALUE! |  |  |  |  | #VALUE! | #VALUE! | #VALUE! |  |  | #VALUE! | #VALUE! | #VALUE! | #VALUE! | #VALUE! | #VALUE! | #VALUE! | #VALUE! |  |  | #VALUE! | #VALUE! | #VALUE! | #VALUE! | #VALUE! |  |  | #VALUE! | #VALUE! | #VALUE! | #VALUE! | #VALUE! | #VALUE! | #VALUE! | #VALUE! |  |  | #VALUE! | #VALUE! | #VALUE! | #VALUE! | #VALUE! |  |  | #VALUE! | #VALUE! | #VALUE! | #VALUE! | #VALUE! | #VALUE! | #VALUE! | #VALUE! | 0 | #REF! | #VALUE! | #VALUE! | #VALUE! | #VALUE! | #VALUE! | #VALUE! | #VALUE! | 0
|  |  |  | 0 | 51 | 0 |  |  | 1 | 1.0842e-19 | 0 | 1.0669e-18 | 1.0669e-18 | 1.0669e-18 | 0 | 0 |  |  |  |  | #VALUE! | #VALUE! | #VALUE! |  |  | #VALUE! | #VALUE! | #VALUE! | #VALUE! | #VALUE! | #VALUE! | #VALUE! | #VALUE! |  |  |  |  | #VALUE! | #VALUE! | #VALUE! |  |  | #VALUE! | #VALUE! | #VALUE! | #VALUE! | #VALUE! | #VALUE! | #VALUE! | #VALUE! |  |  |  |  | #VALUE! | #VALUE! | #VALUE! |  |  | #VALUE! | #VALUE! | #VALUE! | #VALUE! | #VALUE! | #VALUE! | #VALUE! | #VALUE! |  |  |  |  | #VALUE! | #VALUE! | #VALUE! |  |  | #VALUE! | #VALUE! | #VALUE! | #VALUE! | #VALUE! | #VALUE! | #VALUE! | #VALUE! |  |  |  |  | #VALUE! | #VALUE! | #VALUE! |  |  | #VALUE! | #VALUE! | #VALUE! | #VALUE! | #VALUE! | #VALUE! | #VALUE! | #VALUE! |  |  | #VALUE! | #VALUE! | #VALUE! | #VALUE! | #VALUE! |  |  | #VALUE! | #VALUE! | #VALUE! | #VALUE! | #VALUE! | #VALUE! | #VALUE! | #VALUE! |  |  | #VALUE! | #VALUE! | #VALUE! | #VALUE! | #VALUE! |  |  | #VALUE! | #VALUE! | #VALUE! | #VALUE! | #VALUE! | #VALUE! | #VALUE! | #VALUE! | 0 | #REF! | #VALUE! | #VALUE! | #VALUE! | #VALUE! | #VALUE! | #VALUE! | #VALUE! | 0
|  |  |  | 0 | 51 | 0 |  |  | 1 | 1.0842e-19 | 0 | 1.0669e-18 | 1.0669e-18 | 1.0669e-18 | 0 | 0 |  |  |  |  | #VALUE! | #VALUE! | #VALUE! |  |  | #VALUE! | #VALUE! | #VALUE! | #VALUE! | #VALUE! | #VALUE! | #VALUE! | #VALUE! |  |  |  |  | #VALUE! | #VALUE! | #VALUE! |  |  | #VALUE! | #VALUE! | #VALUE! | #VALUE! | #VALUE! | #VALUE! | #VALUE! | #VALUE! |  |  |  |  | #VALUE! | #VALUE! | #VALUE! |  |  | #VALUE! | #VALUE! | #VALUE! | #VALUE! | #VALUE! | #VALUE! | #VALUE! | #VALUE! |  |  |  |  | #VALUE! | #VALUE! | #VALUE! |  |  | #VALUE! | #VALUE! | #VALUE! | #VALUE! | #VALUE! | #VALUE! | #VALUE! | #VALUE! |  |  |  |  | #VALUE! | #VALUE! | #VALUE! |  |  | #VALUE! | #VALUE! | #VALUE! | #VALUE! | #VALUE! | #VALUE! | #VALUE! | #VALUE! |  |  | #VALUE! | #VALUE! | #VALUE! | #VALUE! | #VALUE! |  |  | #VALUE! | #VALUE! | #VALUE! | #VALUE! | #VALUE! | #VALUE! | #VALUE! | #VALUE! |  |  | #VALUE! | #VALUE! | #VALUE! | #VALUE! | #VALUE! |  |  | #VALUE! | #VALUE! | #VALUE! | #VALUE! | #VALUE! | #VALUE! | #VALUE! | #VALUE! | 0 | #REF! | #VALUE! | #VALUE! | #VALUE! | #VALUE! | #VALUE! | #VALUE! | #VALUE! | 0
|  |  |  | 0 | 51 | 0 |  |  | 1 | 1.0842e-19 | 0 | 1.0669e-18 | 1.0669e-18 | 1.0669e-18 | 0 | 0 |  |  |  |  | #VALUE! | #VALUE! | #VALUE! |  |  | #VALUE! | #VALUE! | #VALUE! | #VALUE! | #VALUE! | #VALUE! | #VALUE! | #VALUE! |  |  |  |  | #VALUE! | #VALUE! | #VALUE! |  |  | #VALUE! | #VALUE! | #VALUE! | #VALUE! | #VALUE! | #VALUE! | #VALUE! | #VALUE! |  |  |  |  | #VALUE! | #VALUE! | #VALUE! |  |  | #VALUE! | #VALUE! | #VALUE! | #VALUE! | #VALUE! | #VALUE! | #VALUE! | #VALUE! |  |  |  |  | #VALUE! | #VALUE! | #VALUE! |  |  | #VALUE! | #VALUE! | #VALUE! | #VALUE! | #VALUE! | #VALUE! | #VALUE! | #VALUE! |  |  |  |  | #VALUE! | #VALUE! | #VALUE! |  |  | #VALUE! | #VALUE! | #VALUE! | #VALUE! | #VALUE! | #VALUE! | #VALUE! | #VALUE! |  |  | #VALUE! | #VALUE! | #VALUE! | #VALUE! | #VALUE! |  |  | #VALUE! | #VALUE! | #VALUE! | #VALUE! | #VALUE! | #VALUE! | #VALUE! | #VALUE! |  |  | #VALUE! | #VALUE! | #VALUE! | #VALUE! | #VALUE! |  |  | #VALUE! | #VALUE! | #VALUE! | #VALUE! | #VALUE! | #VALUE! | #VALUE! | #VALUE! | 0 | #REF! | #VALUE! | #VALUE! | #VALUE! | #VALUE! | #VALUE! | #VALUE! | #VALUE! | 0
|  |  |  | 0 | 51 | 0 |  |  | 1 | 1.0842e-19 | 0 | 1.0669e-18 | 1.0669e-18 | 1.0669e-18 | 0 | 0 |  |  |  |  | #VALUE! | #VALUE! | #VALUE! |  |  | #VALUE! | #VALUE! | #VALUE! | #VALUE! | #VALUE! | #VALUE! | #VALUE! | #VALUE! |  |  |  |  | #VALUE! | #VALUE! | #VALUE! |  |  | #VALUE! | #VALUE! | #VALUE! | #VALUE! | #VALUE! | #VALUE! | #VALUE! | #VALUE! |  |  |  |  | #VALUE! | #VALUE! | #VALUE! |  |  | #VALUE! | #VALUE! | #VALUE! | #VALUE! | #VALUE! | #VALUE! | #VALUE! | #VALUE! |  |  |  |  | #VALUE! | #VALUE! | #VALUE! |  |  | #VALUE! | #VALUE! | #VALUE! | #VALUE! | #VALUE! | #VALUE! | #VALUE! | #VALUE! |  |  |  |  | #VALUE! | #VALUE! | #VALUE! |  |  | #VALUE! | #VALUE! | #VALUE! | #VALUE! | #VALUE! | #VALUE! | #VALUE! | #VALUE! |  |  | #VALUE! | #VALUE! | #VALUE! | #VALUE! | #VALUE! |  |  | #VALUE! | #VALUE! | #VALUE! | #VALUE! | #VALUE! | #VALUE! | #VALUE! | #VALUE! |  |  | #VALUE! | #VALUE! | #VALUE! | #VALUE! | #VALUE! |  |  | #VALUE! | #VALUE! | #VALUE! | #VALUE! | #VALUE! | #VALUE! | #VALUE! | #VALUE! | 0 | #REF! | #VALUE! | #VALUE! | #VALUE! | #VALUE! | #VALUE! | #VALUE! | #VALUE! | 0
|  |  |  | 0 | 51 | 0 |  |  | 1 | 1.0842e-19 | 0 | 1.0669e-18 | 1.0669e-18 | 1.0669e-18 | 0 | 0 |  |  |  |  | #VALUE! | #VALUE! | #VALUE! |  |  | #VALUE! | #VALUE! | #VALUE! | #VALUE! | #VALUE! | #VALUE! | #VALUE! | #VALUE! |  |  |  |  | #VALUE! | #VALUE! | #VALUE! |  |  | #VALUE! | #VALUE! | #VALUE! | #VALUE! | #VALUE! | #VALUE! | #VALUE! | #VALUE! |  |  |  |  | #VALUE! | #VALUE! | #VALUE! |  |  | #VALUE! | #VALUE! | #VALUE! | #VALUE! | #VALUE! | #VALUE! | #VALUE! | #VALUE! |  |  |  |  | #VALUE! | #VALUE! | #VALUE! |  |  | #VALUE! | #VALUE! | #VALUE! | #VALUE! | #VALUE! | #VALUE! | #VALUE! | #VALUE! |  |  |  |  | #VALUE! | #VALUE! | #VALUE! |  |  | #VALUE! | #VALUE! | #VALUE! | #VALUE! | #VALUE! | #VALUE! | #VALUE! | #VALUE! |  |  | #VALUE! | #VALUE! | #VALUE! | #VALUE! | #VALUE! |  |  | #VALUE! | #VALUE! | #VALUE! | #VALUE! | #VALUE! | #VALUE! | #VALUE! | #VALUE! |  |  | #VALUE! | #VALUE! | #VALUE! | #VALUE! | #VALUE! |  |  | #VALUE! | #VALUE! | #VALUE! | #VALUE! | #VALUE! | #VALUE! | #VALUE! | #VALUE! | 0 | #REF! | #VALUE! | #VALUE! | #VALUE! | #VALUE! | #VALUE! | #VALUE! | #VALUE! | 0
|  |  |  | 0 | 51 | 0 |  |  | 1 | 1.0842e-19 | 0 | 1.0669e-18 | 1.0669e-18 | 1.0669e-18 | 0 | 0 |  |  |  |  | #VALUE! | #VALUE! | #VALUE! |  |  | #VALUE! | #VALUE! | #VALUE! | #VALUE! | #VALUE! | #VALUE! | #VALUE! | #VALUE! |  |  |  |  | #VALUE! | #VALUE! | #VALUE! |  |  | #VALUE! | #VALUE! | #VALUE! | #VALUE! | #VALUE! | #VALUE! | #VALUE! | #VALUE! |  |  |  |  | #VALUE! | #VALUE! | #VALUE! |  |  | #VALUE! | #VALUE! | #VALUE! | #VALUE! | #VALUE! | #VALUE! | #VALUE! | #VALUE! |  |  |  |  | #VALUE! | #VALUE! | #VALUE! |  |  | #VALUE! | #VALUE! | #VALUE! | #VALUE! | #VALUE! | #VALUE! | #VALUE! | #VALUE! |  |  |  |  | #VALUE! | #VALUE! | #VALUE! |  |  | #VALUE! | #VALUE! | #VALUE! | #VALUE! | #VALUE! | #VALUE! | #VALUE! | #VALUE! |  |  | #VALUE! | #VALUE! | #VALUE! | #VALUE! | #VALUE! |  |  | #VALUE! | #VALUE! | #VALUE! | #VALUE! | #VALUE! | #VALUE! | #VALUE! | #VALUE! |  |  | #VALUE! | #VALUE! | #VALUE! | #VALUE! | #VALUE! |  |  | #VALUE! | #VALUE! | #VALUE! | #VALUE! | #VALUE! | #VALUE! | #VALUE! | #VALUE! | 0 | #REF! | #VALUE! | #VALUE! | #VALUE! | #VALUE! | #VALUE! | #VALUE! | #VALUE! | 0
|  |  |  | 0 | 51 | 0 |  |  | 1 | 1.0842e-19 | 0 | 1.0669e-18 | 1.0669e-18 | 1.0669e-18 | 0 | 0 |  |  |  |  | #VALUE! | #VALUE! | #VALUE! |  |  | #VALUE! | #VALUE! | #VALUE! | #VALUE! | #VALUE! | #VALUE! | #VALUE! | #VALUE! |  |  |  |  | #VALUE! | #VALUE! | #VALUE! |  |  | #VALUE! | #VALUE! | #VALUE! | #VALUE! | #VALUE! | #VALUE! | #VALUE! | #VALUE! |  |  |  |  | #VALUE! | #VALUE! | #VALUE! |  |  | #VALUE! | #VALUE! | #VALUE! | #VALUE! | #VALUE! | #VALUE! | #VALUE! | #VALUE! |  |  |  |  | #VALUE! | #VALUE! | #VALUE! |  |  | #VALUE! | #VALUE! | #VALUE! | #VALUE! | #VALUE! | #VALUE! | #VALUE! | #VALUE! |  |  |  |  | #VALUE! | #VALUE! | #VALUE! |  |  | #VALUE! | #VALUE! | #VALUE! | #VALUE! | #VALUE! | #VALUE! | #VALUE! | #VALUE! |  |  | #VALUE! | #VALUE! | #VALUE! | #VALUE! | #VALUE! |  |  | #VALUE! | #VALUE! | #VALUE! | #VALUE! | #VALUE! | #VALUE! | #VALUE! | #VALUE! |  |  | #VALUE! | #VALUE! | #VALUE! | #VALUE! | #VALUE! |  |  | #VALUE! | #VALUE! | #VALUE! | #VALUE! | #VALUE! | #VALUE! | #VALUE! | #VALUE! | 0 | #REF! | #VALUE! | #VALUE! | #VALUE! | #VALUE! | #VALUE! | #VALUE! | #VALUE! | 0
|  |  |  | 0 | 51 | 0 |  |  | 1 | 1.0842e-19 | 0 | 1.0669e-18 | 1.0669e-18 | 1.0669e-18 | 0 | 0 |  |  |  |  | #VALUE! | #VALUE! | #VALUE! |  |  | #VALUE! | #VALUE! | #VALUE! | #VALUE! | #VALUE! | #VALUE! | #VALUE! | #VALUE! |  |  |  |  | #VALUE! | #VALUE! | #VALUE! |  |  | #VALUE! | #VALUE! | #VALUE! | #VALUE! | #VALUE! | #VALUE! | #VALUE! | #VALUE! |  |  |  |  | #VALUE! | #VALUE! | #VALUE! |  |  | #VALUE! | #VALUE! | #VALUE! | #VALUE! | #VALUE! | #VALUE! | #VALUE! | #VALUE! |  |  |  |  | #VALUE! | #VALUE! | #VALUE! |  |  | #VALUE! | #VALUE! | #VALUE! | #VALUE! | #VALUE! | #VALUE! | #VALUE! | #VALUE! |  |  |  |  | #VALUE! | #VALUE! | #VALUE! |  |  | #VALUE! | #VALUE! | #VALUE! | #VALUE! | #VALUE! | #VALUE! | #VALUE! | #VALUE! |  |  | #VALUE! | #VALUE! | #VALUE! | #VALUE! | #VALUE! |  |  | #VALUE! | #VALUE! | #VALUE! | #VALUE! | #VALUE! | #VALUE! | #VALUE! | #VALUE! |  |  | #VALUE! | #VALUE! | #VALUE! | #VALUE! | #VALUE! |  |  | #VALUE! | #VALUE! | #VALUE! | #VALUE! | #VALUE! | #VALUE! | #VALUE! | #VALUE! | 0 | #REF! | #VALUE! | #VALUE! | #VALUE! | #VALUE! | #VALUE! | #VALUE! | #VALUE! | 0
|  |  |  | 0 | 51 | 0 |  |  | 1 | 1.0842e-19 | 0 | 1.0669e-18 | 1.0669e-18 | 1.0669e-18 | 0 | 0 |  |  |  |  | #VALUE! | #VALUE! | #VALUE! |  |  | #VALUE! | #VALUE! | #VALUE! | #VALUE! | #VALUE! | #VALUE! | #VALUE! | #VALUE! |  |  |  |  | #VALUE! | #VALUE! | #VALUE! |  |  | #VALUE! | #VALUE! | #VALUE! | #VALUE! | #VALUE! | #VALUE! | #VALUE! | #VALUE! |  |  |  |  | #VALUE! | #VALUE! | #VALUE! |  |  | #VALUE! | #VALUE! | #VALUE! | #VALUE! | #VALUE! | #VALUE! | #VALUE! | #VALUE! |  |  |  |  | #VALUE! | #VALUE! | #VALUE! |  |  | #VALUE! | #VALUE! | #VALUE! | #VALUE! | #VALUE! | #VALUE! | #VALUE! | #VALUE! |  |  |  |  | #VALUE! | #VALUE! | #VALUE! |  |  | #VALUE! | #VALUE! | #VALUE! | #VALUE! | #VALUE! | #VALUE! | #VALUE! | #VALUE! |  |  | #VALUE! | #VALUE! | #VALUE! | #VALUE! | #VALUE! |  |  | #VALUE! | #VALUE! | #VALUE! | #VALUE! | #VALUE! | #VALUE! | #VALUE! | #VALUE! |  |  | #VALUE! | #VALUE! | #VALUE! | #VALUE! | #VALUE! |  |  | #VALUE! | #VALUE! | #VALUE! | #VALUE! | #VALUE! | #VALUE! | #VALUE! | #VALUE! | 0 | #REF! | #VALUE! | #VALUE! | #VALUE! | #VALUE! | #VALUE! | #VALUE! | #VALUE! | 0
|  |  |  | 0 | 51 | 0 |  |  | 1 | 1.0842e-19 | 0 | 1.0669e-18 | 1.0669e-18 | 1.0669e-18 | 0 | 0 |  |  |  |  | #VALUE! | #VALUE! | #VALUE! |  |  | #VALUE! | #VALUE! | #VALUE! | #VALUE! | #VALUE! | #VALUE! | #VALUE! | #VALUE! |  |  |  |  | #VALUE! | #VALUE! | #VALUE! |  |  | #VALUE! | #VALUE! | #VALUE! | #VALUE! | #VALUE! | #VALUE! | #VALUE! | #VALUE! |  |  |  |  | #VALUE! | #VALUE! | #VALUE! |  |  | #VALUE! | #VALUE! | #VALUE! | #VALUE! | #VALUE! | #VALUE! | #VALUE! | #VALUE! |  |  |  |  | #VALUE! | #VALUE! | #VALUE! |  |  | #VALUE! | #VALUE! | #VALUE! | #VALUE! | #VALUE! | #VALUE! | #VALUE! | #VALUE! |  |  |  |  | #VALUE! | #VALUE! | #VALUE! |  |  | #VALUE! | #VALUE! | #VALUE! | #VALUE! | #VALUE! | #VALUE! | #VALUE! | #VALUE! |  |  | #VALUE! | #VALUE! | #VALUE! | #VALUE! | #VALUE! |  |  | #VALUE! | #VALUE! | #VALUE! | #VALUE! | #VALUE! | #VALUE! | #VALUE! | #VALUE! |  |  | #VALUE! | #VALUE! | #VALUE! | #VALUE! | #VALUE! |  |  | #VALUE! | #VALUE! | #VALUE! | #VALUE! | #VALUE! | #VALUE! | #VALUE! | #VALUE! | 0 | #REF! | #VALUE! | #VALUE! | #VALUE! | #VALUE! | #VALUE! | #VALUE! | #VALUE! | 0
|  |  |  | 0 | 51 | 0 |  |  | 1 | 1.0842e-19 | 0 | 1.0669e-18 | 1.0669e-18 | 1.0669e-18 | 0 | 0 |  |  |  |  | #VALUE! | #VALUE! | #VALUE! |  |  | #VALUE! | #VALUE! | #VALUE! | #VALUE! | #VALUE! | #VALUE! | #VALUE! | #VALUE! |  |  |  |  | #VALUE! | #VALUE! | #VALUE! |  |  | #VALUE! | #VALUE! | #VALUE! | #VALUE! | #VALUE! | #VALUE! | #VALUE! | #VALUE! |  |  |  |  | #VALUE! | #VALUE! | #VALUE! |  |  | #VALUE! | #VALUE! | #VALUE! | #VALUE! | #VALUE! | #VALUE! | #VALUE! | #VALUE! |  |  |  |  | #VALUE! | #VALUE! | #VALUE! |  |  | #VALUE! | #VALUE! | #VALUE! | #VALUE! | #VALUE! | #VALUE! | #VALUE! | #VALUE! |  |  |  |  | #VALUE! | #VALUE! | #VALUE! |  |  | #VALUE! | #VALUE! | #VALUE! | #VALUE! | #VALUE! | #VALUE! | #VALUE! | #VALUE! |  |  | #VALUE! | #VALUE! | #VALUE! | #VALUE! | #VALUE! |  |  | #VALUE! | #VALUE! | #VALUE! | #VALUE! | #VALUE! | #VALUE! | #VALUE! | #VALUE! |  |  | #VALUE! | #VALUE! | #VALUE! | #VALUE! | #VALUE! |  |  | #VALUE! | #VALUE! | #VALUE! | #VALUE! | #VALUE! | #VALUE! | #VALUE! | #VALUE! | 0 | #REF! | #VALUE! | #VALUE! | #VALUE! | #VALUE! | #VALUE! | #VALUE! | #VALUE! | 0
|  |  |  | 0 | 51 | 0 |  |  | 1 | 1.0842e-19 | 0 | 1.0669e-18 | 1.0669e-18 | 1.0669e-18 | 0 | 0 |  |  |  |  | #VALUE! | #VALUE! | #VALUE! |  |  | #VALUE! | #VALUE! | #VALUE! | #VALUE! | #VALUE! | #VALUE! | #VALUE! | #VALUE! |  |  |  |  | #VALUE! | #VALUE! | #VALUE! |  |  | #VALUE! | #VALUE! | #VALUE! | #VALUE! | #VALUE! | #VALUE! | #VALUE! | #VALUE! |  |  |  |  | #VALUE! | #VALUE! | #VALUE! |  |  | #VALUE! | #VALUE! | #VALUE! | #VALUE! | #VALUE! | #VALUE! | #VALUE! | #VALUE! |  |  |  |  | #VALUE! | #VALUE! | #VALUE! |  |  | #VALUE! | #VALUE! | #VALUE! | #VALUE! | #VALUE! | #VALUE! | #VALUE! | #VALUE! |  |  |  |  | #VALUE! | #VALUE! | #VALUE! |  |  | #VALUE! | #VALUE! | #VALUE! | #VALUE! | #VALUE! | #VALUE! | #VALUE! | #VALUE! |  |  | #VALUE! | #VALUE! | #VALUE! | #VALUE! | #VALUE! |  |  | #VALUE! | #VALUE! | #VALUE! | #VALUE! | #VALUE! | #VALUE! | #VALUE! | #VALUE! |  |  | #VALUE! | #VALUE! | #VALUE! | #VALUE! | #VALUE! |  |  | #VALUE! | #VALUE! | #VALUE! | #VALUE! | #VALUE! | #VALUE! | #VALUE! | #VALUE! | 0 | #REF! | #VALUE! | #VALUE! | #VALUE! | #VALUE! | #VALUE! | #VALUE! | #VALUE! | 0
|  |  |  | 0 | 51 | 0 |  |  | 1 | 1.0842e-19 | 0 | 1.0669e-18 | 1.0669e-18 | 1.0669e-18 | 0 | 0 |  |  |  |  | #VALUE! | #VALUE! | #VALUE! |  |  | #VALUE! | #VALUE! | #VALUE! | #VALUE! | #VALUE! | #VALUE! | #VALUE! | #VALUE! |  |  |  |  | #VALUE! | #VALUE! | #VALUE! |  |  | #VALUE! | #VALUE! | #VALUE! | #VALUE! | #VALUE! | #VALUE! | #VALUE! | #VALUE! |  |  |  |  | #VALUE! | #VALUE! | #VALUE! |  |  | #VALUE! | #VALUE! | #VALUE! | #VALUE! | #VALUE! | #VALUE! | #VALUE! | #VALUE! |  |  |  |  | #VALUE! | #VALUE! | #VALUE! |  |  | #VALUE! | #VALUE! | #VALUE! | #VALUE! | #VALUE! | #VALUE! | #VALUE! | #VALUE! |  |  |  |  | #VALUE! | #VALUE! | #VALUE! |  |  | #VALUE! | #VALUE! | #VALUE! | #VALUE! | #VALUE! | #VALUE! | #VALUE! | #VALUE! |  |  | #VALUE! | #VALUE! | #VALUE! | #VALUE! | #VALUE! |  |  | #VALUE! | #VALUE! | #VALUE! | #VALUE! | #VALUE! | #VALUE! | #VALUE! | #VALUE! |  |  | #VALUE! | #VALUE! | #VALUE! | #VALUE! | #VALUE! |  |  | #VALUE! | #VALUE! | #VALUE! | #VALUE! | #VALUE! | #VALUE! | #VALUE! | #VALUE! | 0 | #REF! | #VALUE! | #VALUE! | #VALUE! | #VALUE! | #VALUE! | #VALUE! | #VALUE! | 0
|  |  |  | 0 | 51 | 0 |  |  | 1 | 1.0842e-19 | 0 | 1.0669e-18 | 1.0669e-18 | 1.0669e-18 | 0 | 0 |  |  |  |  | #VALUE! | #VALUE! | #VALUE! |  |  | #VALUE! | #VALUE! | #VALUE! | #VALUE! | #VALUE! | #VALUE! | #VALUE! | #VALUE! |  |  |  |  | #VALUE! | #VALUE! | #VALUE! |  |  | #VALUE! | #VALUE! | #VALUE! | #VALUE! | #VALUE! | #VALUE! | #VALUE! | #VALUE! |  |  |  |  | #VALUE! | #VALUE! | #VALUE! |  |  | #VALUE! | #VALUE! | #VALUE! | #VALUE! | #VALUE! | #VALUE! | #VALUE! | #VALUE! |  |  |  |  | #VALUE! | #VALUE! | #VALUE! |  |  | #VALUE! | #VALUE! | #VALUE! | #VALUE! | #VALUE! | #VALUE! | #VALUE! | #VALUE! |  |  |  |  | #VALUE! | #VALUE! | #VALUE! |  |  | #VALUE! | #VALUE! | #VALUE! | #VALUE! | #VALUE! | #VALUE! | #VALUE! | #VALUE! |  |  | #VALUE! | #VALUE! | #VALUE! | #VALUE! | #VALUE! |  |  | #VALUE! | #VALUE! | #VALUE! | #VALUE! | #VALUE! | #VALUE! | #VALUE! | #VALUE! |  |  | #VALUE! | #VALUE! | #VALUE! | #VALUE! | #VALUE! |  |  | #VALUE! | #VALUE! | #VALUE! | #VALUE! | #VALUE! | #VALUE! | #VALUE! | #VALUE! | 0 | #REF! | #VALUE! | #VALUE! | #VALUE! | #VALUE! | #VALUE! | #VALUE! | #VALUE! | 0
|  |  |  | 0 | 51 | 0 |  |  | 1 | 1.0842e-19 | 0 | 1.0669e-18 | 1.0669e-18 | 1.0669e-18 | 0 | 0 |  |  |  |  | #VALUE! | #VALUE! | #VALUE! |  |  | #VALUE! | #VALUE! | #VALUE! | #VALUE! | #VALUE! | #VALUE! | #VALUE! | #VALUE! |  |  |  |  | #VALUE! | #VALUE! | #VALUE! |  |  | #VALUE! | #VALUE! | #VALUE! | #VALUE! | #VALUE! | #VALUE! | #VALUE! | #VALUE! |  |  |  |  | #VALUE! | #VALUE! | #VALUE! |  |  | #VALUE! | #VALUE! | #VALUE! | #VALUE! | #VALUE! | #VALUE! | #VALUE! | #VALUE! |  |  |  |  | #VALUE! | #VALUE! | #VALUE! |  |  | #VALUE! | #VALUE! | #VALUE! | #VALUE! | #VALUE! | #VALUE! | #VALUE! | #VALUE! |  |  |  |  | #VALUE! | #VALUE! | #VALUE! |  |  | #VALUE! | #VALUE! | #VALUE! | #VALUE! | #VALUE! | #VALUE! | #VALUE! | #VALUE! |  |  | #VALUE! | #VALUE! | #VALUE! | #VALUE! | #VALUE! |  |  | #VALUE! | #VALUE! | #VALUE! | #VALUE! | #VALUE! | #VALUE! | #VALUE! | #VALUE! |  |  | #VALUE! | #VALUE! | #VALUE! | #VALUE! | #VALUE! |  |  | #VALUE! | #VALUE! | #VALUE! | #VALUE! | #VALUE! | #VALUE! | #VALUE! | #VALUE! | 0 | #REF! | #VALUE! | #VALUE! | #VALUE! | #VALUE! | #VALUE! | #VALUE! | #VALUE! | 0
|  |  |  | 0 | 51 | 0 |  |  | 1 | 1.0842e-19 | 0 | 1.0669e-18 | 1.0669e-18 | 1.0669e-18 | 0 | 0 |  |  |  |  | #VALUE! | #VALUE! | #VALUE! |  |  | #VALUE! | #VALUE! | #VALUE! | #VALUE! | #VALUE! | #VALUE! | #VALUE! | #VALUE! |  |  |  |  | #VALUE! | #VALUE! | #VALUE! |  |  | #VALUE! | #VALUE! | #VALUE! | #VALUE! | #VALUE! | #VALUE! | #VALUE! | #VALUE! |  |  |  |  | #VALUE! | #VALUE! | #VALUE! |  |  | #VALUE! | #VALUE! | #VALUE! | #VALUE! | #VALUE! | #VALUE! | #VALUE! | #VALUE! |  |  |  |  | #VALUE! | #VALUE! | #VALUE! |  |  | #VALUE! | #VALUE! | #VALUE! | #VALUE! | #VALUE! | #VALUE! | #VALUE! | #VALUE! |  |  |  |  | #VALUE! | #VALUE! | #VALUE! |  |  | #VALUE! | #VALUE! | #VALUE! | #VALUE! | #VALUE! | #VALUE! | #VALUE! | #VALUE! |  |  | #VALUE! | #VALUE! | #VALUE! | #VALUE! | #VALUE! |  |  | #VALUE! | #VALUE! | #VALUE! | #VALUE! | #VALUE! | #VALUE! | #VALUE! | #VALUE! |  |  | #VALUE! | #VALUE! | #VALUE! | #VALUE! | #VALUE! |  |  | #VALUE! | #VALUE! | #VALUE! | #VALUE! | #VALUE! | #VALUE! | #VALUE! | #VALUE! | 0 | #REF! | #VALUE! | #VALUE! | #VALUE! | #VALUE! | #VALUE! | #VALUE! | #VALUE! | 0
|  |  |  | 0 | 51 | 0 |  |  | 1 | 1.0842e-19 | 0 | 1.0669e-18 | 1.0669e-18 | 1.0669e-18 | 0 | 0 |  |  |  |  | #VALUE! | #VALUE! | #VALUE! |  |  | #VALUE! | #VALUE! | #VALUE! | #VALUE! | #VALUE! | #VALUE! | #VALUE! | #VALUE! |  |  |  |  | #VALUE! | #VALUE! | #VALUE! |  |  | #VALUE! | #VALUE! | #VALUE! | #VALUE! | #VALUE! | #VALUE! | #VALUE! | #VALUE! |  |  |  |  | #VALUE! | #VALUE! | #VALUE! |  |  | #VALUE! | #VALUE! | #VALUE! | #VALUE! | #VALUE! | #VALUE! | #VALUE! | #VALUE! |  |  |  |  | #VALUE! | #VALUE! | #VALUE! |  |  | #VALUE! | #VALUE! | #VALUE! | #VALUE! | #VALUE! | #VALUE! | #VALUE! | #VALUE! |  |  |  |  | #VALUE! | #VALUE! | #VALUE! |  |  | #VALUE! | #VALUE! | #VALUE! | #VALUE! | #VALUE! | #VALUE! | #VALUE! | #VALUE! |  |  | #VALUE! | #VALUE! | #VALUE! | #VALUE! | #VALUE! |  |  | #VALUE! | #VALUE! | #VALUE! | #VALUE! | #VALUE! | #VALUE! | #VALUE! | #VALUE! |  |  | #VALUE! | #VALUE! | #VALUE! | #VALUE! | #VALUE! |  |  | #VALUE! | #VALUE! | #VALUE! | #VALUE! | #VALUE! | #VALUE! | #VALUE! | #VALUE! | 0 | #REF! | #VALUE! | #VALUE! | #VALUE! | #VALUE! | #VALUE! | #VALUE! | #VALUE! | 0
|  |  |  | 0 | 51 | 0 |  |  | 1 | 1.0842e-19 | 0 | 1.0669e-18 | 1.0669e-18 | 1.0669e-18 | 0 | 0 |  |  |  |  | #VALUE! | #VALUE! | #VALUE! |  |  | #VALUE! | #VALUE! | #VALUE! | #VALUE! | #VALUE! | #VALUE! | #VALUE! | #VALUE! |  |  |  |  | #VALUE! | #VALUE! | #VALUE! |  |  | #VALUE! | #VALUE! | #VALUE! | #VALUE! | #VALUE! | #VALUE! | #VALUE! | #VALUE! |  |  |  |  | #VALUE! | #VALUE! | #VALUE! |  |  | #VALUE! | #VALUE! | #VALUE! | #VALUE! | #VALUE! | #VALUE! | #VALUE! | #VALUE! |  |  |  |  | #VALUE! | #VALUE! | #VALUE! |  |  | #VALUE! | #VALUE! | #VALUE! | #VALUE! | #VALUE! | #VALUE! | #VALUE! | #VALUE! |  |  |  |  | #VALUE! | #VALUE! | #VALUE! |  |  | #VALUE! | #VALUE! | #VALUE! | #VALUE! | #VALUE! | #VALUE! | #VALUE! | #VALUE! |  |  | #VALUE! | #VALUE! | #VALUE! | #VALUE! | #VALUE! |  |  | #VALUE! | #VALUE! | #VALUE! | #VALUE! | #VALUE! | #VALUE! | #VALUE! | #VALUE! |  |  | #VALUE! | #VALUE! | #VALUE! | #VALUE! | #VALUE! |  |  | #VALUE! | #VALUE! | #VALUE! | #VALUE! | #VALUE! | #VALUE! | #VALUE! | #VALUE! | 0 | #REF! | #VALUE! | #VALUE! | #VALUE! | #VALUE! | #VALUE! | #VALUE! | #VALUE! | 0
|  |  |  | 0 | 51 | 0 |  |  | 1 | 1.0842e-19 | 0 | 1.0669e-18 | 1.0669e-18 | 1.0669e-18 | 0 | 0 |  |  |  |  | #VALUE! | #VALUE! | #VALUE! |  |  | #VALUE! | #VALUE! | #VALUE! | #VALUE! | #VALUE! | #VALUE! | #VALUE! | #VALUE! |  |  |  |  | #VALUE! | #VALUE! | #VALUE! |  |  | #VALUE! | #VALUE! | #VALUE! | #VALUE! | #VALUE! | #VALUE! | #VALUE! | #VALUE! |  |  |  |  | #VALUE! | #VALUE! | #VALUE! |  |  | #VALUE! | #VALUE! | #VALUE! | #VALUE! | #VALUE! | #VALUE! | #VALUE! | #VALUE! |  |  |  |  | #VALUE! | #VALUE! | #VALUE! |  |  | #VALUE! | #VALUE! | #VALUE! | #VALUE! | #VALUE! | #VALUE! | #VALUE! | #VALUE! |  |  |  |  | #VALUE! | #VALUE! | #VALUE! |  |  | #VALUE! | #VALUE! | #VALUE! | #VALUE! | #VALUE! | #VALUE! | #VALUE! | #VALUE! |  |  | #VALUE! | #VALUE! | #VALUE! | #VALUE! | #VALUE! |  |  | #VALUE! | #VALUE! | #VALUE! | #VALUE! | #VALUE! | #VALUE! | #VALUE! | #VALUE! |  |  | #VALUE! | #VALUE! | #VALUE! | #VALUE! | #VALUE! |  |  | #VALUE! | #VALUE! | #VALUE! | #VALUE! | #VALUE! | #VALUE! | #VALUE! | #VALUE! | 0 | #REF! | #VALUE! | #VALUE! | #VALUE! | #VALUE! | #VALUE! | #VALUE! | #VALUE! | 0
|  |  |  | 0 | 51 | 0 |  |  | 1 | 1.0842e-19 | 0 | 1.0669e-18 | 1.0669e-18 | 1.0669e-18 | 0 | 0 |  |  |  |  | #VALUE! | #VALUE! | #VALUE! |  |  | #VALUE! | #VALUE! | #VALUE! | #VALUE! | #VALUE! | #VALUE! | #VALUE! | #VALUE! |  |  |  |  | #VALUE! | #VALUE! | #VALUE! |  |  | #VALUE! | #VALUE! | #VALUE! | #VALUE! | #VALUE! | #VALUE! | #VALUE! | #VALUE! |  |  |  |  | #VALUE! | #VALUE! | #VALUE! |  |  | #VALUE! | #VALUE! | #VALUE! | #VALUE! | #VALUE! | #VALUE! | #VALUE! | #VALUE! |  |  |  |  | #VALUE! | #VALUE! | #VALUE! |  |  | #VALUE! | #VALUE! | #VALUE! | #VALUE! | #VALUE! | #VALUE! | #VALUE! | #VALUE! |  |  |  |  | #VALUE! | #VALUE! | #VALUE! |  |  | #VALUE! | #VALUE! | #VALUE! | #VALUE! | #VALUE! | #VALUE! | #VALUE! | #VALUE! |  |  | #VALUE! | #VALUE! | #VALUE! | #VALUE! | #VALUE! |  |  | #VALUE! | #VALUE! | #VALUE! | #VALUE! | #VALUE! | #VALUE! | #VALUE! | #VALUE! |  |  | #VALUE! | #VALUE! | #VALUE! | #VALUE! | #VALUE! |  |  | #VALUE! | #VALUE! | #VALUE! | #VALUE! | #VALUE! | #VALUE! | #VALUE! | #VALUE! | 0 | #REF! | #VALUE! | #VALUE! | #VALUE! | #VALUE! | #VALUE! | #VALUE! | #VALUE! | 0
|  |  |  | 0 | 51 | 0 |  |  | 1 | 1.0842e-19 | 0 | 1.0669e-18 | 1.0669e-18 | 1.0669e-18 | 0 | 0 |  |  |  |  | #VALUE! | #VALUE! | #VALUE! |  |  | #VALUE! | #VALUE! | #VALUE! | #VALUE! | #VALUE! | #VALUE! | #VALUE! | #VALUE! |  |  |  |  | #VALUE! | #VALUE! | #VALUE! |  |  | #VALUE! | #VALUE! | #VALUE! | #VALUE! | #VALUE! | #VALUE! | #VALUE! | #VALUE! |  |  |  |  | #VALUE! | #VALUE! | #VALUE! |  |  | #VALUE! | #VALUE! | #VALUE! | #VALUE! | #VALUE! | #VALUE! | #VALUE! | #VALUE! |  |  |  |  | #VALUE! | #VALUE! | #VALUE! |  |  | #VALUE! | #VALUE! | #VALUE! | #VALUE! | #VALUE! | #VALUE! | #VALUE! | #VALUE! |  |  |  |  | #VALUE! | #VALUE! | #VALUE! |  |  | #VALUE! | #VALUE! | #VALUE! | #VALUE! | #VALUE! | #VALUE! | #VALUE! | #VALUE! |  |  | #VALUE! | #VALUE! | #VALUE! | #VALUE! | #VALUE! |  |  | #VALUE! | #VALUE! | #VALUE! | #VALUE! | #VALUE! | #VALUE! | #VALUE! | #VALUE! |  |  | #VALUE! | #VALUE! | #VALUE! | #VALUE! | #VALUE! |  |  | #VALUE! | #VALUE! | #VALUE! | #VALUE! | #VALUE! | #VALUE! | #VALUE! | #VALUE! | 0 | #REF! | #VALUE! | #VALUE! | #VALUE! | #VALUE! | #VALUE! | #VALUE! | #VALUE! | 0
|  |  |  | 0 | 51 | 0 |  |  | 1 | 1.0842e-19 | 0 | 1.0669e-18 | 1.0669e-18 | 1.0669e-18 | 0 | 0 |  |  |  |  | #VALUE! | #VALUE! | #VALUE! |  |  | #VALUE! | #VALUE! | #VALUE! | #VALUE! | #VALUE! | #VALUE! | #VALUE! | #VALUE! |  |  |  |  | #VALUE! | #VALUE! | #VALUE! |  |  | #VALUE! | #VALUE! | #VALUE! | #VALUE! | #VALUE! | #VALUE! | #VALUE! | #VALUE! |  |  |  |  | #VALUE! | #VALUE! | #VALUE! |  |  | #VALUE! | #VALUE! | #VALUE! | #VALUE! | #VALUE! | #VALUE! | #VALUE! | #VALUE! |  |  |  |  | #VALUE! | #VALUE! | #VALUE! |  |  | #VALUE! | #VALUE! | #VALUE! | #VALUE! | #VALUE! | #VALUE! | #VALUE! | #VALUE! |  |  |  |  | #VALUE! | #VALUE! | #VALUE! |  |  | #VALUE! | #VALUE! | #VALUE! | #VALUE! | #VALUE! | #VALUE! | #VALUE! | #VALUE! |  |  | #VALUE! | #VALUE! | #VALUE! | #VALUE! | #VALUE! |  |  | #VALUE! | #VALUE! | #VALUE! | #VALUE! | #VALUE! | #VALUE! | #VALUE! | #VALUE! |  |  | #VALUE! | #VALUE! | #VALUE! | #VALUE! | #VALUE! |  |  | #VALUE! | #VALUE! | #VALUE! | #VALUE! | #VALUE! | #VALUE! | #VALUE! | #VALUE! | 0 | #REF! | #VALUE! | #VALUE! | #VALUE! | #VALUE! | #VALUE! | #VALUE! | #VALUE! | 0
|  |  |  | 0 | 51 | 0 |  |  | 1 | 1.0842e-19 | 0 | 1.0669e-18 | 1.0669e-18 | 1.0669e-18 | 0 | 0 |  |  |  |  | #VALUE! | #VALUE! | #VALUE! |  |  | #VALUE! | #VALUE! | #VALUE! | #VALUE! | #VALUE! | #VALUE! | #VALUE! | #VALUE! |  |  |  |  | #VALUE! | #VALUE! | #VALUE! |  |  | #VALUE! | #VALUE! | #VALUE! | #VALUE! | #VALUE! | #VALUE! | #VALUE! | #VALUE! |  |  |  |  | #VALUE! | #VALUE! | #VALUE! |  |  | #VALUE! | #VALUE! | #VALUE! | #VALUE! | #VALUE! | #VALUE! | #VALUE! | #VALUE! |  |  |  |  | #VALUE! | #VALUE! | #VALUE! |  |  | #VALUE! | #VALUE! | #VALUE! | #VALUE! | #VALUE! | #VALUE! | #VALUE! | #VALUE! |  |  |  |  | #VALUE! | #VALUE! | #VALUE! |  |  | #VALUE! | #VALUE! | #VALUE! | #VALUE! | #VALUE! | #VALUE! | #VALUE! | #VALUE! |  |  | #VALUE! | #VALUE! | #VALUE! | #VALUE! | #VALUE! |  |  | #VALUE! | #VALUE! | #VALUE! | #VALUE! | #VALUE! | #VALUE! | #VALUE! | #VALUE! |  |  | #VALUE! | #VALUE! | #VALUE! | #VALUE! | #VALUE! |  |  | #VALUE! | #VALUE! | #VALUE! | #VALUE! | #VALUE! | #VALUE! | #VALUE! | #VALUE! | 0 | #REF! | #VALUE! | #VALUE! | #VALUE! | #VALUE! | #VALUE! | #VALUE! | #VALUE! | 0
|  |  |  | 0 | 51 | 0 |  |  | 1 | 1.0842e-19 | 0 | 1.0669e-18 | 1.0669e-18 | 1.0669e-18 | 0 | 0 |  |  |  |  | #VALUE! | #VALUE! | #VALUE! |  |  | #VALUE! | #VALUE! | #VALUE! | #VALUE! | #VALUE! | #VALUE! | #VALUE! | #VALUE! |  |  |  |  | #VALUE! | #VALUE! | #VALUE! |  |  | #VALUE! | #VALUE! | #VALUE! | #VALUE! | #VALUE! | #VALUE! | #VALUE! | #VALUE! |  |  |  |  | #VALUE! | #VALUE! | #VALUE! |  |  | #VALUE! | #VALUE! | #VALUE! | #VALUE! | #VALUE! | #VALUE! | #VALUE! | #VALUE! |  |  |  |  | #VALUE! | #VALUE! | #VALUE! |  |  | #VALUE! | #VALUE! | #VALUE! | #VALUE! | #VALUE! | #VALUE! | #VALUE! | #VALUE! |  |  |  |  | #VALUE! | #VALUE! | #VALUE! |  |  | #VALUE! | #VALUE! | #VALUE! | #VALUE! | #VALUE! | #VALUE! | #VALUE! | #VALUE! |  |  | #VALUE! | #VALUE! | #VALUE! | #VALUE! | #VALUE! |  |  | #VALUE! | #VALUE! | #VALUE! | #VALUE! | #VALUE! | #VALUE! | #VALUE! | #VALUE! |  |  | #VALUE! | #VALUE! | #VALUE! | #VALUE! | #VALUE! |  |  | #VALUE! | #VALUE! | #VALUE! | #VALUE! | #VALUE! | #VALUE! | #VALUE! | #VALUE! | 0 | #REF! | #VALUE! | #VALUE! | #VALUE! | #VALUE! | #VALUE! | #VALUE! | #VALUE! | 0
|  |  |  | 0 | 51 | 0 |  |  | 1 | 1.0842e-19 | 0 | 1.0669e-18 | 1.0669e-18 | 1.0669e-18 | 0 | 0 |  |  |  |  | #VALUE! | #VALUE! | #VALUE! |  |  | #VALUE! | #VALUE! | #VALUE! | #VALUE! | #VALUE! | #VALUE! | #VALUE! | #VALUE! |  |  |  |  | #VALUE! | #VALUE! | #VALUE! |  |  | #VALUE! | #VALUE! | #VALUE! | #VALUE! | #VALUE! | #VALUE! | #VALUE! | #VALUE! |  |  |  |  | #VALUE! | #VALUE! | #VALUE! |  |  | #VALUE! | #VALUE! | #VALUE! | #VALUE! | #VALUE! | #VALUE! | #VALUE! | #VALUE! |  |  |  |  | #VALUE! | #VALUE! | #VALUE! |  |  | #VALUE! | #VALUE! | #VALUE! | #VALUE! | #VALUE! | #VALUE! | #VALUE! | #VALUE! |  |  |  |  | #VALUE! | #VALUE! | #VALUE! |  |  | #VALUE! | #VALUE! | #VALUE! | #VALUE! | #VALUE! | #VALUE! | #VALUE! | #VALUE! |  |  | #VALUE! | #VALUE! | #VALUE! | #VALUE! | #VALUE! |  |  | #VALUE! | #VALUE! | #VALUE! | #VALUE! | #VALUE! | #VALUE! | #VALUE! | #VALUE! |  |  | #VALUE! | #VALUE! | #VALUE! | #VALUE! | #VALUE! |  |  | #VALUE! | #VALUE! | #VALUE! | #VALUE! | #VALUE! | #VALUE! | #VALUE! | #VALUE! | 0 | #REF! | #VALUE! | #VALUE! | #VALUE! | #VALUE! | #VALUE! | #VALUE! | #VALUE! | 0
|  |  |  | 0 | 51 | 0 |  |  | 1 | 1.0842e-19 | 0 | 1.0669e-18 | 1.0669e-18 | 1.0669e-18 | 0 | 0 |  |  |  |  | #VALUE! | #VALUE! | #VALUE! |  |  | #VALUE! | #VALUE! | #VALUE! | #VALUE! | #VALUE! | #VALUE! | #VALUE! | #VALUE! |  |  |  |  | #VALUE! | #VALUE! | #VALUE! |  |  | #VALUE! | #VALUE! | #VALUE! | #VALUE! | #VALUE! | #VALUE! | #VALUE! | #VALUE! |  |  |  |  | #VALUE! | #VALUE! | #VALUE! |  |  | #VALUE! | #VALUE! | #VALUE! | #VALUE! | #VALUE! | #VALUE! | #VALUE! | #VALUE! |  |  |  |  | #VALUE! | #VALUE! | #VALUE! |  |  | #VALUE! | #VALUE! | #VALUE! | #VALUE! | #VALUE! | #VALUE! | #VALUE! | #VALUE! |  |  |  |  | #VALUE! | #VALUE! | #VALUE! |  |  | #VALUE! | #VALUE! | #VALUE! | #VALUE! | #VALUE! | #VALUE! | #VALUE! | #VALUE! |  |  | #VALUE! | #VALUE! | #VALUE! | #VALUE! | #VALUE! |  |  | #VALUE! | #VALUE! | #VALUE! | #VALUE! | #VALUE! | #VALUE! | #VALUE! | #VALUE! |  |  | #VALUE! | #VALUE! | #VALUE! | #VALUE! | #VALUE! |  |  | #VALUE! | #VALUE! | #VALUE! | #VALUE! | #VALUE! | #VALUE! | #VALUE! | #VALUE! | 0 | #REF! | #VALUE! | #VALUE! | #VALUE! | #VALUE! | #VALUE! | #VALUE! | #VALUE! | 0
|  |  |  | 0 | 51 | 0 |  |  | 1 | 1.0842e-19 | 0 | 1.0669e-18 | 1.0669e-18 | 1.0669e-18 | 0 | 0 |  |  |  |  | #VALUE! | #VALUE! | #VALUE! |  |  | #VALUE! | #VALUE! | #VALUE! | #VALUE! | #VALUE! | #VALUE! | #VALUE! | #VALUE! |  |  |  |  | #VALUE! | #VALUE! | #VALUE! |  |  | #VALUE! | #VALUE! | #VALUE! | #VALUE! | #VALUE! | #VALUE! | #VALUE! | #VALUE! |  |  |  |  | #VALUE! | #VALUE! | #VALUE! |  |  | #VALUE! | #VALUE! | #VALUE! | #VALUE! | #VALUE! | #VALUE! | #VALUE! | #VALUE! |  |  |  |  | #VALUE! | #VALUE! | #VALUE! |  |  | #VALUE! | #VALUE! | #VALUE! | #VALUE! | #VALUE! | #VALUE! | #VALUE! | #VALUE! |  |  |  |  | #VALUE! | #VALUE! | #VALUE! |  |  | #VALUE! | #VALUE! | #VALUE! | #VALUE! | #VALUE! | #VALUE! | #VALUE! | #VALUE! |  |  | #VALUE! | #VALUE! | #VALUE! | #VALUE! | #VALUE! |  |  | #VALUE! | #VALUE! | #VALUE! | #VALUE! | #VALUE! | #VALUE! | #VALUE! | #VALUE! |  |  | #VALUE! | #VALUE! | #VALUE! | #VALUE! | #VALUE! |  |  | #VALUE! | #VALUE! | #VALUE! | #VALUE! | #VALUE! | #VALUE! | #VALUE! | #VALUE! | 0 | #REF! | #VALUE! | #VALUE! | #VALUE! | #VALUE! | #VALUE! | #VALUE! | #VALUE! | 0
|  |  |  | 0 | 51 | 0 |  |  | 1 | 1.0842e-19 | 0 | 1.0669e-18 | 1.0669e-18 | 1.0669e-18 | 0 | 0 |  |  |  |  | #VALUE! | #VALUE! | #VALUE! |  |  | #VALUE! | #VALUE! | #VALUE! | #VALUE! | #VALUE! | #VALUE! | #VALUE! | #VALUE! |  |  |  |  | #VALUE! | #VALUE! | #VALUE! |  |  | #VALUE! | #VALUE! | #VALUE! | #VALUE! | #VALUE! | #VALUE! | #VALUE! | #VALUE! |  |  |  |  | #VALUE! | #VALUE! | #VALUE! |  |  | #VALUE! | #VALUE! | #VALUE! | #VALUE! | #VALUE! | #VALUE! | #VALUE! | #VALUE! |  |  |  |  | #VALUE! | #VALUE! | #VALUE! |  |  | #VALUE! | #VALUE! | #VALUE! | #VALUE! | #VALUE! | #VALUE! | #VALUE! | #VALUE! |  |  |  |  | #VALUE! | #VALUE! | #VALUE! |  |  | #VALUE! | #VALUE! | #VALUE! | #VALUE! | #VALUE! | #VALUE! | #VALUE! | #VALUE! |  |  | #VALUE! | #VALUE! | #VALUE! | #VALUE! | #VALUE! |  |  | #VALUE! | #VALUE! | #VALUE! | #VALUE! | #VALUE! | #VALUE! | #VALUE! | #VALUE! |  |  | #VALUE! | #VALUE! | #VALUE! | #VALUE! | #VALUE! |  |  | #VALUE! | #VALUE! | #VALUE! | #VALUE! | #VALUE! | #VALUE! | #VALUE! | #VALUE! | 0 | #REF! | #VALUE! | #VALUE! | #VALUE! | #VALUE! | #VALUE! | #VALUE! | #VALUE! | 0
|  |  |  | 0 | 51 | 0 |  |  | 1 | 1.0842e-19 | 0 | 1.0669e-18 | 1.0669e-18 | 1.0669e-18 | 0 | 0 |  |  |  |  | #VALUE! | #VALUE! | #VALUE! |  |  | #VALUE! | #VALUE! | #VALUE! | #VALUE! | #VALUE! | #VALUE! | #VALUE! | #VALUE! |  |  |  |  | #VALUE! | #VALUE! | #VALUE! |  |  | #VALUE! | #VALUE! | #VALUE! | #VALUE! | #VALUE! | #VALUE! | #VALUE! | #VALUE! |  |  |  |  | #VALUE! | #VALUE! | #VALUE! |  |  | #VALUE! | #VALUE! | #VALUE! | #VALUE! | #VALUE! | #VALUE! | #VALUE! | #VALUE! |  |  |  |  | #VALUE! | #VALUE! | #VALUE! |  |  | #VALUE! | #VALUE! | #VALUE! | #VALUE! | #VALUE! | #VALUE! | #VALUE! | #VALUE! |  |  |  |  | #VALUE! | #VALUE! | #VALUE! |  |  | #VALUE! | #VALUE! | #VALUE! | #VALUE! | #VALUE! | #VALUE! | #VALUE! | #VALUE! |  |  | #VALUE! | #VALUE! | #VALUE! | #VALUE! | #VALUE! |  |  | #VALUE! | #VALUE! | #VALUE! | #VALUE! | #VALUE! | #VALUE! | #VALUE! | #VALUE! |  |  | #VALUE! | #VALUE! | #VALUE! | #VALUE! | #VALUE! |  |  | #VALUE! | #VALUE! | #VALUE! | #VALUE! | #VALUE! | #VALUE! | #VALUE! | #VALUE! | 0 | #REF! | #VALUE! | #VALUE! | #VALUE! | #VALUE! | #VALUE! | #VALUE! | #VALUE! | 0
|  |  |  | 0 | 51 | 0 |  |  | 1 | 1.0842e-19 | 0 | 1.0669e-18 | 1.0669e-18 | 1.0669e-18 | 0 | 0 |  |  |  |  | #VALUE! | #VALUE! | #VALUE! |  |  | #VALUE! | #VALUE! | #VALUE! | #VALUE! | #VALUE! | #VALUE! | #VALUE! | #VALUE! |  |  |  |  | #VALUE! | #VALUE! | #VALUE! |  |  | #VALUE! | #VALUE! | #VALUE! | #VALUE! | #VALUE! | #VALUE! | #VALUE! | #VALUE! |  |  |  |  | #VALUE! | #VALUE! | #VALUE! |  |  | #VALUE! | #VALUE! | #VALUE! | #VALUE! | #VALUE! | #VALUE! | #VALUE! | #VALUE! |  |  |  |  | #VALUE! | #VALUE! | #VALUE! |  |  | #VALUE! | #VALUE! | #VALUE! | #VALUE! | #VALUE! | #VALUE! | #VALUE! | #VALUE! |  |  |  |  | #VALUE! | #VALUE! | #VALUE! |  |  | #VALUE! | #VALUE! | #VALUE! | #VALUE! | #VALUE! | #VALUE! | #VALUE! | #VALUE! |  |  | #VALUE! | #VALUE! | #VALUE! | #VALUE! | #VALUE! |  |  | #VALUE! | #VALUE! | #VALUE! | #VALUE! | #VALUE! | #VALUE! | #VALUE! | #VALUE! |  |  | #VALUE! | #VALUE! | #VALUE! | #VALUE! | #VALUE! |  |  | #VALUE! | #VALUE! | #VALUE! | #VALUE! | #VALUE! | #VALUE! | #VALUE! | #VALUE! | 0 | #REF! | #VALUE! | #VALUE! | #VALUE! | #VALUE! | #VALUE! | #VALUE! | #VALUE! | 0
|  |  |  | 0 | 51 | 0 |  |  | 1 | 1.0842e-19 | 0 | 1.0669e-18 | 1.0669e-18 | 1.0669e-18 | 0 | 0 |  |  |  |  | #VALUE! | #VALUE! | #VALUE! |  |  | #VALUE! | #VALUE! | #VALUE! | #VALUE! | #VALUE! | #VALUE! | #VALUE! | #VALUE! |  |  |  |  | #VALUE! | #VALUE! | #VALUE! |  |  | #VALUE! | #VALUE! | #VALUE! | #VALUE! | #VALUE! | #VALUE! | #VALUE! | #VALUE! |  |  |  |  | #VALUE! | #VALUE! | #VALUE! |  |  | #VALUE! | #VALUE! | #VALUE! | #VALUE! | #VALUE! | #VALUE! | #VALUE! | #VALUE! |  |  |  |  | #VALUE! | #VALUE! | #VALUE! |  |  | #VALUE! | #VALUE! | #VALUE! | #VALUE! | #VALUE! | #VALUE! | #VALUE! | #VALUE! |  |  |  |  | #VALUE! | #VALUE! | #VALUE! |  |  | #VALUE! | #VALUE! | #VALUE! | #VALUE! | #VALUE! | #VALUE! | #VALUE! | #VALUE! |  |  | #VALUE! | #VALUE! | #VALUE! | #VALUE! | #VALUE! |  |  | #VALUE! | #VALUE! | #VALUE! | #VALUE! | #VALUE! | #VALUE! | #VALUE! | #VALUE! |  |  | #VALUE! | #VALUE! | #VALUE! | #VALUE! | #VALUE! |  |  | #VALUE! | #VALUE! | #VALUE! | #VALUE! | #VALUE! | #VALUE! | #VALUE! | #VALUE! | 0 | #REF! | #VALUE! | #VALUE! | #VALUE! | #VALUE! | #VALUE! | #VALUE! | #VALUE! | 0
|  |  |  | 0 | 51 | 0 |  |  | 1 | 1.0842e-19 | 0 | 1.0669e-18 | 1.0669e-18 | 1.0669e-18 | 0 | 0 |  |  |  |  | #VALUE! | #VALUE! | #VALUE! |  |  | #VALUE! | #VALUE! | #VALUE! | #VALUE! | #VALUE! | #VALUE! | #VALUE! | #VALUE! |  |  |  |  | #VALUE! | #VALUE! | #VALUE! |  |  | #VALUE! | #VALUE! | #VALUE! | #VALUE! | #VALUE! | #VALUE! | #VALUE! | #VALUE! |  |  |  |  | #VALUE! | #VALUE! | #VALUE! |  |  | #VALUE! | #VALUE! | #VALUE! | #VALUE! | #VALUE! | #VALUE! | #VALUE! | #VALUE! |  |  |  |  | #VALUE! | #VALUE! | #VALUE! |  |  | #VALUE! | #VALUE! | #VALUE! | #VALUE! | #VALUE! | #VALUE! | #VALUE! | #VALUE! |  |  |  |  | #VALUE! | #VALUE! | #VALUE! |  |  | #VALUE! | #VALUE! | #VALUE! | #VALUE! | #VALUE! | #VALUE! | #VALUE! | #VALUE! |  |  | #VALUE! | #VALUE! | #VALUE! | #VALUE! | #VALUE! |  |  | #VALUE! | #VALUE! | #VALUE! | #VALUE! | #VALUE! | #VALUE! | #VALUE! | #VALUE! |  |  | #VALUE! | #VALUE! | #VALUE! | #VALUE! | #VALUE! |  |  | #VALUE! | #VALUE! | #VALUE! | #VALUE! | #VALUE! | #VALUE! | #VALUE! | #VALUE! | 0 | #REF! | #VALUE! | #VALUE! | #VALUE! | #VALUE! | #VALUE! | #VALUE! | #VALUE! | 0
|  |  |  | 0 | 51 | 0 |  |  | 1 | 1.0842e-19 | 0 | 1.0669e-18 | 1.0669e-18 | 1.0669e-18 | 0 | 0 |  |  |  |  | #VALUE! | #VALUE! | #VALUE! |  |  | #VALUE! | #VALUE! | #VALUE! | #VALUE! | #VALUE! | #VALUE! | #VALUE! | #VALUE! |  |  |  |  | #VALUE! | #VALUE! | #VALUE! |  |  | #VALUE! | #VALUE! | #VALUE! | #VALUE! | #VALUE! | #VALUE! | #VALUE! | #VALUE! |  |  |  |  | #VALUE! | #VALUE! | #VALUE! |  |  | #VALUE! | #VALUE! | #VALUE! | #VALUE! | #VALUE! | #VALUE! | #VALUE! | #VALUE! |  |  |  |  | #VALUE! | #VALUE! | #VALUE! |  |  | #VALUE! | #VALUE! | #VALUE! | #VALUE! | #VALUE! | #VALUE! | #VALUE! | #VALUE! |  |  |  |  | #VALUE! | #VALUE! | #VALUE! |  |  | #VALUE! | #VALUE! | #VALUE! | #VALUE! | #VALUE! | #VALUE! | #VALUE! | #VALUE! |  |  | #VALUE! | #VALUE! | #VALUE! | #VALUE! | #VALUE! |  |  | #VALUE! | #VALUE! | #VALUE! | #VALUE! | #VALUE! | #VALUE! | #VALUE! | #VALUE! |  |  | #VALUE! | #VALUE! | #VALUE! | #VALUE! | #VALUE! |  |  | #VALUE! | #VALUE! | #VALUE! | #VALUE! | #VALUE! | #VALUE! | #VALUE! | #VALUE! | 0 | #REF! | #VALUE! | #VALUE! | #VALUE! | #VALUE! | #VALUE! | #VALUE! | #VALUE! | 0
|  |  |  | 0 | 51 | 0 |  |  | 1 | 1.0842e-19 | 0 | 1.0669e-18 | 1.0669e-18 | 1.0669e-18 | 0 | 0 |  |  |  |  | #VALUE! | #VALUE! | #VALUE! |  |  | #VALUE! | #VALUE! | #VALUE! | #VALUE! | #VALUE! | #VALUE! | #VALUE! | #VALUE! |  |  |  |  | #VALUE! | #VALUE! | #VALUE! |  |  | #VALUE! | #VALUE! | #VALUE! | #VALUE! | #VALUE! | #VALUE! | #VALUE! | #VALUE! |  |  |  |  | #VALUE! | #VALUE! | #VALUE! |  |  | #VALUE! | #VALUE! | #VALUE! | #VALUE! | #VALUE! | #VALUE! | #VALUE! | #VALUE! |  |  |  |  | #VALUE! | #VALUE! | #VALUE! |  |  | #VALUE! | #VALUE! | #VALUE! | #VALUE! | #VALUE! | #VALUE! | #VALUE! | #VALUE! |  |  |  |  | #VALUE! | #VALUE! | #VALUE! |  |  | #VALUE! | #VALUE! | #VALUE! | #VALUE! | #VALUE! | #VALUE! | #VALUE! | #VALUE! |  |  | #VALUE! | #VALUE! | #VALUE! | #VALUE! | #VALUE! |  |  | #VALUE! | #VALUE! | #VALUE! | #VALUE! | #VALUE! | #VALUE! | #VALUE! | #VALUE! |  |  | #VALUE! | #VALUE! | #VALUE! | #VALUE! | #VALUE! |  |  | #VALUE! | #VALUE! | #VALUE! | #VALUE! | #VALUE! | #VALUE! | #VALUE! | #VALUE! | 0 | #REF! | #VALUE! | #VALUE! | #VALUE! | #VALUE! | #VALUE! | #VALUE! | #VALUE! | 0
|  |  |  | 0 | 51 | 0 |  |  | 1 | 1.0842e-19 | 0 | 1.0669e-18 | 1.0669e-18 | 1.0669e-18 | 0 | 0 |  |  |  |  | #VALUE! | #VALUE! | #VALUE! |  |  | #VALUE! | #VALUE! | #VALUE! | #VALUE! | #VALUE! | #VALUE! | #VALUE! | #VALUE! |  |  |  |  | #VALUE! | #VALUE! | #VALUE! |  |  | #VALUE! | #VALUE! | #VALUE! | #VALUE! | #VALUE! | #VALUE! | #VALUE! | #VALUE! |  |  |  |  | #VALUE! | #VALUE! | #VALUE! |  |  | #VALUE! | #VALUE! | #VALUE! | #VALUE! | #VALUE! | #VALUE! | #VALUE! | #VALUE! |  |  |  |  | #VALUE! | #VALUE! | #VALUE! |  |  | #VALUE! | #VALUE! | #VALUE! | #VALUE! | #VALUE! | #VALUE! | #VALUE! | #VALUE! |  |  |  |  | #VALUE! | #VALUE! | #VALUE! |  |  | #VALUE! | #VALUE! | #VALUE! | #VALUE! | #VALUE! | #VALUE! | #VALUE! | #VALUE! |  |  | #VALUE! | #VALUE! | #VALUE! | #VALUE! | #VALUE! |  |  | #VALUE! | #VALUE! | #VALUE! | #VALUE! | #VALUE! | #VALUE! | #VALUE! | #VALUE! |  |  | #VALUE! | #VALUE! | #VALUE! | #VALUE! | #VALUE! |  |  | #VALUE! | #VALUE! | #VALUE! | #VALUE! | #VALUE! | #VALUE! | #VALUE! | #VALUE! | 0 | #REF! | #VALUE! | #VALUE! | #VALUE! | #VALUE! | #VALUE! | #VALUE! | #VALUE! | 0
|  |  |  | 0 | 51 | 0 |  |  | 1 | 1.0842e-19 | 0 | 1.0669e-18 | 1.0669e-18 | 1.0669e-18 | 0 | 0 |  |  |  |  | #VALUE! | #VALUE! | #VALUE! |  |  | #VALUE! | #VALUE! | #VALUE! | #VALUE! | #VALUE! | #VALUE! | #VALUE! | #VALUE! |  |  |  |  | #VALUE! | #VALUE! | #VALUE! |  |  | #VALUE! | #VALUE! | #VALUE! | #VALUE! | #VALUE! | #VALUE! | #VALUE! | #VALUE! |  |  |  |  | #VALUE! | #VALUE! | #VALUE! |  |  | #VALUE! | #VALUE! | #VALUE! | #VALUE! | #VALUE! | #VALUE! | #VALUE! | #VALUE! |  |  |  |  | #VALUE! | #VALUE! | #VALUE! |  |  | #VALUE! | #VALUE! | #VALUE! | #VALUE! | #VALUE! | #VALUE! | #VALUE! | #VALUE! |  |  |  |  | #VALUE! | #VALUE! | #VALUE! |  |  | #VALUE! | #VALUE! | #VALUE! | #VALUE! | #VALUE! | #VALUE! | #VALUE! | #VALUE! |  |  | #VALUE! | #VALUE! | #VALUE! | #VALUE! | #VALUE! |  |  | #VALUE! | #VALUE! | #VALUE! | #VALUE! | #VALUE! | #VALUE! | #VALUE! | #VALUE! |  |  | #VALUE! | #VALUE! | #VALUE! | #VALUE! | #VALUE! |  |  | #VALUE! | #VALUE! | #VALUE! | #VALUE! | #VALUE! | #VALUE! | #VALUE! | #VALUE! | 0 | #REF! | #VALUE! | #VALUE! | #VALUE! | #VALUE! | #VALUE! | #VALUE! | #VALUE! | 0
|  |  |  | 0 | 51 | 0 |  |  | 1 | 1.0842e-19 | 0 | 1.0669e-18 | 1.0669e-18 | 1.0669e-18 | 0 | 0 |  |  |  |  | #VALUE! | #VALUE! | #VALUE! |  |  | #VALUE! | #VALUE! | #VALUE! | #VALUE! | #VALUE! | #VALUE! | #VALUE! | #VALUE! |  |  |  |  | #VALUE! | #VALUE! | #VALUE! |  |  | #VALUE! | #VALUE! | #VALUE! | #VALUE! | #VALUE! | #VALUE! | #VALUE! | #VALUE! |  |  |  |  | #VALUE! | #VALUE! | #VALUE! |  |  | #VALUE! | #VALUE! | #VALUE! | #VALUE! | #VALUE! | #VALUE! | #VALUE! | #VALUE! |  |  |  |  | #VALUE! | #VALUE! | #VALUE! |  |  | #VALUE! | #VALUE! | #VALUE! | #VALUE! | #VALUE! | #VALUE! | #VALUE! | #VALUE! |  |  |  |  | #VALUE! | #VALUE! | #VALUE! |  |  | #VALUE! | #VALUE! | #VALUE! | #VALUE! | #VALUE! | #VALUE! | #VALUE! | #VALUE! |  |  | #VALUE! | #VALUE! | #VALUE! | #VALUE! | #VALUE! |  |  | #VALUE! | #VALUE! | #VALUE! | #VALUE! | #VALUE! | #VALUE! | #VALUE! | #VALUE! |  |  | #VALUE! | #VALUE! | #VALUE! | #VALUE! | #VALUE! |  |  | #VALUE! | #VALUE! | #VALUE! | #VALUE! | #VALUE! | #VALUE! | #VALUE! | #VALUE! | 0 | #REF! | #VALUE! | #VALUE! | #VALUE! | #VALUE! | #VALUE! | #VALUE! | #VALUE! | 0
|  |  |  | 0 | 51 | 0 |  |  | 1 | 1.0842e-19 | 0 | 1.0669e-18 | 1.0669e-18 | 1.0669e-18 | 0 | 0 |  |  |  |  | #VALUE! | #VALUE! | #VALUE! |  |  | #VALUE! | #VALUE! | #VALUE! | #VALUE! | #VALUE! | #VALUE! | #VALUE! | #VALUE! |  |  |  |  | #VALUE! | #VALUE! | #VALUE! |  |  | #VALUE! | #VALUE! | #VALUE! | #VALUE! | #VALUE! | #VALUE! | #VALUE! | #VALUE! |  |  |  |  | #VALUE! | #VALUE! | #VALUE! |  |  | #VALUE! | #VALUE! | #VALUE! | #VALUE! | #VALUE! | #VALUE! | #VALUE! | #VALUE! |  |  |  |  | #VALUE! | #VALUE! | #VALUE! |  |  | #VALUE! | #VALUE! | #VALUE! | #VALUE! | #VALUE! | #VALUE! | #VALUE! | #VALUE! |  |  |  |  | #VALUE! | #VALUE! | #VALUE! |  |  | #VALUE! | #VALUE! | #VALUE! | #VALUE! | #VALUE! | #VALUE! | #VALUE! | #VALUE! |  |  | #VALUE! | #VALUE! | #VALUE! | #VALUE! | #VALUE! |  |  | #VALUE! | #VALUE! | #VALUE! | #VALUE! | #VALUE! | #VALUE! | #VALUE! | #VALUE! |  |  | #VALUE! | #VALUE! | #VALUE! | #VALUE! | #VALUE! |  |  | #VALUE! | #VALUE! | #VALUE! | #VALUE! | #VALUE! | #VALUE! | #VALUE! | #VALUE! | 0 | #REF! | #VALUE! | #VALUE! | #VALUE! | #VALUE! | #VALUE! | #VALUE! | #VALUE! | 0
|  |  |  | 0 | 51 | 0 |  |  | 1 | 1.0842e-19 | 0 | 1.0669e-18 | 1.0669e-18 | 1.0669e-18 | 0 | 0 |  |  |  |  | #VALUE! | #VALUE! | #VALUE! |  |  | #VALUE! | #VALUE! | #VALUE! | #VALUE! | #VALUE! | #VALUE! | #VALUE! | #VALUE! |  |  |  |  | #VALUE! | #VALUE! | #VALUE! |  |  | #VALUE! | #VALUE! | #VALUE! | #VALUE! | #VALUE! | #VALUE! | #VALUE! | #VALUE! |  |  |  |  | #VALUE! | #VALUE! | #VALUE! |  |  | #VALUE! | #VALUE! | #VALUE! | #VALUE! | #VALUE! | #VALUE! | #VALUE! | #VALUE! |  |  |  |  | #VALUE! | #VALUE! | #VALUE! |  |  | #VALUE! | #VALUE! | #VALUE! | #VALUE! | #VALUE! | #VALUE! | #VALUE! | #VALUE! |  |  |  |  | #VALUE! | #VALUE! | #VALUE! |  |  | #VALUE! | #VALUE! | #VALUE! | #VALUE! | #VALUE! | #VALUE! | #VALUE! | #VALUE! |  |  | #VALUE! | #VALUE! | #VALUE! | #VALUE! | #VALUE! |  |  | #VALUE! | #VALUE! | #VALUE! | #VALUE! | #VALUE! | #VALUE! | #VALUE! | #VALUE! |  |  | #VALUE! | #VALUE! | #VALUE! | #VALUE! | #VALUE! |  |  | #VALUE! | #VALUE! | #VALUE! | #VALUE! | #VALUE! | #VALUE! | #VALUE! | #VALUE! | 0 | #REF! | #VALUE! | #VALUE! | #VALUE! | #VALUE! | #VALUE! | #VALUE! | #VALUE! | 0
|  |  |  | 0 | 51 | 0 |  |  | 1 | 1.0842e-19 | 0 | 1.0669e-18 | 1.0669e-18 | 1.0669e-18 | 0 | 0 |  |  |  |  | #VALUE! | #VALUE! | #VALUE! |  |  | #VALUE! | #VALUE! | #VALUE! | #VALUE! | #VALUE! | #VALUE! | #VALUE! | #VALUE! |  |  |  |  | #VALUE! | #VALUE! | #VALUE! |  |  | #VALUE! | #VALUE! | #VALUE! | #VALUE! | #VALUE! | #VALUE! | #VALUE! | #VALUE! |  |  |  |  | #VALUE! | #VALUE! | #VALUE! |  |  | #VALUE! | #VALUE! | #VALUE! | #VALUE! | #VALUE! | #VALUE! | #VALUE! | #VALUE! |  |  |  |  | #VALUE! | #VALUE! | #VALUE! |  |  | #VALUE! | #VALUE! | #VALUE! | #VALUE! | #VALUE! | #VALUE! | #VALUE! | #VALUE! |  |  |  |  | #VALUE! | #VALUE! | #VALUE! |  |  | #VALUE! | #VALUE! | #VALUE! | #VALUE! | #VALUE! | #VALUE! | #VALUE! | #VALUE! |  |  | #VALUE! | #VALUE! | #VALUE! | #VALUE! | #VALUE! |  |  | #VALUE! | #VALUE! | #VALUE! | #VALUE! | #VALUE! | #VALUE! | #VALUE! | #VALUE! |  |  | #VALUE! | #VALUE! | #VALUE! | #VALUE! | #VALUE! |  |  | #VALUE! | #VALUE! | #VALUE! | #VALUE! | #VALUE! | #VALUE! | #VALUE! | #VALUE! | 0 | #REF! | #VALUE! | #VALUE! | #VALUE! | #VALUE! | #VALUE! | #VALUE! | #VALUE! | 0
|  |  |  | 0 | 51 | 0 |  |  | 1 | 1.0842e-19 | 0 | 1.0669e-18 | 1.0669e-18 | 1.0669e-18 | 0 | 0 |  |  |  |  | #VALUE! | #VALUE! | #VALUE! |  |  | #VALUE! | #VALUE! | #VALUE! | #VALUE! | #VALUE! | #VALUE! | #VALUE! | #VALUE! |  |  |  |  | #VALUE! | #VALUE! | #VALUE! |  |  | #VALUE! | #VALUE! | #VALUE! | #VALUE! | #VALUE! | #VALUE! | #VALUE! | #VALUE! |  |  |  |  | #VALUE! | #VALUE! | #VALUE! |  |  | #VALUE! | #VALUE! | #VALUE! | #VALUE! | #VALUE! | #VALUE! | #VALUE! | #VALUE! |  |  |  |  | #VALUE! | #VALUE! | #VALUE! |  |  | #VALUE! | #VALUE! | #VALUE! | #VALUE! | #VALUE! | #VALUE! | #VALUE! | #VALUE! |  |  |  |  | #VALUE! | #VALUE! | #VALUE! |  |  | #VALUE! | #VALUE! | #VALUE! | #VALUE! | #VALUE! | #VALUE! | #VALUE! | #VALUE! |  |  | #VALUE! | #VALUE! | #VALUE! | #VALUE! | #VALUE! |  |  | #VALUE! | #VALUE! | #VALUE! | #VALUE! | #VALUE! | #VALUE! | #VALUE! | #VALUE! |  |  | #VALUE! | #VALUE! | #VALUE! | #VALUE! | #VALUE! |  |  | #VALUE! | #VALUE! | #VALUE! | #VALUE! | #VALUE! | #VALUE! | #VALUE! | #VALUE! | 0 | #REF! | #VALUE! | #VALUE! | #VALUE! | #VALUE! | #VALUE! | #VALUE! | #VALUE! | 0
|  |  |  | 0 | 51 | 0 |  |  | 1 | 1.0842e-19 | 0 | 1.0669e-18 | 1.0669e-18 | 1.0669e-18 | 0 | 0 |  |  |  |  | #VALUE! | #VALUE! | #VALUE! |  |  | #VALUE! | #VALUE! | #VALUE! | #VALUE! | #VALUE! | #VALUE! | #VALUE! | #VALUE! |  |  |  |  | #VALUE! | #VALUE! | #VALUE! |  |  | #VALUE! | #VALUE! | #VALUE! | #VALUE! | #VALUE! | #VALUE! | #VALUE! | #VALUE! |  |  |  |  | #VALUE! | #VALUE! | #VALUE! |  |  | #VALUE! | #VALUE! | #VALUE! | #VALUE! | #VALUE! | #VALUE! | #VALUE! | #VALUE! |  |  |  |  | #VALUE! | #VALUE! | #VALUE! |  |  | #VALUE! | #VALUE! | #VALUE! | #VALUE! | #VALUE! | #VALUE! | #VALUE! | #VALUE! |  |  |  |  | #VALUE! | #VALUE! | #VALUE! |  |  | #VALUE! | #VALUE! | #VALUE! | #VALUE! | #VALUE! | #VALUE! | #VALUE! | #VALUE! |  |  | #VALUE! | #VALUE! | #VALUE! | #VALUE! | #VALUE! |  |  | #VALUE! | #VALUE! | #VALUE! | #VALUE! | #VALUE! | #VALUE! | #VALUE! | #VALUE! |  |  | #VALUE! | #VALUE! | #VALUE! | #VALUE! | #VALUE! |  |  | #VALUE! | #VALUE! | #VALUE! | #VALUE! | #VALUE! | #VALUE! | #VALUE! | #VALUE! | 0 | #REF! | #VALUE! | #VALUE! | #VALUE! | #VALUE! | #VALUE! | #VALUE! | #VALUE! | 0
|  |  |  | 0 | 51 | 0 |  |  | 1 | 1.0842e-19 | 0 | 1.0669e-18 | 1.0669e-18 | 1.0669e-18 | 0 | 0 |  |  |  |  | #VALUE! | #VALUE! | #VALUE! |  |  | #VALUE! | #VALUE! | #VALUE! | #VALUE! | #VALUE! | #VALUE! | #VALUE! | #VALUE! |  |  |  |  | #VALUE! | #VALUE! | #VALUE! |  |  | #VALUE! | #VALUE! | #VALUE! | #VALUE! | #VALUE! | #VALUE! | #VALUE! | #VALUE! |  |  |  |  | #VALUE! | #VALUE! | #VALUE! |  |  | #VALUE! | #VALUE! | #VALUE! | #VALUE! | #VALUE! | #VALUE! | #VALUE! | #VALUE! |  |  |  |  | #VALUE! | #VALUE! | #VALUE! |  |  | #VALUE! | #VALUE! | #VALUE! | #VALUE! | #VALUE! | #VALUE! | #VALUE! | #VALUE! |  |  |  |  | #VALUE! | #VALUE! | #VALUE! |  |  | #VALUE! | #VALUE! | #VALUE! | #VALUE! | #VALUE! | #VALUE! | #VALUE! | #VALUE! |  |  | #VALUE! | #VALUE! | #VALUE! | #VALUE! | #VALUE! |  |  | #VALUE! | #VALUE! | #VALUE! | #VALUE! | #VALUE! | #VALUE! | #VALUE! | #VALUE! |  |  | #VALUE! | #VALUE! | #VALUE! | #VALUE! | #VALUE! |  |  | #VALUE! | #VALUE! | #VALUE! | #VALUE! | #VALUE! | #VALUE! | #VALUE! | #VALUE! | 0 | #REF! | #VALUE! | #VALUE! | #VALUE! | #VALUE! | #VALUE! | #VALUE! | #VALUE! | 0
|  |  |  | 0 | 51 | 0 |  |  | 1 | 1.0842e-19 | 0 | 1.0669e-18 | 1.0669e-18 | 1.0669e-18 | 0 | 0 |  |  |  |  | #VALUE! | #VALUE! | #VALUE! |  |  | #VALUE! | #VALUE! | #VALUE! | #VALUE! | #VALUE! | #VALUE! | #VALUE! | #VALUE! |  |  |  |  | #VALUE! | #VALUE! | #VALUE! |  |  | #VALUE! | #VALUE! | #VALUE! | #VALUE! | #VALUE! | #VALUE! | #VALUE! | #VALUE! |  |  |  |  | #VALUE! | #VALUE! | #VALUE! |  |  | #VALUE! | #VALUE! | #VALUE! | #VALUE! | #VALUE! | #VALUE! | #VALUE! | #VALUE! |  |  |  |  | #VALUE! | #VALUE! | #VALUE! |  |  | #VALUE! | #VALUE! | #VALUE! | #VALUE! | #VALUE! | #VALUE! | #VALUE! | #VALUE! |  |  |  |  | #VALUE! | #VALUE! | #VALUE! |  |  | #VALUE! | #VALUE! | #VALUE! | #VALUE! | #VALUE! | #VALUE! | #VALUE! | #VALUE! |  |  | #VALUE! | #VALUE! | #VALUE! | #VALUE! | #VALUE! |  |  | #VALUE! | #VALUE! | #VALUE! | #VALUE! | #VALUE! | #VALUE! | #VALUE! | #VALUE! |  |  | #VALUE! | #VALUE! | #VALUE! | #VALUE! | #VALUE! |  |  | #VALUE! | #VALUE! | #VALUE! | #VALUE! | #VALUE! | #VALUE! | #VALUE! | #VALUE! | 0 | #REF! | #VALUE! | #VALUE! | #VALUE! | #VALUE! | #VALUE! | #VALUE! | #VALUE! | 0
|  |  |  | 0 | 51 | 0 |  |  | 1 | 1.0842e-19 | 0 | 1.0669e-18 | 1.0669e-18 | 1.0669e-18 | 0 | 0 |  |  |  |  | #VALUE! | #VALUE! | #VALUE! |  |  | #VALUE! | #VALUE! | #VALUE! | #VALUE! | #VALUE! | #VALUE! | #VALUE! | #VALUE! |  |  |  |  | #VALUE! | #VALUE! | #VALUE! |  |  | #VALUE! | #VALUE! | #VALUE! | #VALUE! | #VALUE! | #VALUE! | #VALUE! | #VALUE! |  |  |  |  | #VALUE! | #VALUE! | #VALUE! |  |  | #VALUE! | #VALUE! | #VALUE! | #VALUE! | #VALUE! | #VALUE! | #VALUE! | #VALUE! |  |  |  |  | #VALUE! | #VALUE! | #VALUE! |  |  | #VALUE! | #VALUE! | #VALUE! | #VALUE! | #VALUE! | #VALUE! | #VALUE! | #VALUE! |  |  |  |  | #VALUE! | #VALUE! | #VALUE! |  |  | #VALUE! | #VALUE! | #VALUE! | #VALUE! | #VALUE! | #VALUE! | #VALUE! | #VALUE! |  |  | #VALUE! | #VALUE! | #VALUE! | #VALUE! | #VALUE! |  |  | #VALUE! | #VALUE! | #VALUE! | #VALUE! | #VALUE! | #VALUE! | #VALUE! | #VALUE! |  |  | #VALUE! | #VALUE! | #VALUE! | #VALUE! | #VALUE! |  |  | #VALUE! | #VALUE! | #VALUE! | #VALUE! | #VALUE! | #VALUE! | #VALUE! | #VALUE! | 0 | #REF! | #VALUE! | #VALUE! | #VALUE! | #VALUE! | #VALUE! | #VALUE! | #VALUE! | 0
|  |  |  | 0 | 51 | 0 |  |  | 1 | 1.0842e-19 | 0 | 1.0669e-18 | 1.0669e-18 | 1.0669e-18 | 0 | 0 |  |  |  |  | #VALUE! | #VALUE! | #VALUE! |  |  | #VALUE! | #VALUE! | #VALUE! | #VALUE! | #VALUE! | #VALUE! | #VALUE! | #VALUE! |  |  |  |  | #VALUE! | #VALUE! | #VALUE! |  |  | #VALUE! | #VALUE! | #VALUE! | #VALUE! | #VALUE! | #VALUE! | #VALUE! | #VALUE! |  |  |  |  | #VALUE! | #VALUE! | #VALUE! |  |  | #VALUE! | #VALUE! | #VALUE! | #VALUE! | #VALUE! | #VALUE! | #VALUE! | #VALUE! |  |  |  |  | #VALUE! | #VALUE! | #VALUE! |  |  | #VALUE! | #VALUE! | #VALUE! | #VALUE! | #VALUE! | #VALUE! | #VALUE! | #VALUE! |  |  |  |  | #VALUE! | #VALUE! | #VALUE! |  |  | #VALUE! | #VALUE! | #VALUE! | #VALUE! | #VALUE! | #VALUE! | #VALUE! | #VALUE! |  |  | #VALUE! | #VALUE! | #VALUE! | #VALUE! | #VALUE! |  |  | #VALUE! | #VALUE! | #VALUE! | #VALUE! | #VALUE! | #VALUE! | #VALUE! | #VALUE! |  |  | #VALUE! | #VALUE! | #VALUE! | #VALUE! | #VALUE! |  |  | #VALUE! | #VALUE! | #VALUE! | #VALUE! | #VALUE! | #VALUE! | #VALUE! | #VALUE! | 0 | #REF! | #VALUE! | #VALUE! | #VALUE! | #VALUE! | #VALUE! | #VALUE! | #VALUE! | 0
|  |  |  | 0 | 51 | 0 |  |  | 1 | 1.0842e-19 | 0 | 1.0669e-18 | 1.0669e-18 | 1.0669e-18 | 0 | 0 |  |  |  |  | #VALUE! | #VALUE! | #VALUE! |  |  | #VALUE! | #VALUE! | #VALUE! | #VALUE! | #VALUE! | #VALUE! | #VALUE! | #VALUE! |  |  |  |  | #VALUE! | #VALUE! | #VALUE! |  |  | #VALUE! | #VALUE! | #VALUE! | #VALUE! | #VALUE! | #VALUE! | #VALUE! | #VALUE! |  |  |  |  | #VALUE! | #VALUE! | #VALUE! |  |  | #VALUE! | #VALUE! | #VALUE! | #VALUE! | #VALUE! | #VALUE! | #VALUE! | #VALUE! |  |  |  |  | #VALUE! | #VALUE! | #VALUE! |  |  | #VALUE! | #VALUE! | #VALUE! | #VALUE! | #VALUE! | #VALUE! | #VALUE! | #VALUE! |  |  |  |  | #VALUE! | #VALUE! | #VALUE! |  |  | #VALUE! | #VALUE! | #VALUE! | #VALUE! | #VALUE! | #VALUE! | #VALUE! | #VALUE! |  |  | #VALUE! | #VALUE! | #VALUE! | #VALUE! | #VALUE! |  |  | #VALUE! | #VALUE! | #VALUE! | #VALUE! | #VALUE! | #VALUE! | #VALUE! | #VALUE! |  |  | #VALUE! | #VALUE! | #VALUE! | #VALUE! | #VALUE! |  |  | #VALUE! | #VALUE! | #VALUE! | #VALUE! | #VALUE! | #VALUE! | #VALUE! | #VALUE! | 0 | #REF! | #VALUE! | #VALUE! | #VALUE! | #VALUE! | #VALUE! | #VALUE! | #VALUE! | 0
|  |  |  | 0 | 51 | 0 |  |  | 1 | 1.0842e-19 | 0 | 1.0669e-18 | 1.0669e-18 | 1.0669e-18 | 0 | 0 |  |  |  |  | #VALUE! | #VALUE! | #VALUE! |  |  | #VALUE! | #VALUE! | #VALUE! | #VALUE! | #VALUE! | #VALUE! | #VALUE! | #VALUE! |  |  |  |  | #VALUE! | #VALUE! | #VALUE! |  |  | #VALUE! | #VALUE! | #VALUE! | #VALUE! | #VALUE! | #VALUE! | #VALUE! | #VALUE! |  |  |  |  | #VALUE! | #VALUE! | #VALUE! |  |  | #VALUE! | #VALUE! | #VALUE! | #VALUE! | #VALUE! | #VALUE! | #VALUE! | #VALUE! |  |  |  |  | #VALUE! | #VALUE! | #VALUE! |  |  | #VALUE! | #VALUE! | #VALUE! | #VALUE! | #VALUE! | #VALUE! | #VALUE! | #VALUE! |  |  |  |  | #VALUE! | #VALUE! | #VALUE! |  |  | #VALUE! | #VALUE! | #VALUE! | #VALUE! | #VALUE! | #VALUE! | #VALUE! | #VALUE! |  |  | #VALUE! | #VALUE! | #VALUE! | #VALUE! | #VALUE! |  |  | #VALUE! | #VALUE! | #VALUE! | #VALUE! | #VALUE! | #VALUE! | #VALUE! | #VALUE! |  |  | #VALUE! | #VALUE! | #VALUE! | #VALUE! | #VALUE! |  |  | #VALUE! | #VALUE! | #VALUE! | #VALUE! | #VALUE! | #VALUE! | #VALUE! | #VALUE! | 0 | #REF! | #VALUE! | #VALUE! | #VALUE! | #VALUE! | #VALUE! | #VALUE! | #VALUE! | 0
|  |  |  | 0 | 51 | 0 |  |  | 1 | 1.0842e-19 | 0 | 1.0669e-18 | 1.0669e-18 | 1.0669e-18 | 0 | 0 |  |  |  |  | #VALUE! | #VALUE! | #VALUE! |  |  | #VALUE! | #VALUE! | #VALUE! | #VALUE! | #VALUE! | #VALUE! | #VALUE! | #VALUE! |  |  |  |  | #VALUE! | #VALUE! | #VALUE! |  |  | #VALUE! | #VALUE! | #VALUE! | #VALUE! | #VALUE! | #VALUE! | #VALUE! | #VALUE! |  |  |  |  | #VALUE! | #VALUE! | #VALUE! |  |  | #VALUE! | #VALUE! | #VALUE! | #VALUE! | #VALUE! | #VALUE! | #VALUE! | #VALUE! |  |  |  |  | #VALUE! | #VALUE! | #VALUE! |  |  | #VALUE! | #VALUE! | #VALUE! | #VALUE! | #VALUE! | #VALUE! | #VALUE! | #VALUE! |  |  |  |  | #VALUE! | #VALUE! | #VALUE! |  |  | #VALUE! | #VALUE! | #VALUE! | #VALUE! | #VALUE! | #VALUE! | #VALUE! | #VALUE! |  |  | #VALUE! | #VALUE! | #VALUE! | #VALUE! | #VALUE! |  |  | #VALUE! | #VALUE! | #VALUE! | #VALUE! | #VALUE! | #VALUE! | #VALUE! | #VALUE! |  |  | #VALUE! | #VALUE! | #VALUE! | #VALUE! | #VALUE! |  |  | #VALUE! | #VALUE! | #VALUE! | #VALUE! | #VALUE! | #VALUE! | #VALUE! | #VALUE! | 0 | #REF! | #VALUE! | #VALUE! | #VALUE! | #VALUE! | #VALUE! | #VALUE! | #VALUE! | 0
|  |  |  | 0 | 51 | 0 |  |  | 1 | 1.0842e-19 | 0 | 1.0669e-18 | 1.0669e-18 | 1.0669e-18 | 0 | 0 |  |  |  |  | #VALUE! | #VALUE! | #VALUE! |  |  | #VALUE! | #VALUE! | #VALUE! | #VALUE! | #VALUE! | #VALUE! | #VALUE! | #VALUE! |  |  |  |  | #VALUE! | #VALUE! | #VALUE! |  |  | #VALUE! | #VALUE! | #VALUE! | #VALUE! | #VALUE! | #VALUE! | #VALUE! | #VALUE! |  |  |  |  | #VALUE! | #VALUE! | #VALUE! |  |  | #VALUE! | #VALUE! | #VALUE! | #VALUE! | #VALUE! | #VALUE! | #VALUE! | #VALUE! |  |  |  |  | #VALUE! | #VALUE! | #VALUE! |  |  | #VALUE! | #VALUE! | #VALUE! | #VALUE! | #VALUE! | #VALUE! | #VALUE! | #VALUE! |  |  |  |  | #VALUE! | #VALUE! | #VALUE! |  |  | #VALUE! | #VALUE! | #VALUE! | #VALUE! | #VALUE! | #VALUE! | #VALUE! | #VALUE! |  |  | #VALUE! | #VALUE! | #VALUE! | #VALUE! | #VALUE! |  |  | #VALUE! | #VALUE! | #VALUE! | #VALUE! | #VALUE! | #VALUE! | #VALUE! | #VALUE! |  |  | #VALUE! | #VALUE! | #VALUE! | #VALUE! | #VALUE! |  |  | #VALUE! | #VALUE! | #VALUE! | #VALUE! | #VALUE! | #VALUE! | #VALUE! | #VALUE! | 0 | #REF! | #VALUE! | #VALUE! | #VALUE! | #VALUE! | #VALUE! | #VALUE! | #VALUE! | 0
|  |  |  | 0 | 51 | 0 |  |  | 1 | 1.0842e-19 | 0 | 1.0669e-18 | 1.0669e-18 | 1.0669e-18 | 0 | 0 |  |  |  |  | #VALUE! | #VALUE! | #VALUE! |  |  | #VALUE! | #VALUE! | #VALUE! | #VALUE! | #VALUE! | #VALUE! | #VALUE! | #VALUE! |  |  |  |  | #VALUE! | #VALUE! | #VALUE! |  |  | #VALUE! | #VALUE! | #VALUE! | #VALUE! | #VALUE! | #VALUE! | #VALUE! | #VALUE! |  |  |  |  | #VALUE! | #VALUE! | #VALUE! |  |  | #VALUE! | #VALUE! | #VALUE! | #VALUE! | #VALUE! | #VALUE! | #VALUE! | #VALUE! |  |  |  |  | #VALUE! | #VALUE! | #VALUE! |  |  | #VALUE! | #VALUE! | #VALUE! | #VALUE! | #VALUE! | #VALUE! | #VALUE! | #VALUE! |  |  |  |  | #VALUE! | #VALUE! | #VALUE! |  |  | #VALUE! | #VALUE! | #VALUE! | #VALUE! | #VALUE! | #VALUE! | #VALUE! | #VALUE! |  |  | #VALUE! | #VALUE! | #VALUE! | #VALUE! | #VALUE! |  |  | #VALUE! | #VALUE! | #VALUE! | #VALUE! | #VALUE! | #VALUE! | #VALUE! | #VALUE! |  |  | #VALUE! | #VALUE! | #VALUE! | #VALUE! | #VALUE! |  |  | #VALUE! | #VALUE! | #VALUE! | #VALUE! | #VALUE! | #VALUE! | #VALUE! | #VALUE! | 0 | #REF! | #VALUE! | #VALUE! | #VALUE! | #VALUE! | #VALUE! | #VALUE! | #VALUE! | 0
|  |  |  | 0 | 51 | 0 |  |  | 1 | 1.0842e-19 | 0 | 1.0669e-18 | 1.0669e-18 | 1.0669e-18 | 0 | 0 |  |  |  |  | #VALUE! | #VALUE! | #VALUE! |  |  | #VALUE! | #VALUE! | #VALUE! | #VALUE! | #VALUE! | #VALUE! | #VALUE! | #VALUE! |  |  |  |  | #VALUE! | #VALUE! | #VALUE! |  |  | #VALUE! | #VALUE! | #VALUE! | #VALUE! | #VALUE! | #VALUE! | #VALUE! | #VALUE! |  |  |  |  | #VALUE! | #VALUE! | #VALUE! |  |  | #VALUE! | #VALUE! | #VALUE! | #VALUE! | #VALUE! | #VALUE! | #VALUE! | #VALUE! |  |  |  |  | #VALUE! | #VALUE! | #VALUE! |  |  | #VALUE! | #VALUE! | #VALUE! | #VALUE! | #VALUE! | #VALUE! | #VALUE! | #VALUE! |  |  |  |  | #VALUE! | #VALUE! | #VALUE! |  |  | #VALUE! | #VALUE! | #VALUE! | #VALUE! | #VALUE! | #VALUE! | #VALUE! | #VALUE! |  |  | #VALUE! | #VALUE! | #VALUE! | #VALUE! | #VALUE! |  |  | #VALUE! | #VALUE! | #VALUE! | #VALUE! | #VALUE! | #VALUE! | #VALUE! | #VALUE! |  |  | #VALUE! | #VALUE! | #VALUE! | #VALUE! | #VALUE! |  |  | #VALUE! | #VALUE! | #VALUE! | #VALUE! | #VALUE! | #VALUE! | #VALUE! | #VALUE! | 0 | #REF! | #VALUE! | #VALUE! | #VALUE! | #VALUE! | #VALUE! | #VALUE! | #VALUE! | 0
|  |  |  | 0 | 51 | 0 |  |  | 1 | 1.0842e-19 | 0 | 1.0669e-18 | 1.0669e-18 | 1.0669e-18 | 0 | 0 |  |  |  |  | #VALUE! | #VALUE! | #VALUE! |  |  | #VALUE! | #VALUE! | #VALUE! | #VALUE! | #VALUE! | #VALUE! | #VALUE! | #VALUE! |  |  |  |  | #VALUE! | #VALUE! | #VALUE! |  |  | #VALUE! | #VALUE! | #VALUE! | #VALUE! | #VALUE! | #VALUE! | #VALUE! | #VALUE! |  |  |  |  | #VALUE! | #VALUE! | #VALUE! |  |  | #VALUE! | #VALUE! | #VALUE! | #VALUE! | #VALUE! | #VALUE! | #VALUE! | #VALUE! |  |  |  |  | #VALUE! | #VALUE! | #VALUE! |  |  | #VALUE! | #VALUE! | #VALUE! | #VALUE! | #VALUE! | #VALUE! | #VALUE! | #VALUE! |  |  |  |  | #VALUE! | #VALUE! | #VALUE! |  |  | #VALUE! | #VALUE! | #VALUE! | #VALUE! | #VALUE! | #VALUE! | #VALUE! | #VALUE! |  |  | #VALUE! | #VALUE! | #VALUE! | #VALUE! | #VALUE! |  |  | #VALUE! | #VALUE! | #VALUE! | #VALUE! | #VALUE! | #VALUE! | #VALUE! | #VALUE! |  |  | #VALUE! | #VALUE! | #VALUE! | #VALUE! | #VALUE! |  |  | #VALUE! | #VALUE! | #VALUE! | #VALUE! | #VALUE! | #VALUE! | #VALUE! | #VALUE! | 0 | #REF! | #VALUE! | #VALUE! | #VALUE! | #VALUE! | #VALUE! | #VALUE! | #VALUE! | 0
|  |  |  | 0 | 51 | 0 |  |  | 1 | 1.0842e-19 | 0 | 1.0669e-18 | 1.0669e-18 | 1.0669e-18 | 0 | 0 |  |  |  |  | #VALUE! | #VALUE! | #VALUE! |  |  | #VALUE! | #VALUE! | #VALUE! | #VALUE! | #VALUE! | #VALUE! | #VALUE! | #VALUE! |  |  |  |  | #VALUE! | #VALUE! | #VALUE! |  |  | #VALUE! | #VALUE! | #VALUE! | #VALUE! | #VALUE! | #VALUE! | #VALUE! | #VALUE! |  |  |  |  | #VALUE! | #VALUE! | #VALUE! |  |  | #VALUE! | #VALUE! | #VALUE! | #VALUE! | #VALUE! | #VALUE! | #VALUE! | #VALUE! |  |  |  |  | #VALUE! | #VALUE! | #VALUE! |  |  | #VALUE! | #VALUE! | #VALUE! | #VALUE! | #VALUE! | #VALUE! | #VALUE! | #VALUE! |  |  |  |  | #VALUE! | #VALUE! | #VALUE! |  |  | #VALUE! | #VALUE! | #VALUE! | #VALUE! | #VALUE! | #VALUE! | #VALUE! | #VALUE! |  |  | #VALUE! | #VALUE! | #VALUE! | #VALUE! | #VALUE! |  |  | #VALUE! | #VALUE! | #VALUE! | #VALUE! | #VALUE! | #VALUE! | #VALUE! | #VALUE! |  |  | #VALUE! | #VALUE! | #VALUE! | #VALUE! | #VALUE! |  |  | #VALUE! | #VALUE! | #VALUE! | #VALUE! | #VALUE! | #VALUE! | #VALUE! | #VALUE! | 0 | #REF! | #VALUE! | #VALUE! | #VALUE! | #VALUE! | #VALUE! | #VALUE! | #VALUE! | 0
|  |  |  | 0 | 51 | 0 |  |  | 1 | 1.0842e-19 | 0 | 1.0669e-18 | 1.0669e-18 | 1.0669e-18 | 0 | 0 |  |  |  |  | #VALUE! | #VALUE! | #VALUE! |  |  | #VALUE! | #VALUE! | #VALUE! | #VALUE! | #VALUE! | #VALUE! | #VALUE! | #VALUE! |  |  |  |  | #VALUE! | #VALUE! | #VALUE! |  |  | #VALUE! | #VALUE! | #VALUE! | #VALUE! | #VALUE! | #VALUE! | #VALUE! | #VALUE! |  |  |  |  | #VALUE! | #VALUE! | #VALUE! |  |  | #VALUE! | #VALUE! | #VALUE! | #VALUE! | #VALUE! | #VALUE! | #VALUE! | #VALUE! |  |  |  |  | #VALUE! | #VALUE! | #VALUE! |  |  | #VALUE! | #VALUE! | #VALUE! | #VALUE! | #VALUE! | #VALUE! | #VALUE! | #VALUE! |  |  |  |  | #VALUE! | #VALUE! | #VALUE! |  |  | #VALUE! | #VALUE! | #VALUE! | #VALUE! | #VALUE! | #VALUE! | #VALUE! | #VALUE! |  |  | #VALUE! | #VALUE! | #VALUE! | #VALUE! | #VALUE! |  |  | #VALUE! | #VALUE! | #VALUE! | #VALUE! | #VALUE! | #VALUE! | #VALUE! | #VALUE! |  |  | #VALUE! | #VALUE! | #VALUE! | #VALUE! | #VALUE! |  |  | #VALUE! | #VALUE! | #VALUE! | #VALUE! | #VALUE! | #VALUE! | #VALUE! | #VALUE! | 0 | #REF! | #VALUE! | #VALUE! | #VALUE! | #VALUE! | #VALUE! | #VALUE! | #VALUE! | 0
|  |  |  | 0 | 51 | 0 |  |  | 1 | 1.0842e-19 | 0 | 1.0669e-18 | 1.0669e-18 | 1.0669e-18 | 0 | 0 |  |  |  |  | #VALUE! | #VALUE! | #VALUE! |  |  | #VALUE! | #VALUE! | #VALUE! | #VALUE! | #VALUE! | #VALUE! | #VALUE! | #VALUE! |  |  |  |  | #VALUE! | #VALUE! | #VALUE! |  |  | #VALUE! | #VALUE! | #VALUE! | #VALUE! | #VALUE! | #VALUE! | #VALUE! | #VALUE! |  |  |  |  | #VALUE! | #VALUE! | #VALUE! |  |  | #VALUE! | #VALUE! | #VALUE! | #VALUE! | #VALUE! | #VALUE! | #VALUE! | #VALUE! |  |  |  |  | #VALUE! | #VALUE! | #VALUE! |  |  | #VALUE! | #VALUE! | #VALUE! | #VALUE! | #VALUE! | #VALUE! | #VALUE! | #VALUE! |  |  |  |  | #VALUE! | #VALUE! | #VALUE! |  |  | #VALUE! | #VALUE! | #VALUE! | #VALUE! | #VALUE! | #VALUE! | #VALUE! | #VALUE! |  |  | #VALUE! | #VALUE! | #VALUE! | #VALUE! | #VALUE! |  |  | #VALUE! | #VALUE! | #VALUE! | #VALUE! | #VALUE! | #VALUE! | #VALUE! | #VALUE! |  |  | #VALUE! | #VALUE! | #VALUE! | #VALUE! | #VALUE! |  |  | #VALUE! | #VALUE! | #VALUE! | #VALUE! | #VALUE! | #VALUE! | #VALUE! | #VALUE! | 0 | #REF! | #VALUE! | #VALUE! | #VALUE! | #VALUE! | #VALUE! | #VALUE! | #VALUE! | 0
|  |  |  | 0 | 51 | 0 |  |  | 1 | 1.0842e-19 | 0 | 1.0669e-18 | 1.0669e-18 | 1.0669e-18 | 0 | 0 |  |  |  |  | #VALUE! | #VALUE! | #VALUE! |  |  | #VALUE! | #VALUE! | #VALUE! | #VALUE! | #VALUE! | #VALUE! | #VALUE! | #VALUE! |  |  |  |  | #VALUE! | #VALUE! | #VALUE! |  |  | #VALUE! | #VALUE! | #VALUE! | #VALUE! | #VALUE! | #VALUE! | #VALUE! | #VALUE! |  |  |  |  | #VALUE! | #VALUE! | #VALUE! |  |  | #VALUE! | #VALUE! | #VALUE! | #VALUE! | #VALUE! | #VALUE! | #VALUE! | #VALUE! |  |  |  |  | #VALUE! | #VALUE! | #VALUE! |  |  | #VALUE! | #VALUE! | #VALUE! | #VALUE! | #VALUE! | #VALUE! | #VALUE! | #VALUE! |  |  |  |  | #VALUE! | #VALUE! | #VALUE! |  |  | #VALUE! | #VALUE! | #VALUE! | #VALUE! | #VALUE! | #VALUE! | #VALUE! | #VALUE! |  |  | #VALUE! | #VALUE! | #VALUE! | #VALUE! | #VALUE! |  |  | #VALUE! | #VALUE! | #VALUE! | #VALUE! | #VALUE! | #VALUE! | #VALUE! | #VALUE! |  |  | #VALUE! | #VALUE! | #VALUE! | #VALUE! | #VALUE! |  |  | #VALUE! | #VALUE! | #VALUE! | #VALUE! | #VALUE! | #VALUE! | #VALUE! | #VALUE! | 0 | #REF! | #VALUE! | #VALUE! | #VALUE! | #VALUE! | #VALUE! | #VALUE! | #VALUE! | 0
|  |  |  | 0 | 51 | 0 |  |  | 1 | 1.0842e-19 | 0 | 1.0669e-18 | 1.0669e-18 | 1.0669e-18 | 0 | 0 |  |  |  |  | #VALUE! | #VALUE! | #VALUE! |  |  | #VALUE! | #VALUE! | #VALUE! | #VALUE! | #VALUE! | #VALUE! | #VALUE! | #VALUE! |  |  |  |  | #VALUE! | #VALUE! | #VALUE! |  |  | #VALUE! | #VALUE! | #VALUE! | #VALUE! | #VALUE! | #VALUE! | #VALUE! | #VALUE! |  |  |  |  | #VALUE! | #VALUE! | #VALUE! |  |  | #VALUE! | #VALUE! | #VALUE! | #VALUE! | #VALUE! | #VALUE! | #VALUE! | #VALUE! |  |  |  |  | #VALUE! | #VALUE! | #VALUE! |  |  | #VALUE! | #VALUE! | #VALUE! | #VALUE! | #VALUE! | #VALUE! | #VALUE! | #VALUE! |  |  |  |  | #VALUE! | #VALUE! | #VALUE! |  |  | #VALUE! | #VALUE! | #VALUE! | #VALUE! | #VALUE! | #VALUE! | #VALUE! | #VALUE! |  |  | #VALUE! | #VALUE! | #VALUE! | #VALUE! | #VALUE! |  |  | #VALUE! | #VALUE! | #VALUE! | #VALUE! | #VALUE! | #VALUE! | #VALUE! | #VALUE! |  |  | #VALUE! | #VALUE! | #VALUE! | #VALUE! | #VALUE! |  |  | #VALUE! | #VALUE! | #VALUE! | #VALUE! | #VALUE! | #VALUE! | #VALUE! | #VALUE! | 0 | #REF! | #VALUE! | #VALUE! | #VALUE! | #VALUE! | #VALUE! | #VALUE! | #VALUE! | 0
|  |  |  | 0 | 51 | 0 |  |  | 1 | 1.0842e-19 | 0 | 1.0669e-18 | 1.0669e-18 | 1.0669e-18 | 0 | 0 |  |  |  |  | #VALUE! | #VALUE! | #VALUE! |  |  | #VALUE! | #VALUE! | #VALUE! | #VALUE! | #VALUE! | #VALUE! | #VALUE! | #VALUE! |  |  |  |  | #VALUE! | #VALUE! | #VALUE! |  |  | #VALUE! | #VALUE! | #VALUE! | #VALUE! | #VALUE! | #VALUE! | #VALUE! | #VALUE! |  |  |  |  | #VALUE! | #VALUE! | #VALUE! |  |  | #VALUE! | #VALUE! | #VALUE! | #VALUE! | #VALUE! | #VALUE! | #VALUE! | #VALUE! |  |  |  |  | #VALUE! | #VALUE! | #VALUE! |  |  | #VALUE! | #VALUE! | #VALUE! | #VALUE! | #VALUE! | #VALUE! | #VALUE! | #VALUE! |  |  |  |  | #VALUE! | #VALUE! | #VALUE! |  |  | #VALUE! | #VALUE! | #VALUE! | #VALUE! | #VALUE! | #VALUE! | #VALUE! | #VALUE! |  |  | #VALUE! | #VALUE! | #VALUE! | #VALUE! | #VALUE! |  |  | #VALUE! | #VALUE! | #VALUE! | #VALUE! | #VALUE! | #VALUE! | #VALUE! | #VALUE! |  |  | #VALUE! | #VALUE! | #VALUE! | #VALUE! | #VALUE! |  |  | #VALUE! | #VALUE! | #VALUE! | #VALUE! | #VALUE! | #VALUE! | #VALUE! | #VALUE! | 0 | #REF! | #VALUE! | #VALUE! | #VALUE! | #VALUE! | #VALUE! | #VALUE! | #VALUE! | 0
|  |  |  | 0 | 51 | 0 |  |  | 1 | 1.0842e-19 | 0 | 1.0669e-18 | 1.0669e-18 | 1.0669e-18 | 0 | 0 |  |  |  |  | #VALUE! | #VALUE! | #VALUE! |  |  | #VALUE! | #VALUE! | #VALUE! | #VALUE! | #VALUE! | #VALUE! | #VALUE! | #VALUE! |  |  |  |  | #VALUE! | #VALUE! | #VALUE! |  |  | #VALUE! | #VALUE! | #VALUE! | #VALUE! | #VALUE! | #VALUE! | #VALUE! | #VALUE! |  |  |  |  | #VALUE! | #VALUE! | #VALUE! |  |  | #VALUE! | #VALUE! | #VALUE! | #VALUE! | #VALUE! | #VALUE! | #VALUE! | #VALUE! |  |  |  |  | #VALUE! | #VALUE! | #VALUE! |  |  | #VALUE! | #VALUE! | #VALUE! | #VALUE! | #VALUE! | #VALUE! | #VALUE! | #VALUE! |  |  |  |  | #VALUE! | #VALUE! | #VALUE! |  |  | #VALUE! | #VALUE! | #VALUE! | #VALUE! | #VALUE! | #VALUE! | #VALUE! | #VALUE! |  |  | #VALUE! | #VALUE! | #VALUE! | #VALUE! | #VALUE! |  |  | #VALUE! | #VALUE! | #VALUE! | #VALUE! | #VALUE! | #VALUE! | #VALUE! | #VALUE! |  |  | #VALUE! | #VALUE! | #VALUE! | #VALUE! | #VALUE! |  |  | #VALUE! | #VALUE! | #VALUE! | #VALUE! | #VALUE! | #VALUE! | #VALUE! | #VALUE! | 0 | #REF! | #VALUE! | #VALUE! | #VALUE! | #VALUE! | #VALUE! | #VALUE! | #VALUE! | 0
|  |  |  | 0 | 51 | 0 |  |  | 1 | 1.0842e-19 | 0 | 1.0669e-18 | 1.0669e-18 | 1.0669e-18 | 0 | 0 |  |  |  |  | #VALUE! | #VALUE! | #VALUE! |  |  | #VALUE! | #VALUE! | #VALUE! | #VALUE! | #VALUE! | #VALUE! | #VALUE! | #VALUE! |  |  |  |  | #VALUE! | #VALUE! | #VALUE! |  |  | #VALUE! | #VALUE! | #VALUE! | #VALUE! | #VALUE! | #VALUE! | #VALUE! | #VALUE! |  |  |  |  | #VALUE! | #VALUE! | #VALUE! |  |  | #VALUE! | #VALUE! | #VALUE! | #VALUE! | #VALUE! | #VALUE! | #VALUE! | #VALUE! |  |  |  |  | #VALUE! | #VALUE! | #VALUE! |  |  | #VALUE! | #VALUE! | #VALUE! | #VALUE! | #VALUE! | #VALUE! | #VALUE! | #VALUE! |  |  |  |  | #VALUE! | #VALUE! | #VALUE! |  |  | #VALUE! | #VALUE! | #VALUE! | #VALUE! | #VALUE! | #VALUE! | #VALUE! | #VALUE! |  |  | #VALUE! | #VALUE! | #VALUE! | #VALUE! | #VALUE! |  |  | #VALUE! | #VALUE! | #VALUE! | #VALUE! | #VALUE! | #VALUE! | #VALUE! | #VALUE! |  |  | #VALUE! | #VALUE! | #VALUE! | #VALUE! | #VALUE! |  |  | #VALUE! | #VALUE! | #VALUE! | #VALUE! | #VALUE! | #VALUE! | #VALUE! | #VALUE! | 0 | #REF! | #VALUE! | #VALUE! | #VALUE! | #VALUE! | #VALUE! | #VALUE! | #VALUE! | 0
|  |  |  | 0 | 51 | 0 |  |  | 1 | 1.0842e-19 | 0 | 1.0669e-18 | 1.0669e-18 | 1.0669e-18 | 0 | 0 |  |  |  |  | #VALUE! | #VALUE! | #VALUE! |  |  | #VALUE! | #VALUE! | #VALUE! | #VALUE! | #VALUE! | #VALUE! | #VALUE! | #VALUE! |  |  |  |  | #VALUE! | #VALUE! | #VALUE! |  |  | #VALUE! | #VALUE! | #VALUE! | #VALUE! | #VALUE! | #VALUE! | #VALUE! | #VALUE! |  |  |  |  | #VALUE! | #VALUE! | #VALUE! |  |  | #VALUE! | #VALUE! | #VALUE! | #VALUE! | #VALUE! | #VALUE! | #VALUE! | #VALUE! |  |  |  |  | #VALUE! | #VALUE! | #VALUE! |  |  | #VALUE! | #VALUE! | #VALUE! | #VALUE! | #VALUE! | #VALUE! | #VALUE! | #VALUE! |  |  |  |  | #VALUE! | #VALUE! | #VALUE! |  |  | #VALUE! | #VALUE! | #VALUE! | #VALUE! | #VALUE! | #VALUE! | #VALUE! | #VALUE! |  |  | #VALUE! | #VALUE! | #VALUE! | #VALUE! | #VALUE! |  |  | #VALUE! | #VALUE! | #VALUE! | #VALUE! | #VALUE! | #VALUE! | #VALUE! | #VALUE! |  |  | #VALUE! | #VALUE! | #VALUE! | #VALUE! | #VALUE! |  |  | #VALUE! | #VALUE! | #VALUE! | #VALUE! | #VALUE! | #VALUE! | #VALUE! | #VALUE! | 0 | #REF! | #VALUE! | #VALUE! | #VALUE! | #VALUE! | #VALUE! | #VALUE! | #VALUE! | 0
|  |  |  | 0 | 51 | 0 |  |  | 1 | 1.0842e-19 | 0 | 1.0669e-18 | 1.0669e-18 | 1.0669e-18 | 0 | 0 |  |  |  |  | #VALUE! | #VALUE! | #VALUE! |  |  | #VALUE! | #VALUE! | #VALUE! | #VALUE! | #VALUE! | #VALUE! | #VALUE! | #VALUE! |  |  |  |  | #VALUE! | #VALUE! | #VALUE! |  |  | #VALUE! | #VALUE! | #VALUE! | #VALUE! | #VALUE! | #VALUE! | #VALUE! | #VALUE! |  |  |  |  | #VALUE! | #VALUE! | #VALUE! |  |  | #VALUE! | #VALUE! | #VALUE! | #VALUE! | #VALUE! | #VALUE! | #VALUE! | #VALUE! |  |  |  |  | #VALUE! | #VALUE! | #VALUE! |  |  | #VALUE! | #VALUE! | #VALUE! | #VALUE! | #VALUE! | #VALUE! | #VALUE! | #VALUE! |  |  |  |  | #VALUE! | #VALUE! | #VALUE! |  |  | #VALUE! | #VALUE! | #VALUE! | #VALUE! | #VALUE! | #VALUE! | #VALUE! | #VALUE! |  |  | #VALUE! | #VALUE! | #VALUE! | #VALUE! | #VALUE! |  |  | #VALUE! | #VALUE! | #VALUE! | #VALUE! | #VALUE! | #VALUE! | #VALUE! | #VALUE! |  |  | #VALUE! | #VALUE! | #VALUE! | #VALUE! | #VALUE! |  |  | #VALUE! | #VALUE! | #VALUE! | #VALUE! | #VALUE! | #VALUE! | #VALUE! | #VALUE! | 0 | #REF! | #VALUE! | #VALUE! | #VALUE! | #VALUE! | #VALUE! | #VALUE! | #VALUE! | 0
|  |  |  | 0 | 51 | 0 |  |  | 1 | 1.0842e-19 | 0 | 1.0669e-18 | 1.0669e-18 | 1.0669e-18 | 0 | 0 |  |  |  |  | #VALUE! | #VALUE! | #VALUE! |  |  | #VALUE! | #VALUE! | #VALUE! | #VALUE! | #VALUE! | #VALUE! | #VALUE! | #VALUE! |  |  |  |  | #VALUE! | #VALUE! | #VALUE! |  |  | #VALUE! | #VALUE! | #VALUE! | #VALUE! | #VALUE! | #VALUE! | #VALUE! | #VALUE! |  |  |  |  | #VALUE! | #VALUE! | #VALUE! |  |  | #VALUE! | #VALUE! | #VALUE! | #VALUE! | #VALUE! | #VALUE! | #VALUE! | #VALUE! |  |  |  |  | #VALUE! | #VALUE! | #VALUE! |  |  | #VALUE! | #VALUE! | #VALUE! | #VALUE! | #VALUE! | #VALUE! | #VALUE! | #VALUE! |  |  |  |  | #VALUE! | #VALUE! | #VALUE! |  |  | #VALUE! | #VALUE! | #VALUE! | #VALUE! | #VALUE! | #VALUE! | #VALUE! | #VALUE! |  |  | #VALUE! | #VALUE! | #VALUE! | #VALUE! | #VALUE! |  |  | #VALUE! | #VALUE! | #VALUE! | #VALUE! | #VALUE! | #VALUE! | #VALUE! | #VALUE! |  |  | #VALUE! | #VALUE! | #VALUE! | #VALUE! | #VALUE! |  |  | #VALUE! | #VALUE! | #VALUE! | #VALUE! | #VALUE! | #VALUE! | #VALUE! | #VALUE! | 0 | #REF! | #VALUE! | #VALUE! | #VALUE! | #VALUE! | #VALUE! | #VALUE! | #VALUE! | 0
|  |  |  | 0 | 51 | 0 |  |  | 1 | 1.0842e-19 | 0 | 1.0669e-18 | 1.0669e-18 | 1.0669e-18 | 0 | 0 |  |  |  |  | #VALUE! | #VALUE! | #VALUE! |  |  | #VALUE! | #VALUE! | #VALUE! | #VALUE! | #VALUE! | #VALUE! | #VALUE! | #VALUE! |  |  |  |  | #VALUE! | #VALUE! | #VALUE! |  |  | #VALUE! | #VALUE! | #VALUE! | #VALUE! | #VALUE! | #VALUE! | #VALUE! | #VALUE! |  |  |  |  | #VALUE! | #VALUE! | #VALUE! |  |  | #VALUE! | #VALUE! | #VALUE! | #VALUE! | #VALUE! | #VALUE! | #VALUE! | #VALUE! |  |  |  |  | #VALUE! | #VALUE! | #VALUE! |  |  | #VALUE! | #VALUE! | #VALUE! | #VALUE! | #VALUE! | #VALUE! | #VALUE! | #VALUE! |  |  |  |  | #VALUE! | #VALUE! | #VALUE! |  |  | #VALUE! | #VALUE! | #VALUE! | #VALUE! | #VALUE! | #VALUE! | #VALUE! | #VALUE! |  |  | #VALUE! | #VALUE! | #VALUE! | #VALUE! | #VALUE! |  |  | #VALUE! | #VALUE! | #VALUE! | #VALUE! | #VALUE! | #VALUE! | #VALUE! | #VALUE! |  |  | #VALUE! | #VALUE! | #VALUE! | #VALUE! | #VALUE! |  |  | #VALUE! | #VALUE! | #VALUE! | #VALUE! | #VALUE! | #VALUE! | #VALUE! | #VALUE! | 0 | #REF! | #VALUE! | #VALUE! | #VALUE! | #VALUE! | #VALUE! | #VALUE! | #VALUE! | 0
|  |  |  | 0 | 51 | 0 |  |  | 1 | 1.0842e-19 | 0 | 1.0669e-18 | 1.0669e-18 | 1.0669e-18 | 0 | 0 |  |  |  |  | #VALUE! | #VALUE! | #VALUE! |  |  | #VALUE! | #VALUE! | #VALUE! | #VALUE! | #VALUE! | #VALUE! | #VALUE! | #VALUE! |  |  |  |  | #VALUE! | #VALUE! | #VALUE! |  |  | #VALUE! | #VALUE! | #VALUE! | #VALUE! | #VALUE! | #VALUE! | #VALUE! | #VALUE! |  |  |  |  | #VALUE! | #VALUE! | #VALUE! |  |  | #VALUE! | #VALUE! | #VALUE! | #VALUE! | #VALUE! | #VALUE! | #VALUE! | #VALUE! |  |  |  |  | #VALUE! | #VALUE! | #VALUE! |  |  | #VALUE! | #VALUE! | #VALUE! | #VALUE! | #VALUE! | #VALUE! | #VALUE! | #VALUE! |  |  |  |  | #VALUE! | #VALUE! | #VALUE! |  |  | #VALUE! | #VALUE! | #VALUE! | #VALUE! | #VALUE! | #VALUE! | #VALUE! | #VALUE! |  |  | #VALUE! | #VALUE! | #VALUE! | #VALUE! | #VALUE! |  |  | #VALUE! | #VALUE! | #VALUE! | #VALUE! | #VALUE! | #VALUE! | #VALUE! | #VALUE! |  |  | #VALUE! | #VALUE! | #VALUE! | #VALUE! | #VALUE! |  |  | #VALUE! | #VALUE! | #VALUE! | #VALUE! | #VALUE! | #VALUE! | #VALUE! | #VALUE! | 0 | #REF! | #VALUE! | #VALUE! | #VALUE! | #VALUE! | #VALUE! | #VALUE! | #VALUE! | 0
|  |  |  | 0 | 51 | 0 |  |  | 1 | 1.0842e-19 | 0 | 1.0669e-18 | 1.0669e-18 | 1.0669e-18 | 0 | 0 |  |  |  |  | #VALUE! | #VALUE! | #VALUE! |  |  | #VALUE! | #VALUE! | #VALUE! | #VALUE! | #VALUE! | #VALUE! | #VALUE! | #VALUE! |  |  |  |  | #VALUE! | #VALUE! | #VALUE! |  |  | #VALUE! | #VALUE! | #VALUE! | #VALUE! | #VALUE! | #VALUE! | #VALUE! | #VALUE! |  |  |  |  | #VALUE! | #VALUE! | #VALUE! |  |  | #VALUE! | #VALUE! | #VALUE! | #VALUE! | #VALUE! | #VALUE! | #VALUE! | #VALUE! |  |  |  |  | #VALUE! | #VALUE! | #VALUE! |  |  | #VALUE! | #VALUE! | #VALUE! | #VALUE! | #VALUE! | #VALUE! | #VALUE! | #VALUE! |  |  |  |  | #VALUE! | #VALUE! | #VALUE! |  |  | #VALUE! | #VALUE! | #VALUE! | #VALUE! | #VALUE! | #VALUE! | #VALUE! | #VALUE! |  |  | #VALUE! | #VALUE! | #VALUE! | #VALUE! | #VALUE! |  |  | #VALUE! | #VALUE! | #VALUE! | #VALUE! | #VALUE! | #VALUE! | #VALUE! | #VALUE! |  |  | #VALUE! | #VALUE! | #VALUE! | #VALUE! | #VALUE! |  |  | #VALUE! | #VALUE! | #VALUE! | #VALUE! | #VALUE! | #VALUE! | #VALUE! | #VALUE! | 0 | #REF! | #VALUE! | #VALUE! | #VALUE! | #VALUE! | #VALUE! | #VALUE! | #VALUE! | 0
|  |  |  | 0 | 51 | 0 |  |  | 1 | 1.0842e-19 | 0 | 1.0669e-18 | 1.0669e-18 | 1.0669e-18 | 0 | 0 |  |  |  |  | #VALUE! | #VALUE! | #VALUE! |  |  | #VALUE! | #VALUE! | #VALUE! | #VALUE! | #VALUE! | #VALUE! | #VALUE! | #VALUE! |  |  |  |  | #VALUE! | #VALUE! | #VALUE! |  |  | #VALUE! | #VALUE! | #VALUE! | #VALUE! | #VALUE! | #VALUE! | #VALUE! | #VALUE! |  |  |  |  | #VALUE! | #VALUE! | #VALUE! |  |  | #VALUE! | #VALUE! | #VALUE! | #VALUE! | #VALUE! | #VALUE! | #VALUE! | #VALUE! |  |  |  |  | #VALUE! | #VALUE! | #VALUE! |  |  | #VALUE! | #VALUE! | #VALUE! | #VALUE! | #VALUE! | #VALUE! | #VALUE! | #VALUE! |  |  |  |  | #VALUE! | #VALUE! | #VALUE! |  |  | #VALUE! | #VALUE! | #VALUE! | #VALUE! | #VALUE! | #VALUE! | #VALUE! | #VALUE! |  |  | #VALUE! | #VALUE! | #VALUE! | #VALUE! | #VALUE! |  |  | #VALUE! | #VALUE! | #VALUE! | #VALUE! | #VALUE! | #VALUE! | #VALUE! | #VALUE! |  |  | #VALUE! | #VALUE! | #VALUE! | #VALUE! | #VALUE! |  |  | #VALUE! | #VALUE! | #VALUE! | #VALUE! | #VALUE! | #VALUE! | #VALUE! | #VALUE! | 0 | #REF! | #VALUE! | #VALUE! | #VALUE! | #VALUE! | #VALUE! | #VALUE! | #VALUE! | 0
|  |  |  | 0 | 51 | 0 |  |  | 1 | 1.0842e-19 | 0 | 1.0669e-18 | 1.0669e-18 | 1.0669e-18 | 0 | 0 |  |  |  |  | #VALUE! | #VALUE! | #VALUE! |  |  | #VALUE! | #VALUE! | #VALUE! | #VALUE! | #VALUE! | #VALUE! | #VALUE! | #VALUE! |  |  |  |  | #VALUE! | #VALUE! | #VALUE! |  |  | #VALUE! | #VALUE! | #VALUE! | #VALUE! | #VALUE! | #VALUE! | #VALUE! | #VALUE! |  |  |  |  | #VALUE! | #VALUE! | #VALUE! |  |  | #VALUE! | #VALUE! | #VALUE! | #VALUE! | #VALUE! | #VALUE! | #VALUE! | #VALUE! |  |  |  |  | #VALUE! | #VALUE! | #VALUE! |  |  | #VALUE! | #VALUE! | #VALUE! | #VALUE! | #VALUE! | #VALUE! | #VALUE! | #VALUE! |  |  |  |  | #VALUE! | #VALUE! | #VALUE! |  |  | #VALUE! | #VALUE! | #VALUE! | #VALUE! | #VALUE! | #VALUE! | #VALUE! | #VALUE! |  |  | #VALUE! | #VALUE! | #VALUE! | #VALUE! | #VALUE! |  |  | #VALUE! | #VALUE! | #VALUE! | #VALUE! | #VALUE! | #VALUE! | #VALUE! | #VALUE! |  |  | #VALUE! | #VALUE! | #VALUE! | #VALUE! | #VALUE! |  |  | #VALUE! | #VALUE! | #VALUE! | #VALUE! | #VALUE! | #VALUE! | #VALUE! | #VALUE! | 0 | #REF! | #VALUE! | #VALUE! | #VALUE! | #VALUE! | #VALUE! | #VALUE! | #VALUE! | 0
|  |  |  | 0 | 51 | 0 |  |  | 1 | 1.0842e-19 | 0 | 1.0669e-18 | 1.0669e-18 | 1.0669e-18 | 0 | 0 |  |  |  |  | #VALUE! | #VALUE! | #VALUE! |  |  | #VALUE! | #VALUE! | #VALUE! | #VALUE! | #VALUE! | #VALUE! | #VALUE! | #VALUE! |  |  |  |  | #VALUE! | #VALUE! | #VALUE! |  |  | #VALUE! | #VALUE! | #VALUE! | #VALUE! | #VALUE! | #VALUE! | #VALUE! | #VALUE! |  |  |  |  | #VALUE! | #VALUE! | #VALUE! |  |  | #VALUE! | #VALUE! | #VALUE! | #VALUE! | #VALUE! | #VALUE! | #VALUE! | #VALUE! |  |  |  |  | #VALUE! | #VALUE! | #VALUE! |  |  | #VALUE! | #VALUE! | #VALUE! | #VALUE! | #VALUE! | #VALUE! | #VALUE! | #VALUE! |  |  |  |  | #VALUE! | #VALUE! | #VALUE! |  |  | #VALUE! | #VALUE! | #VALUE! | #VALUE! | #VALUE! | #VALUE! | #VALUE! | #VALUE! |  |  | #VALUE! | #VALUE! | #VALUE! | #VALUE! | #VALUE! |  |  | #VALUE! | #VALUE! | #VALUE! | #VALUE! | #VALUE! | #VALUE! | #VALUE! | #VALUE! |  |  | #VALUE! | #VALUE! | #VALUE! | #VALUE! | #VALUE! |  |  | #VALUE! | #VALUE! | #VALUE! | #VALUE! | #VALUE! | #VALUE! | #VALUE! | #VALUE! | 0 | #REF! | #VALUE! | #VALUE! | #VALUE! | #VALUE! | #VALUE! | #VALUE! | #VALUE! | 0
|  |  |  | 0 | 51 | 0 |  |  | 1 | 1.0842e-19 | 0 | 1.0669e-18 | 1.0669e-18 | 1.0669e-18 | 0 | 0 |  |  |  |  | #VALUE! | #VALUE! | #VALUE! |  |  | #VALUE! | #VALUE! | #VALUE! | #VALUE! | #VALUE! | #VALUE! | #VALUE! | #VALUE! |  |  |  |  | #VALUE! | #VALUE! | #VALUE! |  |  | #VALUE! | #VALUE! | #VALUE! | #VALUE! | #VALUE! | #VALUE! | #VALUE! | #VALUE! |  |  |  |  | #VALUE! | #VALUE! | #VALUE! |  |  | #VALUE! | #VALUE! | #VALUE! | #VALUE! | #VALUE! | #VALUE! | #VALUE! | #VALUE! |  |  |  |  | #VALUE! | #VALUE! | #VALUE! |  |  | #VALUE! | #VALUE! | #VALUE! | #VALUE! | #VALUE! | #VALUE! | #VALUE! | #VALUE! |  |  |  |  | #VALUE! | #VALUE! | #VALUE! |  |  | #VALUE! | #VALUE! | #VALUE! | #VALUE! | #VALUE! | #VALUE! | #VALUE! | #VALUE! |  |  | #VALUE! | #VALUE! | #VALUE! | #VALUE! | #VALUE! |  |  | #VALUE! | #VALUE! | #VALUE! | #VALUE! | #VALUE! | #VALUE! | #VALUE! | #VALUE! |  |  | #VALUE! | #VALUE! | #VALUE! | #VALUE! | #VALUE! |  |  | #VALUE! | #VALUE! | #VALUE! | #VALUE! | #VALUE! | #VALUE! | #VALUE! | #VALUE! | 0 | #REF! | #VALUE! | #VALUE! | #VALUE! | #VALUE! | #VALUE! | #VALUE! | #VALUE! | 0
|  |  |  | 0 | 51 | 0 |  |  | 1 | 1.0842e-19 | 0 | 1.0669e-18 | 1.0669e-18 | 1.0669e-18 | 0 | 0 |  |  |  |  | #VALUE! | #VALUE! | #VALUE! |  |  | #VALUE! | #VALUE! | #VALUE! | #VALUE! | #VALUE! | #VALUE! | #VALUE! | #VALUE! |  |  |  |  | #VALUE! | #VALUE! | #VALUE! |  |  | #VALUE! | #VALUE! | #VALUE! | #VALUE! | #VALUE! | #VALUE! | #VALUE! | #VALUE! |  |  |  |  | #VALUE! | #VALUE! | #VALUE! |  |  | #VALUE! | #VALUE! | #VALUE! | #VALUE! | #VALUE! | #VALUE! | #VALUE! | #VALUE! |  |  |  |  | #VALUE! | #VALUE! | #VALUE! |  |  | #VALUE! | #VALUE! | #VALUE! | #VALUE! | #VALUE! | #VALUE! | #VALUE! | #VALUE! |  |  |  |  | #VALUE! | #VALUE! | #VALUE! |  |  | #VALUE! | #VALUE! | #VALUE! | #VALUE! | #VALUE! | #VALUE! | #VALUE! | #VALUE! |  |  | #VALUE! | #VALUE! | #VALUE! | #VALUE! | #VALUE! |  |  | #VALUE! | #VALUE! | #VALUE! | #VALUE! | #VALUE! | #VALUE! | #VALUE! | #VALUE! |  |  | #VALUE! | #VALUE! | #VALUE! | #VALUE! | #VALUE! |  |  | #VALUE! | #VALUE! | #VALUE! | #VALUE! | #VALUE! | #VALUE! | #VALUE! | #VALUE! | 0 | #REF! | #VALUE! | #VALUE! | #VALUE! | #VALUE! | #VALUE! | #VALUE! | #VALUE! | 0
|  |  |  | 0 | 51 | 0 |  |  | 1 | 1.0842e-19 | 0 | 1.0669e-18 | 1.0669e-18 | 1.0669e-18 | 0 | 0 |  |  |  |  | #VALUE! | #VALUE! | #VALUE! |  |  | #VALUE! | #VALUE! | #VALUE! | #VALUE! | #VALUE! | #VALUE! | #VALUE! | #VALUE! |  |  |  |  | #VALUE! | #VALUE! | #VALUE! |  |  | #VALUE! | #VALUE! | #VALUE! | #VALUE! | #VALUE! | #VALUE! | #VALUE! | #VALUE! |  |  |  |  | #VALUE! | #VALUE! | #VALUE! |  |  | #VALUE! | #VALUE! | #VALUE! | #VALUE! | #VALUE! | #VALUE! | #VALUE! | #VALUE! |  |  |  |  | #VALUE! | #VALUE! | #VALUE! |  |  | #VALUE! | #VALUE! | #VALUE! | #VALUE! | #VALUE! | #VALUE! | #VALUE! | #VALUE! |  |  |  |  | #VALUE! | #VALUE! | #VALUE! |  |  | #VALUE! | #VALUE! | #VALUE! | #VALUE! | #VALUE! | #VALUE! | #VALUE! | #VALUE! |  |  | #VALUE! | #VALUE! | #VALUE! | #VALUE! | #VALUE! |  |  | #VALUE! | #VALUE! | #VALUE! | #VALUE! | #VALUE! | #VALUE! | #VALUE! | #VALUE! |  |  | #VALUE! | #VALUE! | #VALUE! | #VALUE! | #VALUE! |  |  | #VALUE! | #VALUE! | #VALUE! | #VALUE! | #VALUE! | #VALUE! | #VALUE! | #VALUE! | 0 | #REF! | #VALUE! | #VALUE! | #VALUE! | #VALUE! | #VALUE! | #VALUE! | #VALUE! | 0
|  |  |  | 0 | 51 | 0 |  |  | 1 | 1.0842e-19 | 0 | 1.0669e-18 | 1.0669e-18 | 1.0669e-18 | 0 | 0 |  |  |  |  | #VALUE! | #VALUE! | #VALUE! |  |  | #VALUE! | #VALUE! | #VALUE! | #VALUE! | #VALUE! | #VALUE! | #VALUE! | #VALUE! |  |  |  |  | #VALUE! | #VALUE! | #VALUE! |  |  | #VALUE! | #VALUE! | #VALUE! | #VALUE! | #VALUE! | #VALUE! | #VALUE! | #VALUE! |  |  |  |  | #VALUE! | #VALUE! | #VALUE! |  |  | #VALUE! | #VALUE! | #VALUE! | #VALUE! | #VALUE! | #VALUE! | #VALUE! | #VALUE! |  |  |  |  | #VALUE! | #VALUE! | #VALUE! |  |  | #VALUE! | #VALUE! | #VALUE! | #VALUE! | #VALUE! | #VALUE! | #VALUE! | #VALUE! |  |  |  |  | #VALUE! | #VALUE! | #VALUE! |  |  | #VALUE! | #VALUE! | #VALUE! | #VALUE! | #VALUE! | #VALUE! | #VALUE! | #VALUE! |  |  | #VALUE! | #VALUE! | #VALUE! | #VALUE! | #VALUE! |  |  | #VALUE! | #VALUE! | #VALUE! | #VALUE! | #VALUE! | #VALUE! | #VALUE! | #VALUE! |  |  | #VALUE! | #VALUE! | #VALUE! | #VALUE! | #VALUE! |  |  | #VALUE! | #VALUE! | #VALUE! | #VALUE! | #VALUE! | #VALUE! | #VALUE! | #VALUE! | 0 | #REF! | #VALUE! | #VALUE! | #VALUE! | #VALUE! | #VALUE! | #VALUE! | #VALUE! | 0
|  |  |  | 0 | 51 | 0 |  |  | 1 | 1.0842e-19 | 0 | 1.0669e-18 | 1.0669e-18 | 1.0669e-18 | 0 | 0 |  |  |  |  | #VALUE! | #VALUE! | #VALUE! |  |  | #VALUE! | #VALUE! | #VALUE! | #VALUE! | #VALUE! | #VALUE! | #VALUE! | #VALUE! |  |  |  |  | #VALUE! | #VALUE! | #VALUE! |  |  | #VALUE! | #VALUE! | #VALUE! | #VALUE! | #VALUE! | #VALUE! | #VALUE! | #VALUE! |  |  |  |  | #VALUE! | #VALUE! | #VALUE! |  |  | #VALUE! | #VALUE! | #VALUE! | #VALUE! | #VALUE! | #VALUE! | #VALUE! | #VALUE! |  |  |  |  | #VALUE! | #VALUE! | #VALUE! |  |  | #VALUE! | #VALUE! | #VALUE! | #VALUE! | #VALUE! | #VALUE! | #VALUE! | #VALUE! |  |  |  |  | #VALUE! | #VALUE! | #VALUE! |  |  | #VALUE! | #VALUE! | #VALUE! | #VALUE! | #VALUE! | #VALUE! | #VALUE! | #VALUE! |  |  | #VALUE! | #VALUE! | #VALUE! | #VALUE! | #VALUE! |  |  | #VALUE! | #VALUE! | #VALUE! | #VALUE! | #VALUE! | #VALUE! | #VALUE! | #VALUE! |  |  | #VALUE! | #VALUE! | #VALUE! | #VALUE! | #VALUE! |  |  | #VALUE! | #VALUE! | #VALUE! | #VALUE! | #VALUE! | #VALUE! | #VALUE! | #VALUE! | 0 | #REF! | #VALUE! | #VALUE! | #VALUE! | #VALUE! | #VALUE! | #VALUE! | #VALUE! | 0
|  |  |  | 0 | 51 | 0 |  |  | 1 | 1.0842e-19 | 0 | 1.0669e-18 | 1.0669e-18 | 1.0669e-18 | 0 | 0 |  |  |  |  | #VALUE! | #VALUE! | #VALUE! |  |  | #VALUE! | #VALUE! | #VALUE! | #VALUE! | #VALUE! | #VALUE! | #VALUE! | #VALUE! |  |  |  |  | #VALUE! | #VALUE! | #VALUE! |  |  | #VALUE! | #VALUE! | #VALUE! | #VALUE! | #VALUE! | #VALUE! | #VALUE! | #VALUE! |  |  |  |  | #VALUE! | #VALUE! | #VALUE! |  |  | #VALUE! | #VALUE! | #VALUE! | #VALUE! | #VALUE! | #VALUE! | #VALUE! | #VALUE! |  |  |  |  | #VALUE! | #VALUE! | #VALUE! |  |  | #VALUE! | #VALUE! | #VALUE! | #VALUE! | #VALUE! | #VALUE! | #VALUE! | #VALUE! |  |  |  |  | #VALUE! | #VALUE! | #VALUE! |  |  | #VALUE! | #VALUE! | #VALUE! | #VALUE! | #VALUE! | #VALUE! | #VALUE! | #VALUE! |  |  | #VALUE! | #VALUE! | #VALUE! | #VALUE! | #VALUE! |  |  | #VALUE! | #VALUE! | #VALUE! | #VALUE! | #VALUE! | #VALUE! | #VALUE! | #VALUE! |  |  | #VALUE! | #VALUE! | #VALUE! | #VALUE! | #VALUE! |  |  | #VALUE! | #VALUE! | #VALUE! | #VALUE! | #VALUE! | #VALUE! | #VALUE! | #VALUE! | 0 | #REF! | #VALUE! | #VALUE! | #VALUE! | #VALUE! | #VALUE! | #VALUE! | #VALUE! | 0
|  |  |  | 0 | 51 | 0 |  |  | 1 | 1.0842e-19 | 0 | 1.0669e-18 | 1.0669e-18 | 1.0669e-18 | 0 | 0 |  |  |  |  | #VALUE! | #VALUE! | #VALUE! |  |  | #VALUE! | #VALUE! | #VALUE! | #VALUE! | #VALUE! | #VALUE! | #VALUE! | #VALUE! |  |  |  |  | #VALUE! | #VALUE! | #VALUE! |  |  | #VALUE! | #VALUE! | #VALUE! | #VALUE! | #VALUE! | #VALUE! | #VALUE! | #VALUE! |  |  |  |  | #VALUE! | #VALUE! | #VALUE! |  |  | #VALUE! | #VALUE! | #VALUE! | #VALUE! | #VALUE! | #VALUE! | #VALUE! | #VALUE! |  |  |  |  | #VALUE! | #VALUE! | #VALUE! |  |  | #VALUE! | #VALUE! | #VALUE! | #VALUE! | #VALUE! | #VALUE! | #VALUE! | #VALUE! |  |  |  |  | #VALUE! | #VALUE! | #VALUE! |  |  | #VALUE! | #VALUE! | #VALUE! | #VALUE! | #VALUE! | #VALUE! | #VALUE! | #VALUE! |  |  | #VALUE! | #VALUE! | #VALUE! | #VALUE! | #VALUE! |  |  | #VALUE! | #VALUE! | #VALUE! | #VALUE! | #VALUE! | #VALUE! | #VALUE! | #VALUE! |  |  | #VALUE! | #VALUE! | #VALUE! | #VALUE! | #VALUE! |  |  | #VALUE! | #VALUE! | #VALUE! | #VALUE! | #VALUE! | #VALUE! | #VALUE! | #VALUE! | 0 | #REF! | #VALUE! | #VALUE! | #VALUE! | #VALUE! | #VALUE! | #VALUE! | #VALUE! | 0
|  |  |  | 0 | 51 | 0 |  |  | 1 | 1.0842e-19 | 0 | 1.0669e-18 | 1.0669e-18 | 1.0669e-18 | 0 | 0 |  |  |  |  | #VALUE! | #VALUE! | #VALUE! |  |  | #VALUE! | #VALUE! | #VALUE! | #VALUE! | #VALUE! | #VALUE! | #VALUE! | #VALUE! |  |  |  |  | #VALUE! | #VALUE! | #VALUE! |  |  | #VALUE! | #VALUE! | #VALUE! | #VALUE! | #VALUE! | #VALUE! | #VALUE! | #VALUE! |  |  |  |  | #VALUE! | #VALUE! | #VALUE! |  |  | #VALUE! | #VALUE! | #VALUE! | #VALUE! | #VALUE! | #VALUE! | #VALUE! | #VALUE! |  |  |  |  | #VALUE! | #VALUE! | #VALUE! |  |  | #VALUE! | #VALUE! | #VALUE! | #VALUE! | #VALUE! | #VALUE! | #VALUE! | #VALUE! |  |  |  |  | #VALUE! | #VALUE! | #VALUE! |  |  | #VALUE! | #VALUE! | #VALUE! | #VALUE! | #VALUE! | #VALUE! | #VALUE! | #VALUE! |  |  | #VALUE! | #VALUE! | #VALUE! | #VALUE! | #VALUE! |  |  | #VALUE! | #VALUE! | #VALUE! | #VALUE! | #VALUE! | #VALUE! | #VALUE! | #VALUE! |  |  | #VALUE! | #VALUE! | #VALUE! | #VALUE! | #VALUE! |  |  | #VALUE! | #VALUE! | #VALUE! | #VALUE! | #VALUE! | #VALUE! | #VALUE! | #VALUE! | 0 | #REF! | #VALUE! | #VALUE! | #VALUE! | #VALUE! | #VALUE! | #VALUE! | #VALUE! | 0
|  |  |  | 0 | 51 | 0 |  |  | 1 | 1.0842e-19 | 0 | 1.0669e-18 | 1.0669e-18 | 1.0669e-18 | 0 | 0 |  |  |  |  | #VALUE! | #VALUE! | #VALUE! |  |  | #VALUE! | #VALUE! | #VALUE! | #VALUE! | #VALUE! | #VALUE! | #VALUE! | #VALUE! |  |  |  |  | #VALUE! | #VALUE! | #VALUE! |  |  | #VALUE! | #VALUE! | #VALUE! | #VALUE! | #VALUE! | #VALUE! | #VALUE! | #VALUE! |  |  |  |  | #VALUE! | #VALUE! | #VALUE! |  |  | #VALUE! | #VALUE! | #VALUE! | #VALUE! | #VALUE! | #VALUE! | #VALUE! | #VALUE! |  |  |  |  | #VALUE! | #VALUE! | #VALUE! |  |  | #VALUE! | #VALUE! | #VALUE! | #VALUE! | #VALUE! | #VALUE! | #VALUE! | #VALUE! |  |  |  |  | #VALUE! | #VALUE! | #VALUE! |  |  | #VALUE! | #VALUE! | #VALUE! | #VALUE! | #VALUE! | #VALUE! | #VALUE! | #VALUE! |  |  | #VALUE! | #VALUE! | #VALUE! | #VALUE! | #VALUE! |  |  | #VALUE! | #VALUE! | #VALUE! | #VALUE! | #VALUE! | #VALUE! | #VALUE! | #VALUE! |  |  | #VALUE! | #VALUE! | #VALUE! | #VALUE! | #VALUE! |  |  | #VALUE! | #VALUE! | #VALUE! | #VALUE! | #VALUE! | #VALUE! | #VALUE! | #VALUE! | 0 | #REF! | #VALUE! | #VALUE! | #VALUE! | #VALUE! | #VALUE! | #VALUE! | #VALUE! | 0
|  |  |  | 0 | 51 | 0 |  |  | 1 | 1.0842e-19 | 0 | 1.0669e-18 | 1.0669e-18 | 1.0669e-18 | 0 | 0 |  |  |  |  | #VALUE! | #VALUE! | #VALUE! |  |  | #VALUE! | #VALUE! | #VALUE! | #VALUE! | #VALUE! | #VALUE! | #VALUE! | #VALUE! |  |  |  |  | #VALUE! | #VALUE! | #VALUE! |  |  | #VALUE! | #VALUE! | #VALUE! | #VALUE! | #VALUE! | #VALUE! | #VALUE! | #VALUE! |  |  |  |  | #VALUE! | #VALUE! | #VALUE! |  |  | #VALUE! | #VALUE! | #VALUE! | #VALUE! | #VALUE! | #VALUE! | #VALUE! | #VALUE! |  |  |  |  | #VALUE! | #VALUE! | #VALUE! |  |  | #VALUE! | #VALUE! | #VALUE! | #VALUE! | #VALUE! | #VALUE! | #VALUE! | #VALUE! |  |  |  |  | #VALUE! | #VALUE! | #VALUE! |  |  | #VALUE! | #VALUE! | #VALUE! | #VALUE! | #VALUE! | #VALUE! | #VALUE! | #VALUE! |  |  | #VALUE! | #VALUE! | #VALUE! | #VALUE! | #VALUE! |  |  | #VALUE! | #VALUE! | #VALUE! | #VALUE! | #VALUE! | #VALUE! | #VALUE! | #VALUE! |  |  | #VALUE! | #VALUE! | #VALUE! | #VALUE! | #VALUE! |  |  | #VALUE! | #VALUE! | #VALUE! | #VALUE! | #VALUE! | #VALUE! | #VALUE! | #VALUE! | 0 | #REF! | #VALUE! | #VALUE! | #VALUE! | #VALUE! | #VALUE! | #VALUE! | #VALUE! | 0
|  |  |  | 0 | 51 | 0 |  |  | 1 | 1.0842e-19 | 0 | 1.0669e-18 | 1.0669e-18 | 1.0669e-18 | 0 | 0 |  |  |  |  | #VALUE! | #VALUE! | #VALUE! |  |  | #VALUE! | #VALUE! | #VALUE! | #VALUE! | #VALUE! | #VALUE! | #VALUE! | #VALUE! |  |  |  |  | #VALUE! | #VALUE! | #VALUE! |  |  | #VALUE! | #VALUE! | #VALUE! | #VALUE! | #VALUE! | #VALUE! | #VALUE! | #VALUE! |  |  |  |  | #VALUE! | #VALUE! | #VALUE! |  |  | #VALUE! | #VALUE! | #VALUE! | #VALUE! | #VALUE! | #VALUE! | #VALUE! | #VALUE! |  |  |  |  | #VALUE! | #VALUE! | #VALUE! |  |  | #VALUE! | #VALUE! | #VALUE! | #VALUE! | #VALUE! | #VALUE! | #VALUE! | #VALUE! |  |  |  |  | #VALUE! | #VALUE! | #VALUE! |  |  | #VALUE! | #VALUE! | #VALUE! | #VALUE! | #VALUE! | #VALUE! | #VALUE! | #VALUE! |  |  | #VALUE! | #VALUE! | #VALUE! | #VALUE! | #VALUE! |  |  | #VALUE! | #VALUE! | #VALUE! | #VALUE! | #VALUE! | #VALUE! | #VALUE! | #VALUE! |  |  | #VALUE! | #VALUE! | #VALUE! | #VALUE! | #VALUE! |  |  | #VALUE! | #VALUE! | #VALUE! | #VALUE! | #VALUE! | #VALUE! | #VALUE! | #VALUE! | 0 | #REF! | #VALUE! | #VALUE! | #VALUE! | #VALUE! | #VALUE! | #VALUE! | #VALUE! | 0
|  |  |  | 0 | 51 | 0 |  |  | 1 | 1.0842e-19 | 0 | 1.0669e-18 | 1.0669e-18 | 1.0669e-18 | 0 | 0 |  |  |  |  | #VALUE! | #VALUE! | #VALUE! |  |  | #VALUE! | #VALUE! | #VALUE! | #VALUE! | #VALUE! | #VALUE! | #VALUE! | #VALUE! |  |  |  |  | #VALUE! | #VALUE! | #VALUE! |  |  | #VALUE! | #VALUE! | #VALUE! | #VALUE! | #VALUE! | #VALUE! | #VALUE! | #VALUE! |  |  |  |  | #VALUE! | #VALUE! | #VALUE! |  |  | #VALUE! | #VALUE! | #VALUE! | #VALUE! | #VALUE! | #VALUE! | #VALUE! | #VALUE! |  |  |  |  | #VALUE! | #VALUE! | #VALUE! |  |  | #VALUE! | #VALUE! | #VALUE! | #VALUE! | #VALUE! | #VALUE! | #VALUE! | #VALUE! |  |  |  |  | #VALUE! | #VALUE! | #VALUE! |  |  | #VALUE! | #VALUE! | #VALUE! | #VALUE! | #VALUE! | #VALUE! | #VALUE! | #VALUE! |  |  | #VALUE! | #VALUE! | #VALUE! | #VALUE! | #VALUE! |  |  | #VALUE! | #VALUE! | #VALUE! | #VALUE! | #VALUE! | #VALUE! | #VALUE! | #VALUE! |  |  | #VALUE! | #VALUE! | #VALUE! | #VALUE! | #VALUE! |  |  | #VALUE! | #VALUE! | #VALUE! | #VALUE! | #VALUE! | #VALUE! | #VALUE! | #VALUE! | 0 | #REF! | #VALUE! | #VALUE! | #VALUE! | #VALUE! | #VALUE! | #VALUE! | #VALUE! | 0
|  |  |  | 0 | 51 | 0 |  |  | 1 | 1.0842e-19 | 0 | 1.0669e-18 | 1.0669e-18 | 1.0669e-18 | 0 | 0 |  |  |  |  | #VALUE! | #VALUE! | #VALUE! |  |  | #VALUE! | #VALUE! | #VALUE! | #VALUE! | #VALUE! | #VALUE! | #VALUE! | #VALUE! |  |  |  |  | #VALUE! | #VALUE! | #VALUE! |  |  | #VALUE! | #VALUE! | #VALUE! | #VALUE! | #VALUE! | #VALUE! | #VALUE! | #VALUE! |  |  |  |  | #VALUE! | #VALUE! | #VALUE! |  |  | #VALUE! | #VALUE! | #VALUE! | #VALUE! | #VALUE! | #VALUE! | #VALUE! | #VALUE! |  |  |  |  | #VALUE! | #VALUE! | #VALUE! |  |  | #VALUE! | #VALUE! | #VALUE! | #VALUE! | #VALUE! | #VALUE! | #VALUE! | #VALUE! |  |  |  |  | #VALUE! | #VALUE! | #VALUE! |  |  | #VALUE! | #VALUE! | #VALUE! | #VALUE! | #VALUE! | #VALUE! | #VALUE! | #VALUE! |  |  | #VALUE! | #VALUE! | #VALUE! | #VALUE! | #VALUE! |  |  | #VALUE! | #VALUE! | #VALUE! | #VALUE! | #VALUE! | #VALUE! | #VALUE! | #VALUE! |  |  | #VALUE! | #VALUE! | #VALUE! | #VALUE! | #VALUE! |  |  | #VALUE! | #VALUE! | #VALUE! | #VALUE! | #VALUE! | #VALUE! | #VALUE! | #VALUE! | 0 | #REF! | #VALUE! | #VALUE! | #VALUE! | #VALUE! | #VALUE! | #VALUE! | #VALUE! | 0
|  |  |  | 0 | 51 | 0 |  |  | 1 | 1.0842e-19 | 0 | 1.0669e-18 | 1.0669e-18 | 1.0669e-18 | 0 | 0 |  |  |  |  | #VALUE! | #VALUE! | #VALUE! |  |  | #VALUE! | #VALUE! | #VALUE! | #VALUE! | #VALUE! | #VALUE! | #VALUE! | #VALUE! |  |  |  |  | #VALUE! | #VALUE! | #VALUE! |  |  | #VALUE! | #VALUE! | #VALUE! | #VALUE! | #VALUE! | #VALUE! | #VALUE! | #VALUE! |  |  |  |  | #VALUE! | #VALUE! | #VALUE! |  |  | #VALUE! | #VALUE! | #VALUE! | #VALUE! | #VALUE! | #VALUE! | #VALUE! | #VALUE! |  |  |  |  | #VALUE! | #VALUE! | #VALUE! |  |  | #VALUE! | #VALUE! | #VALUE! | #VALUE! | #VALUE! | #VALUE! | #VALUE! | #VALUE! |  |  |  |  | #VALUE! | #VALUE! | #VALUE! |  |  | #VALUE! | #VALUE! | #VALUE! | #VALUE! | #VALUE! | #VALUE! | #VALUE! | #VALUE! |  |  | #VALUE! | #VALUE! | #VALUE! | #VALUE! | #VALUE! |  |  | #VALUE! | #VALUE! | #VALUE! | #VALUE! | #VALUE! | #VALUE! | #VALUE! | #VALUE! |  |  | #VALUE! | #VALUE! | #VALUE! | #VALUE! | #VALUE! |  |  | #VALUE! | #VALUE! | #VALUE! | #VALUE! | #VALUE! | #VALUE! | #VALUE! | #VALUE! | 0 | #REF! | #VALUE! | #VALUE! | #VALUE! | #VALUE! | #VALUE! | #VALUE! | #VALUE! | 0
|  |  |  | 0 | 51 | 0 |  |  | 1 | 1.0842e-19 | 0 | 1.0669e-18 | 1.0669e-18 | 1.0669e-18 | 0 | 0 |  |  |  |  | #VALUE! | #VALUE! | #VALUE! |  |  | #VALUE! | #VALUE! | #VALUE! | #VALUE! | #VALUE! | #VALUE! | #VALUE! | #VALUE! |  |  |  |  | #VALUE! | #VALUE! | #VALUE! |  |  | #VALUE! | #VALUE! | #VALUE! | #VALUE! | #VALUE! | #VALUE! | #VALUE! | #VALUE! |  |  |  |  | #VALUE! | #VALUE! | #VALUE! |  |  | #VALUE! | #VALUE! | #VALUE! | #VALUE! | #VALUE! | #VALUE! | #VALUE! | #VALUE! |  |  |  |  | #VALUE! | #VALUE! | #VALUE! |  |  | #VALUE! | #VALUE! | #VALUE! | #VALUE! | #VALUE! | #VALUE! | #VALUE! | #VALUE! |  |  |  |  | #VALUE! | #VALUE! | #VALUE! |  |  | #VALUE! | #VALUE! | #VALUE! | #VALUE! | #VALUE! | #VALUE! | #VALUE! | #VALUE! |  |  | #VALUE! | #VALUE! | #VALUE! | #VALUE! | #VALUE! |  |  | #VALUE! | #VALUE! | #VALUE! | #VALUE! | #VALUE! | #VALUE! | #VALUE! | #VALUE! |  |  | #VALUE! | #VALUE! | #VALUE! | #VALUE! | #VALUE! |  |  | #VALUE! | #VALUE! | #VALUE! | #VALUE! | #VALUE! | #VALUE! | #VALUE! | #VALUE! | 0 | #REF! | #VALUE! | #VALUE! | #VALUE! | #VALUE! | #VALUE! | #VALUE! | #VALUE! | 0
|  |  |  | 0 | 51 | 0 |  |  | 1 | 1.0842e-19 | 0 | 1.0669e-18 | 1.0669e-18 | 1.0669e-18 | 0 | 0 |  |  |  |  | #VALUE! | #VALUE! | #VALUE! |  |  | #VALUE! | #VALUE! | #VALUE! | #VALUE! | #VALUE! | #VALUE! | #VALUE! | #VALUE! |  |  |  |  | #VALUE! | #VALUE! | #VALUE! |  |  | #VALUE! | #VALUE! | #VALUE! | #VALUE! | #VALUE! | #VALUE! | #VALUE! | #VALUE! |  |  |  |  | #VALUE! | #VALUE! | #VALUE! |  |  | #VALUE! | #VALUE! | #VALUE! | #VALUE! | #VALUE! | #VALUE! | #VALUE! | #VALUE! |  |  |  |  | #VALUE! | #VALUE! | #VALUE! |  |  | #VALUE! | #VALUE! | #VALUE! | #VALUE! | #VALUE! | #VALUE! | #VALUE! | #VALUE! |  |  |  |  | #VALUE! | #VALUE! | #VALUE! |  |  | #VALUE! | #VALUE! | #VALUE! | #VALUE! | #VALUE! | #VALUE! | #VALUE! | #VALUE! |  |  | #VALUE! | #VALUE! | #VALUE! | #VALUE! | #VALUE! |  |  | #VALUE! | #VALUE! | #VALUE! | #VALUE! | #VALUE! | #VALUE! | #VALUE! | #VALUE! |  |  | #VALUE! | #VALUE! | #VALUE! | #VALUE! | #VALUE! |  |  | #VALUE! | #VALUE! | #VALUE! | #VALUE! | #VALUE! | #VALUE! | #VALUE! | #VALUE! | 0 | #REF! | #VALUE! | #VALUE! | #VALUE! | #VALUE! | #VALUE! | #VALUE! | #VALUE! | 0
|  |  |  | 0 | 51 | 0 |  |  | 1 | 1.0842e-19 | 0 | 1.0669e-18 | 1.0669e-18 | 1.0669e-18 | 0 | 0 |  |  |  |  | #VALUE! | #VALUE! | #VALUE! |  |  | #VALUE! | #VALUE! | #VALUE! | #VALUE! | #VALUE! | #VALUE! | #VALUE! | #VALUE! |  |  |  |  | #VALUE! | #VALUE! | #VALUE! |  |  | #VALUE! | #VALUE! | #VALUE! | #VALUE! | #VALUE! | #VALUE! | #VALUE! | #VALUE! |  |  |  |  | #VALUE! | #VALUE! | #VALUE! |  |  | #VALUE! | #VALUE! | #VALUE! | #VALUE! | #VALUE! | #VALUE! | #VALUE! | #VALUE! |  |  |  |  | #VALUE! | #VALUE! | #VALUE! |  |  | #VALUE! | #VALUE! | #VALUE! | #VALUE! | #VALUE! | #VALUE! | #VALUE! | #VALUE! |  |  |  |  | #VALUE! | #VALUE! | #VALUE! |  |  | #VALUE! | #VALUE! | #VALUE! | #VALUE! | #VALUE! | #VALUE! | #VALUE! | #VALUE! |  |  | #VALUE! | #VALUE! | #VALUE! | #VALUE! | #VALUE! |  |  | #VALUE! | #VALUE! | #VALUE! | #VALUE! | #VALUE! | #VALUE! | #VALUE! | #VALUE! |  |  | #VALUE! | #VALUE! | #VALUE! | #VALUE! | #VALUE! |  |  | #VALUE! | #VALUE! | #VALUE! | #VALUE! | #VALUE! | #VALUE! | #VALUE! | #VALUE! | 0 | #REF! | #VALUE! | #VALUE! | #VALUE! | #VALUE! | #VALUE! | #VALUE! | #VALUE! | 0
|  |  |  | 0 | 51 | 0 |  |  | 1 | 1.0842e-19 | 0 | 1.0669e-18 | 1.0669e-18 | 1.0669e-18 | 0 | 0 |  |  |  |  | #VALUE! | #VALUE! | #VALUE! |  |  | #VALUE! | #VALUE! | #VALUE! | #VALUE! | #VALUE! | #VALUE! | #VALUE! | #VALUE! |  |  |  |  | #VALUE! | #VALUE! | #VALUE! |  |  | #VALUE! | #VALUE! | #VALUE! | #VALUE! | #VALUE! | #VALUE! | #VALUE! | #VALUE! |  |  |  |  | #VALUE! | #VALUE! | #VALUE! |  |  | #VALUE! | #VALUE! | #VALUE! | #VALUE! | #VALUE! | #VALUE! | #VALUE! | #VALUE! |  |  |  |  | #VALUE! | #VALUE! | #VALUE! |  |  | #VALUE! | #VALUE! | #VALUE! | #VALUE! | #VALUE! | #VALUE! | #VALUE! | #VALUE! |  |  |  |  | #VALUE! | #VALUE! | #VALUE! |  |  | #VALUE! | #VALUE! | #VALUE! | #VALUE! | #VALUE! | #VALUE! | #VALUE! | #VALUE! |  |  | #VALUE! | #VALUE! | #VALUE! | #VALUE! | #VALUE! |  |  | #VALUE! | #VALUE! | #VALUE! | #VALUE! | #VALUE! | #VALUE! | #VALUE! | #VALUE! |  |  | #VALUE! | #VALUE! | #VALUE! | #VALUE! | #VALUE! |  |  | #VALUE! | #VALUE! | #VALUE! | #VALUE! | #VALUE! | #VALUE! | #VALUE! | #VALUE! | 0 | #REF! | #VALUE! | #VALUE! | #VALUE! | #VALUE! | #VALUE! | #VALUE! | #VALUE! | 0
|  |  |  | 0 | 51 | 0 |  |  | 1 | 1.0842e-19 | 0 | 1.0669e-18 | 1.0669e-18 | 1.0669e-18 | 0 | 0 |  |  |  |  | #VALUE! | #VALUE! | #VALUE! |  |  | #VALUE! | #VALUE! | #VALUE! | #VALUE! | #VALUE! | #VALUE! | #VALUE! | #VALUE! |  |  |  |  | #VALUE! | #VALUE! | #VALUE! |  |  | #VALUE! | #VALUE! | #VALUE! | #VALUE! | #VALUE! | #VALUE! | #VALUE! | #VALUE! |  |  |  |  | #VALUE! | #VALUE! | #VALUE! |  |  | #VALUE! | #VALUE! | #VALUE! | #VALUE! | #VALUE! | #VALUE! | #VALUE! | #VALUE! |  |  |  |  | #VALUE! | #VALUE! | #VALUE! |  |  | #VALUE! | #VALUE! | #VALUE! | #VALUE! | #VALUE! | #VALUE! | #VALUE! | #VALUE! |  |  |  |  | #VALUE! | #VALUE! | #VALUE! |  |  | #VALUE! | #VALUE! | #VALUE! | #VALUE! | #VALUE! | #VALUE! | #VALUE! | #VALUE! |  |  | #VALUE! | #VALUE! | #VALUE! | #VALUE! | #VALUE! |  |  | #VALUE! | #VALUE! | #VALUE! | #VALUE! | #VALUE! | #VALUE! | #VALUE! | #VALUE! |  |  | #VALUE! | #VALUE! | #VALUE! | #VALUE! | #VALUE! |  |  | #VALUE! | #VALUE! | #VALUE! | #VALUE! | #VALUE! | #VALUE! | #VALUE! | #VALUE! | 0 | #REF! | #VALUE! | #VALUE! | #VALUE! | #VALUE! | #VALUE! | #VALUE! | #VALUE! | 0
|  |  |  | 0 | 51 | 0 |  |  | 1 | 1.0842e-19 | 0 | 1.0669e-18 | 1.0669e-18 | 1.0669e-18 | 0 | 0 |  |  |  |  | #VALUE! | #VALUE! | #VALUE! |  |  | #VALUE! | #VALUE! | #VALUE! | #VALUE! | #VALUE! | #VALUE! | #VALUE! | #VALUE! |  |  |  |  | #VALUE! | #VALUE! | #VALUE! |  |  | #VALUE! | #VALUE! | #VALUE! | #VALUE! | #VALUE! | #VALUE! | #VALUE! | #VALUE! |  |  |  |  | #VALUE! | #VALUE! | #VALUE! |  |  | #VALUE! | #VALUE! | #VALUE! | #VALUE! | #VALUE! | #VALUE! | #VALUE! | #VALUE! |  |  |  |  | #VALUE! | #VALUE! | #VALUE! |  |  | #VALUE! | #VALUE! | #VALUE! | #VALUE! | #VALUE! | #VALUE! | #VALUE! | #VALUE! |  |  |  |  | #VALUE! | #VALUE! | #VALUE! |  |  | #VALUE! | #VALUE! | #VALUE! | #VALUE! | #VALUE! | #VALUE! | #VALUE! | #VALUE! |  |  | #VALUE! | #VALUE! | #VALUE! | #VALUE! | #VALUE! |  |  | #VALUE! | #VALUE! | #VALUE! | #VALUE! | #VALUE! | #VALUE! | #VALUE! | #VALUE! |  |  | #VALUE! | #VALUE! | #VALUE! | #VALUE! | #VALUE! |  |  | #VALUE! | #VALUE! | #VALUE! | #VALUE! | #VALUE! | #VALUE! | #VALUE! | #VALUE! | 0 | #REF! | #VALUE! | #VALUE! | #VALUE! | #VALUE! | #VALUE! | #VALUE! | #VALUE! | 0
|  |  |  | 0 | 51 | 0 |  |  | 1 | 1.0842e-19 | 0 | 1.0669e-18 | 1.0669e-18 | 1.0669e-18 | 0 | 0 |  |  |  |  | #VALUE! | #VALUE! | #VALUE! |  |  | #VALUE! | #VALUE! | #VALUE! | #VALUE! | #VALUE! | #VALUE! | #VALUE! | #VALUE! |  |  |  |  | #VALUE! | #VALUE! | #VALUE! |  |  | #VALUE! | #VALUE! | #VALUE! | #VALUE! | #VALUE! | #VALUE! | #VALUE! | #VALUE! |  |  |  |  | #VALUE! | #VALUE! | #VALUE! |  |  | #VALUE! | #VALUE! | #VALUE! | #VALUE! | #VALUE! | #VALUE! | #VALUE! | #VALUE! |  |  |  |  | #VALUE! | #VALUE! | #VALUE! |  |  | #VALUE! | #VALUE! | #VALUE! | #VALUE! | #VALUE! | #VALUE! | #VALUE! | #VALUE! |  |  |  |  | #VALUE! | #VALUE! | #VALUE! |  |  | #VALUE! | #VALUE! | #VALUE! | #VALUE! | #VALUE! | #VALUE! | #VALUE! | #VALUE! |  |  | #VALUE! | #VALUE! | #VALUE! | #VALUE! | #VALUE! |  |  | #VALUE! | #VALUE! | #VALUE! | #VALUE! | #VALUE! | #VALUE! | #VALUE! | #VALUE! |  |  | #VALUE! | #VALUE! | #VALUE! | #VALUE! | #VALUE! |  |  | #VALUE! | #VALUE! | #VALUE! | #VALUE! | #VALUE! | #VALUE! | #VALUE! | #VALUE! | 0 | #REF! | #VALUE! | #VALUE! | #VALUE! | #VALUE! | #VALUE! | #VALUE! | #VALUE! | 0
|  |  |  | 0 | 51 | 0 |  |  | 1 | 1.0842e-19 | 0 | 1.0669e-18 | 1.0669e-18 | 1.0669e-18 | 0 | 0 |  |  |  |  | #VALUE! | #VALUE! | #VALUE! |  |  | #VALUE! | #VALUE! | #VALUE! | #VALUE! | #VALUE! | #VALUE! | #VALUE! | #VALUE! |  |  |  |  | #VALUE! | #VALUE! | #VALUE! |  |  | #VALUE! | #VALUE! | #VALUE! | #VALUE! | #VALUE! | #VALUE! | #VALUE! | #VALUE! |  |  |  |  | #VALUE! | #VALUE! | #VALUE! |  |  | #VALUE! | #VALUE! | #VALUE! | #VALUE! | #VALUE! | #VALUE! | #VALUE! | #VALUE! |  |  |  |  | #VALUE! | #VALUE! | #VALUE! |  |  | #VALUE! | #VALUE! | #VALUE! | #VALUE! | #VALUE! | #VALUE! | #VALUE! | #VALUE! |  |  |  |  | #VALUE! | #VALUE! | #VALUE! |  |  | #VALUE! | #VALUE! | #VALUE! | #VALUE! | #VALUE! | #VALUE! | #VALUE! | #VALUE! |  |  | #VALUE! | #VALUE! | #VALUE! | #VALUE! | #VALUE! |  |  | #VALUE! | #VALUE! | #VALUE! | #VALUE! | #VALUE! | #VALUE! | #VALUE! | #VALUE! |  |  | #VALUE! | #VALUE! | #VALUE! | #VALUE! | #VALUE! |  |  | #VALUE! | #VALUE! | #VALUE! | #VALUE! | #VALUE! | #VALUE! | #VALUE! | #VALUE! | 0 | #REF! | #VALUE! | #VALUE! | #VALUE! | #VALUE! | #VALUE! | #VALUE! | #VALUE! | 0
|  |  |  | 0 | 51 | 0 |  |  | 1 | 1.0842e-19 | 0 | 1.0669e-18 | 1.0669e-18 | 1.0669e-18 | 0 | 0 |  |  |  |  | #VALUE! | #VALUE! | #VALUE! |  |  | #VALUE! | #VALUE! | #VALUE! | #VALUE! | #VALUE! | #VALUE! | #VALUE! | #VALUE! |  |  |  |  | #VALUE! | #VALUE! | #VALUE! |  |  | #VALUE! | #VALUE! | #VALUE! | #VALUE! | #VALUE! | #VALUE! | #VALUE! | #VALUE! |  |  |  |  | #VALUE! | #VALUE! | #VALUE! |  |  | #VALUE! | #VALUE! | #VALUE! | #VALUE! | #VALUE! | #VALUE! | #VALUE! | #VALUE! |  |  |  |  | #VALUE! | #VALUE! | #VALUE! |  |  | #VALUE! | #VALUE! | #VALUE! | #VALUE! | #VALUE! | #VALUE! | #VALUE! | #VALUE! |  |  |  |  | #VALUE! | #VALUE! | #VALUE! |  |  | #VALUE! | #VALUE! | #VALUE! | #VALUE! | #VALUE! | #VALUE! | #VALUE! | #VALUE! |  |  | #VALUE! | #VALUE! | #VALUE! | #VALUE! | #VALUE! |  |  | #VALUE! | #VALUE! | #VALUE! | #VALUE! | #VALUE! | #VALUE! | #VALUE! | #VALUE! |  |  | #VALUE! | #VALUE! | #VALUE! | #VALUE! | #VALUE! |  |  | #VALUE! | #VALUE! | #VALUE! | #VALUE! | #VALUE! | #VALUE! | #VALUE! | #VALUE! | 0 | #REF! | #VALUE! | #VALUE! | #VALUE! | #VALUE! | #VALUE! | #VALUE! | #VALUE! | 0
|  |  |  | 0 | 51 | 0 |  |  | 1 | 1.0842e-19 | 0 | 1.0669e-18 | 1.0669e-18 | 1.0669e-18 | 0 | 0 |  |  |  |  | #VALUE! | #VALUE! | #VALUE! |  |  | #VALUE! | #VALUE! | #VALUE! | #VALUE! | #VALUE! | #VALUE! | #VALUE! | #VALUE! |  |  |  |  | #VALUE! | #VALUE! | #VALUE! |  |  | #VALUE! | #VALUE! | #VALUE! | #VALUE! | #VALUE! | #VALUE! | #VALUE! | #VALUE! |  |  |  |  | #VALUE! | #VALUE! | #VALUE! |  |  | #VALUE! | #VALUE! | #VALUE! | #VALUE! | #VALUE! | #VALUE! | #VALUE! | #VALUE! |  |  |  |  | #VALUE! | #VALUE! | #VALUE! |  |  | #VALUE! | #VALUE! | #VALUE! | #VALUE! | #VALUE! | #VALUE! | #VALUE! | #VALUE! |  |  |  |  | #VALUE! | #VALUE! | #VALUE! |  |  | #VALUE! | #VALUE! | #VALUE! | #VALUE! | #VALUE! | #VALUE! | #VALUE! | #VALUE! |  |  | #VALUE! | #VALUE! | #VALUE! | #VALUE! | #VALUE! |  |  | #VALUE! | #VALUE! | #VALUE! | #VALUE! | #VALUE! | #VALUE! | #VALUE! | #VALUE! |  |  | #VALUE! | #VALUE! | #VALUE! | #VALUE! | #VALUE! |  |  | #VALUE! | #VALUE! | #VALUE! | #VALUE! | #VALUE! | #VALUE! | #VALUE! | #VALUE! | 0 | #REF! | #VALUE! | #VALUE! | #VALUE! | #VALUE! | #VALUE! | #VALUE! | #VALUE! | 0
|  |  |  | 0 | 51 | 0 |  |  | 1 | 1.0842e-19 | 0 | 1.0669e-18 | 1.0669e-18 | 1.0669e-18 | 0 | 0 |  |  |  |  | #VALUE! | #VALUE! | #VALUE! |  |  | #VALUE! | #VALUE! | #VALUE! | #VALUE! | #VALUE! | #VALUE! | #VALUE! | #VALUE! |  |  |  |  | #VALUE! | #VALUE! | #VALUE! |  |  | #VALUE! | #VALUE! | #VALUE! | #VALUE! | #VALUE! | #VALUE! | #VALUE! | #VALUE! |  |  |  |  | #VALUE! | #VALUE! | #VALUE! |  |  | #VALUE! | #VALUE! | #VALUE! | #VALUE! | #VALUE! | #VALUE! | #VALUE! | #VALUE! |  |  |  |  | #VALUE! | #VALUE! | #VALUE! |  |  | #VALUE! | #VALUE! | #VALUE! | #VALUE! | #VALUE! | #VALUE! | #VALUE! | #VALUE! |  |  |  |  | #VALUE! | #VALUE! | #VALUE! |  |  | #VALUE! | #VALUE! | #VALUE! | #VALUE! | #VALUE! | #VALUE! | #VALUE! | #VALUE! |  |  | #VALUE! | #VALUE! | #VALUE! | #VALUE! | #VALUE! |  |  | #VALUE! | #VALUE! | #VALUE! | #VALUE! | #VALUE! | #VALUE! | #VALUE! | #VALUE! |  |  | #VALUE! | #VALUE! | #VALUE! | #VALUE! | #VALUE! |  |  | #VALUE! | #VALUE! | #VALUE! | #VALUE! | #VALUE! | #VALUE! | #VALUE! | #VALUE! | 0 | #REF! | #VALUE! | #VALUE! | #VALUE! | #VALUE! | #VALUE! | #VALUE! | #VALUE! | 0
|  |  |  | 0 | 51 | 0 |  |  | 1 | 1.0842e-19 | 0 | 1.0669e-18 | 1.0669e-18 | 1.0669e-18 | 0 | 0 |  |  |  |  | #VALUE! | #VALUE! | #VALUE! |  |  | #VALUE! | #VALUE! | #VALUE! | #VALUE! | #VALUE! | #VALUE! | #VALUE! | #VALUE! |  |  |  |  | #VALUE! | #VALUE! | #VALUE! |  |  | #VALUE! | #VALUE! | #VALUE! | #VALUE! | #VALUE! | #VALUE! | #VALUE! | #VALUE! |  |  |  |  | #VALUE! | #VALUE! | #VALUE! |  |  | #VALUE! | #VALUE! | #VALUE! | #VALUE! | #VALUE! | #VALUE! | #VALUE! | #VALUE! |  |  |  |  | #VALUE! | #VALUE! | #VALUE! |  |  | #VALUE! | #VALUE! | #VALUE! | #VALUE! | #VALUE! | #VALUE! | #VALUE! | #VALUE! |  |  |  |  | #VALUE! | #VALUE! | #VALUE! |  |  | #VALUE! | #VALUE! | #VALUE! | #VALUE! | #VALUE! | #VALUE! | #VALUE! | #VALUE! |  |  | #VALUE! | #VALUE! | #VALUE! | #VALUE! | #VALUE! |  |  | #VALUE! | #VALUE! | #VALUE! | #VALUE! | #VALUE! | #VALUE! | #VALUE! | #VALUE! |  |  | #VALUE! | #VALUE! | #VALUE! | #VALUE! | #VALUE! |  |  | #VALUE! | #VALUE! | #VALUE! | #VALUE! | #VALUE! | #VALUE! | #VALUE! | #VALUE! | 0 | #REF! | #VALUE! | #VALUE! | #VALUE! | #VALUE! | #VALUE! | #VALUE! | #VALUE! | 0
|  |  |  | 0 | 51 | 0 |  |  | 1 | 1.0842e-19 | 0 | 1.0669e-18 | 1.0669e-18 | 1.0669e-18 | 0 | 0 |  |  |  |  | #VALUE! | #VALUE! | #VALUE! |  |  | #VALUE! | #VALUE! | #VALUE! | #VALUE! | #VALUE! | #VALUE! | #VALUE! | #VALUE! |  |  |  |  | #VALUE! | #VALUE! | #VALUE! |  |  | #VALUE! | #VALUE! | #VALUE! | #VALUE! | #VALUE! | #VALUE! | #VALUE! | #VALUE! |  |  |  |  | #VALUE! | #VALUE! | #VALUE! |  |  | #VALUE! | #VALUE! | #VALUE! | #VALUE! | #VALUE! | #VALUE! | #VALUE! | #VALUE! |  |  |  |  | #VALUE! | #VALUE! | #VALUE! |  |  | #VALUE! | #VALUE! | #VALUE! | #VALUE! | #VALUE! | #VALUE! | #VALUE! | #VALUE! |  |  |  |  | #VALUE! | #VALUE! | #VALUE! |  |  | #VALUE! | #VALUE! | #VALUE! | #VALUE! | #VALUE! | #VALUE! | #VALUE! | #VALUE! |  |  | #VALUE! | #VALUE! | #VALUE! | #VALUE! | #VALUE! |  |  | #VALUE! | #VALUE! | #VALUE! | #VALUE! | #VALUE! | #VALUE! | #VALUE! | #VALUE! |  |  | #VALUE! | #VALUE! | #VALUE! | #VALUE! | #VALUE! |  |  | #VALUE! | #VALUE! | #VALUE! | #VALUE! | #VALUE! | #VALUE! | #VALUE! | #VALUE! | 0 | #REF! | #VALUE! | #VALUE! | #VALUE! | #VALUE! | #VALUE! | #VALUE! | #VALUE! | 0
|  |  |  | 0 | 51 | 0 |  |  | 1 | 1.0842e-19 | 0 | 1.0669e-18 | 1.0669e-18 | 1.0669e-18 | 0 | 0 |  |  |  |  | #VALUE! | #VALUE! | #VALUE! |  |  | #VALUE! | #VALUE! | #VALUE! | #VALUE! | #VALUE! | #VALUE! | #VALUE! | #VALUE! |  |  |  |  | #VALUE! | #VALUE! | #VALUE! |  |  | #VALUE! | #VALUE! | #VALUE! | #VALUE! | #VALUE! | #VALUE! | #VALUE! | #VALUE! |  |  |  |  | #VALUE! | #VALUE! | #VALUE! |  |  | #VALUE! | #VALUE! | #VALUE! | #VALUE! | #VALUE! | #VALUE! | #VALUE! | #VALUE! |  |  |  |  | #VALUE! | #VALUE! | #VALUE! |  |  | #VALUE! | #VALUE! | #VALUE! | #VALUE! | #VALUE! | #VALUE! | #VALUE! | #VALUE! |  |  |  |  | #VALUE! | #VALUE! | #VALUE! |  |  | #VALUE! | #VALUE! | #VALUE! | #VALUE! | #VALUE! | #VALUE! | #VALUE! | #VALUE! |  |  | #VALUE! | #VALUE! | #VALUE! | #VALUE! | #VALUE! |  |  | #VALUE! | #VALUE! | #VALUE! | #VALUE! | #VALUE! | #VALUE! | #VALUE! | #VALUE! |  |  | #VALUE! | #VALUE! | #VALUE! | #VALUE! | #VALUE! |  |  | #VALUE! | #VALUE! | #VALUE! | #VALUE! | #VALUE! | #VALUE! | #VALUE! | #VALUE! | 0 | #REF! | #VALUE! | #VALUE! | #VALUE! | #VALUE! | #VALUE! | #VALUE! | #VALUE! | 0
|  |  |  | 0 | 51 | 0 |  |  | 1 | 1.0842e-19 | 0 | 1.0669e-18 | 1.0669e-18 | 1.0669e-18 | 0 | 0 |  |  |  |  | #VALUE! | #VALUE! | #VALUE! |  |  | #VALUE! | #VALUE! | #VALUE! | #VALUE! | #VALUE! | #VALUE! | #VALUE! | #VALUE! |  |  |  |  | #VALUE! | #VALUE! | #VALUE! |  |  | #VALUE! | #VALUE! | #VALUE! | #VALUE! | #VALUE! | #VALUE! | #VALUE! | #VALUE! |  |  |  |  | #VALUE! | #VALUE! | #VALUE! |  |  | #VALUE! | #VALUE! | #VALUE! | #VALUE! | #VALUE! | #VALUE! | #VALUE! | #VALUE! |  |  |  |  | #VALUE! | #VALUE! | #VALUE! |  |  | #VALUE! | #VALUE! | #VALUE! | #VALUE! | #VALUE! | #VALUE! | #VALUE! | #VALUE! |  |  |  |  | #VALUE! | #VALUE! | #VALUE! |  |  | #VALUE! | #VALUE! | #VALUE! | #VALUE! | #VALUE! | #VALUE! | #VALUE! | #VALUE! |  |  | #VALUE! | #VALUE! | #VALUE! | #VALUE! | #VALUE! |  |  | #VALUE! | #VALUE! | #VALUE! | #VALUE! | #VALUE! | #VALUE! | #VALUE! | #VALUE! |  |  | #VALUE! | #VALUE! | #VALUE! | #VALUE! | #VALUE! |  |  | #VALUE! | #VALUE! | #VALUE! | #VALUE! | #VALUE! | #VALUE! | #VALUE! | #VALUE! | 0 | #REF! | #VALUE! | #VALUE! | #VALUE! | #VALUE! | #VALUE! | #VALUE! | #VALUE! | 0
|  |  |  | 0 | 51 | 0 |  |  | 1 | 1.0842e-19 | 0 | 1.0669e-18 | 1.0669e-18 | 1.0669e-18 | 0 | 0 |  |  |  |  | #VALUE! | #VALUE! | #VALUE! |  |  | #VALUE! | #VALUE! | #VALUE! | #VALUE! | #VALUE! | #VALUE! | #VALUE! | #VALUE! |  |  |  |  | #VALUE! | #VALUE! | #VALUE! |  |  | #VALUE! | #VALUE! | #VALUE! | #VALUE! | #VALUE! | #VALUE! | #VALUE! | #VALUE! |  |  |  |  | #VALUE! | #VALUE! | #VALUE! |  |  | #VALUE! | #VALUE! | #VALUE! | #VALUE! | #VALUE! | #VALUE! | #VALUE! | #VALUE! |  |  |  |  | #VALUE! | #VALUE! | #VALUE! |  |  | #VALUE! | #VALUE! | #VALUE! | #VALUE! | #VALUE! | #VALUE! | #VALUE! | #VALUE! |  |  |  |  | #VALUE! | #VALUE! | #VALUE! |  |  | #VALUE! | #VALUE! | #VALUE! | #VALUE! | #VALUE! | #VALUE! | #VALUE! | #VALUE! |  |  | #VALUE! | #VALUE! | #VALUE! | #VALUE! | #VALUE! |  |  | #VALUE! | #VALUE! | #VALUE! | #VALUE! | #VALUE! | #VALUE! | #VALUE! | #VALUE! |  |  | #VALUE! | #VALUE! | #VALUE! | #VALUE! | #VALUE! |  |  | #VALUE! | #VALUE! | #VALUE! | #VALUE! | #VALUE! | #VALUE! | #VALUE! | #VALUE! | 0 | #REF! | #VALUE! | #VALUE! | #VALUE! | #VALUE! | #VALUE! | #VALUE! | #VALUE! | 0
|  |  |  | 0 | 51 | 0 |  |  | 1 | 1.0842e-19 | 0 | 1.0669e-18 | 1.0669e-18 | 1.0669e-18 | 0 | 0 |  |  |  |  | #VALUE! | #VALUE! | #VALUE! |  |  | #VALUE! | #VALUE! | #VALUE! | #VALUE! | #VALUE! | #VALUE! | #VALUE! | #VALUE! |  |  |  |  | #VALUE! | #VALUE! | #VALUE! |  |  | #VALUE! | #VALUE! | #VALUE! | #VALUE! | #VALUE! | #VALUE! | #VALUE! | #VALUE! |  |  |  |  | #VALUE! | #VALUE! | #VALUE! |  |  | #VALUE! | #VALUE! | #VALUE! | #VALUE! | #VALUE! | #VALUE! | #VALUE! | #VALUE! |  |  |  |  | #VALUE! | #VALUE! | #VALUE! |  |  | #VALUE! | #VALUE! | #VALUE! | #VALUE! | #VALUE! | #VALUE! | #VALUE! | #VALUE! |  |  |  |  | #VALUE! | #VALUE! | #VALUE! |  |  | #VALUE! | #VALUE! | #VALUE! | #VALUE! | #VALUE! | #VALUE! | #VALUE! | #VALUE! |  |  | #VALUE! | #VALUE! | #VALUE! | #VALUE! | #VALUE! |  |  | #VALUE! | #VALUE! | #VALUE! | #VALUE! | #VALUE! | #VALUE! | #VALUE! | #VALUE! |  |  | #VALUE! | #VALUE! | #VALUE! | #VALUE! | #VALUE! |  |  | #VALUE! | #VALUE! | #VALUE! | #VALUE! | #VALUE! | #VALUE! | #VALUE! | #VALUE! | 0 | #REF! | #VALUE! | #VALUE! | #VALUE! | #VALUE! | #VALUE! | #VALUE! | #VALUE! | 0
|  |  |  | 0 | 51 | 0 |  |  | 1 | 1.0842e-19 | 0 | 1.0669e-18 | 1.0669e-18 | 1.0669e-18 | 0 | 0 |  |  |  |  | #VALUE! | #VALUE! | #VALUE! |  |  | #VALUE! | #VALUE! | #VALUE! | #VALUE! | #VALUE! | #VALUE! | #VALUE! | #VALUE! |  |  |  |  | #VALUE! | #VALUE! | #VALUE! |  |  | #VALUE! | #VALUE! | #VALUE! | #VALUE! | #VALUE! | #VALUE! | #VALUE! | #VALUE! |  |  |  |  | #VALUE! | #VALUE! | #VALUE! |  |  | #VALUE! | #VALUE! | #VALUE! | #VALUE! | #VALUE! | #VALUE! | #VALUE! | #VALUE! |  |  |  |  | #VALUE! | #VALUE! | #VALUE! |  |  | #VALUE! | #VALUE! | #VALUE! | #VALUE! | #VALUE! | #VALUE! | #VALUE! | #VALUE! |  |  |  |  | #VALUE! | #VALUE! | #VALUE! |  |  | #VALUE! | #VALUE! | #VALUE! | #VALUE! | #VALUE! | #VALUE! | #VALUE! | #VALUE! |  |  | #VALUE! | #VALUE! | #VALUE! | #VALUE! | #VALUE! |  |  | #VALUE! | #VALUE! | #VALUE! | #VALUE! | #VALUE! | #VALUE! | #VALUE! | #VALUE! |  |  | #VALUE! | #VALUE! | #VALUE! | #VALUE! | #VALUE! |  |  | #VALUE! | #VALUE! | #VALUE! | #VALUE! | #VALUE! | #VALUE! | #VALUE! | #VALUE! | 0 | #REF! | #VALUE! | #VALUE! | #VALUE! | #VALUE! | #VALUE! | #VALUE! | #VALUE! | 0
|  |  |  | 0 | 51 | 0 |  |  | 1 | 1.0842e-19 | 0 | 1.0669e-18 | 1.0669e-18 | 1.0669e-18 | 0 | 0 |  |  |  |  | #VALUE! | #VALUE! | #VALUE! |  |  | #VALUE! | #VALUE! | #VALUE! | #VALUE! | #VALUE! | #VALUE! | #VALUE! | #VALUE! |  |  |  |  | #VALUE! | #VALUE! | #VALUE! |  |  | #VALUE! | #VALUE! | #VALUE! | #VALUE! | #VALUE! | #VALUE! | #VALUE! | #VALUE! |  |  |  |  | #VALUE! | #VALUE! | #VALUE! |  |  | #VALUE! | #VALUE! | #VALUE! | #VALUE! | #VALUE! | #VALUE! | #VALUE! | #VALUE! |  |  |  |  | #VALUE! | #VALUE! | #VALUE! |  |  | #VALUE! | #VALUE! | #VALUE! | #VALUE! | #VALUE! | #VALUE! | #VALUE! | #VALUE! |  |  |  |  | #VALUE! | #VALUE! | #VALUE! |  |  | #VALUE! | #VALUE! | #VALUE! | #VALUE! | #VALUE! | #VALUE! | #VALUE! | #VALUE! |  |  | #VALUE! | #VALUE! | #VALUE! | #VALUE! | #VALUE! |  |  | #VALUE! | #VALUE! | #VALUE! | #VALUE! | #VALUE! | #VALUE! | #VALUE! | #VALUE! |  |  | #VALUE! | #VALUE! | #VALUE! | #VALUE! | #VALUE! |  |  | #VALUE! | #VALUE! | #VALUE! | #VALUE! | #VALUE! | #VALUE! | #VALUE! | #VALUE! | 0 | #REF! | #VALUE! | #VALUE! | #VALUE! | #VALUE! | #VALUE! | #VALUE! | #VALUE! | 0
|  |  |  | 0 | 51 | 0 |  |  | 1 | 1.0842e-19 | 0 | 1.0669e-18 | 1.0669e-18 | 1.0669e-18 | 0 | 0 |  |  |  |  | #VALUE! | #VALUE! | #VALUE! |  |  | #VALUE! | #VALUE! | #VALUE! | #VALUE! | #VALUE! | #VALUE! | #VALUE! | #VALUE! |  |  |  |  | #VALUE! | #VALUE! | #VALUE! |  |  | #VALUE! | #VALUE! | #VALUE! | #VALUE! | #VALUE! | #VALUE! | #VALUE! | #VALUE! |  |  |  |  | #VALUE! | #VALUE! | #VALUE! |  |  | #VALUE! | #VALUE! | #VALUE! | #VALUE! | #VALUE! | #VALUE! | #VALUE! | #VALUE! |  |  |  |  | #VALUE! | #VALUE! | #VALUE! |  |  | #VALUE! | #VALUE! | #VALUE! | #VALUE! | #VALUE! | #VALUE! | #VALUE! | #VALUE! |  |  |  |  | #VALUE! | #VALUE! | #VALUE! |  |  | #VALUE! | #VALUE! | #VALUE! | #VALUE! | #VALUE! | #VALUE! | #VALUE! | #VALUE! |  |  | #VALUE! | #VALUE! | #VALUE! | #VALUE! | #VALUE! |  |  | #VALUE! | #VALUE! | #VALUE! | #VALUE! | #VALUE! | #VALUE! | #VALUE! | #VALUE! |  |  | #VALUE! | #VALUE! | #VALUE! | #VALUE! | #VALUE! |  |  | #VALUE! | #VALUE! | #VALUE! | #VALUE! | #VALUE! | #VALUE! | #VALUE! | #VALUE! | 0 | #REF! | #VALUE! | #VALUE! | #VALUE! | #VALUE! | #VALUE! | #VALUE! | #VALUE! | 0
|  |  |  | 0 | 51 | 0 |  |  | 1 | 1.0842e-19 | 0 | 1.0669e-18 | 1.0669e-18 | 1.0669e-18 | 0 | 0 |  |  |  |  | #VALUE! | #VALUE! | #VALUE! |  |  | #VALUE! | #VALUE! | #VALUE! | #VALUE! | #VALUE! | #VALUE! | #VALUE! | #VALUE! |  |  |  |  | #VALUE! | #VALUE! | #VALUE! |  |  | #VALUE! | #VALUE! | #VALUE! | #VALUE! | #VALUE! | #VALUE! | #VALUE! | #VALUE! |  |  |  |  | #VALUE! | #VALUE! | #VALUE! |  |  | #VALUE! | #VALUE! | #VALUE! | #VALUE! | #VALUE! | #VALUE! | #VALUE! | #VALUE! |  |  |  |  | #VALUE! | #VALUE! | #VALUE! |  |  | #VALUE! | #VALUE! | #VALUE! | #VALUE! | #VALUE! | #VALUE! | #VALUE! | #VALUE! |  |  |  |  | #VALUE! | #VALUE! | #VALUE! |  |  | #VALUE! | #VALUE! | #VALUE! | #VALUE! | #VALUE! | #VALUE! | #VALUE! | #VALUE! |  |  | #VALUE! | #VALUE! | #VALUE! | #VALUE! | #VALUE! |  |  | #VALUE! | #VALUE! | #VALUE! | #VALUE! | #VALUE! | #VALUE! | #VALUE! | #VALUE! |  |  | #VALUE! | #VALUE! | #VALUE! | #VALUE! | #VALUE! |  |  | #VALUE! | #VALUE! | #VALUE! | #VALUE! | #VALUE! | #VALUE! | #VALUE! | #VALUE! | 0 | #REF! | #VALUE! | #VALUE! | #VALUE! | #VALUE! | #VALUE! | #VALUE! | #VALUE! | 0
|  |  |  | 0 | 51 | 0 |  |  | 1 | 1.0842e-19 | 0 | 1.0669e-18 | 1.0669e-18 | 1.0669e-18 | 0 | 0 |  |  |  |  | #VALUE! | #VALUE! | #VALUE! |  |  | #VALUE! | #VALUE! | #VALUE! | #VALUE! | #VALUE! | #VALUE! | #VALUE! | #VALUE! |  |  |  |  | #VALUE! | #VALUE! | #VALUE! |  |  | #VALUE! | #VALUE! | #VALUE! | #VALUE! | #VALUE! | #VALUE! | #VALUE! | #VALUE! |  |  |  |  | #VALUE! | #VALUE! | #VALUE! |  |  | #VALUE! | #VALUE! | #VALUE! | #VALUE! | #VALUE! | #VALUE! | #VALUE! | #VALUE! |  |  |  |  | #VALUE! | #VALUE! | #VALUE! |  |  | #VALUE! | #VALUE! | #VALUE! | #VALUE! | #VALUE! | #VALUE! | #VALUE! | #VALUE! |  |  |  |  | #VALUE! | #VALUE! | #VALUE! |  |  | #VALUE! | #VALUE! | #VALUE! | #VALUE! | #VALUE! | #VALUE! | #VALUE! | #VALUE! |  |  | #VALUE! | #VALUE! | #VALUE! | #VALUE! | #VALUE! |  |  | #VALUE! | #VALUE! | #VALUE! | #VALUE! | #VALUE! | #VALUE! | #VALUE! | #VALUE! |  |  | #VALUE! | #VALUE! | #VALUE! | #VALUE! | #VALUE! |  |  | #VALUE! | #VALUE! | #VALUE! | #VALUE! | #VALUE! | #VALUE! | #VALUE! | #VALUE! | 0 | #REF! | #VALUE! | #VALUE! | #VALUE! | #VALUE! | #VALUE! | #VALUE! | #VALUE! | 0
|  |  |  | 0 | 51 | 0 |  |  | 1 | 1.0842e-19 | 0 | 1.0669e-18 | 1.0669e-18 | 1.0669e-18 | 0 | 0 |  |  |  |  | #VALUE! | #VALUE! | #VALUE! |  |  | #VALUE! | #VALUE! | #VALUE! | #VALUE! | #VALUE! | #VALUE! | #VALUE! | #VALUE! |  |  |  |  | #VALUE! | #VALUE! | #VALUE! |  |  | #VALUE! | #VALUE! | #VALUE! | #VALUE! | #VALUE! | #VALUE! | #VALUE! | #VALUE! |  |  |  |  | #VALUE! | #VALUE! | #VALUE! |  |  | #VALUE! | #VALUE! | #VALUE! | #VALUE! | #VALUE! | #VALUE! | #VALUE! | #VALUE! |  |  |  |  | #VALUE! | #VALUE! | #VALUE! |  |  | #VALUE! | #VALUE! | #VALUE! | #VALUE! | #VALUE! | #VALUE! | #VALUE! | #VALUE! |  |  |  |  | #VALUE! | #VALUE! | #VALUE! |  |  | #VALUE! | #VALUE! | #VALUE! | #VALUE! | #VALUE! | #VALUE! | #VALUE! | #VALUE! |  |  | #VALUE! | #VALUE! | #VALUE! | #VALUE! | #VALUE! |  |  | #VALUE! | #VALUE! | #VALUE! | #VALUE! | #VALUE! | #VALUE! | #VALUE! | #VALUE! |  |  | #VALUE! | #VALUE! | #VALUE! | #VALUE! | #VALUE! |  |  | #VALUE! | #VALUE! | #VALUE! | #VALUE! | #VALUE! | #VALUE! | #VALUE! | #VALUE! | 0 | #REF! | #VALUE! | #VALUE! | #VALUE! | #VALUE! | #VALUE! | #VALUE! | #VALUE! | 0
|  |  |  | 0 | 51 | 0 |  |  | 1 | 1.0842e-19 | 0 | 1.0669e-18 | 1.0669e-18 | 1.0669e-18 | 0 | 0 |  |  |  |  | #VALUE! | #VALUE! | #VALUE! |  |  | #VALUE! | #VALUE! | #VALUE! | #VALUE! | #VALUE! | #VALUE! | #VALUE! | #VALUE! |  |  |  |  | #VALUE! | #VALUE! | #VALUE! |  |  | #VALUE! | #VALUE! | #VALUE! | #VALUE! | #VALUE! | #VALUE! | #VALUE! | #VALUE! |  |  |  |  | #VALUE! | #VALUE! | #VALUE! |  |  | #VALUE! | #VALUE! | #VALUE! | #VALUE! | #VALUE! | #VALUE! | #VALUE! | #VALUE! |  |  |  |  | #VALUE! | #VALUE! | #VALUE! |  |  | #VALUE! | #VALUE! | #VALUE! | #VALUE! | #VALUE! | #VALUE! | #VALUE! | #VALUE! |  |  |  |  | #VALUE! | #VALUE! | #VALUE! |  |  | #VALUE! | #VALUE! | #VALUE! | #VALUE! | #VALUE! | #VALUE! | #VALUE! | #VALUE! |  |  | #VALUE! | #VALUE! | #VALUE! | #VALUE! | #VALUE! |  |  | #VALUE! | #VALUE! | #VALUE! | #VALUE! | #VALUE! | #VALUE! | #VALUE! | #VALUE! |  |  | #VALUE! | #VALUE! | #VALUE! | #VALUE! | #VALUE! |  |  | #VALUE! | #VALUE! | #VALUE! | #VALUE! | #VALUE! | #VALUE! | #VALUE! | #VALUE! | 0 | #REF! | #VALUE! | #VALUE! | #VALUE! | #VALUE! | #VALUE! | #VALUE! | #VALUE! | 0
|  |  |  | 0 | 51 | 0 |  |  | 1 | 1.0842e-19 | 0 | 1.0669e-18 | 1.0669e-18 | 1.0669e-18 | 0 | 0 |  |  |  |  | #VALUE! | #VALUE! | #VALUE! |  |  | #VALUE! | #VALUE! | #VALUE! | #VALUE! | #VALUE! | #VALUE! | #VALUE! | #VALUE! |  |  |  |  | #VALUE! | #VALUE! | #VALUE! |  |  | #VALUE! | #VALUE! | #VALUE! | #VALUE! | #VALUE! | #VALUE! | #VALUE! | #VALUE! |  |  |  |  | #VALUE! | #VALUE! | #VALUE! |  |  | #VALUE! | #VALUE! | #VALUE! | #VALUE! | #VALUE! | #VALUE! | #VALUE! | #VALUE! |  |  |  |  | #VALUE! | #VALUE! | #VALUE! |  |  | #VALUE! | #VALUE! | #VALUE! | #VALUE! | #VALUE! | #VALUE! | #VALUE! | #VALUE! |  |  |  |  | #VALUE! | #VALUE! | #VALUE! |  |  | #VALUE! | #VALUE! | #VALUE! | #VALUE! | #VALUE! | #VALUE! | #VALUE! | #VALUE! |  |  | #VALUE! | #VALUE! | #VALUE! | #VALUE! | #VALUE! |  |  | #VALUE! | #VALUE! | #VALUE! | #VALUE! | #VALUE! | #VALUE! | #VALUE! | #VALUE! |  |  | #VALUE! | #VALUE! | #VALUE! | #VALUE! | #VALUE! |  |  | #VALUE! | #VALUE! | #VALUE! | #VALUE! | #VALUE! | #VALUE! | #VALUE! | #VALUE! | 0 | #REF! | #VALUE! | #VALUE! | #VALUE! | #VALUE! | #VALUE! | #VALUE! | #VALUE! | 0
|  |  |  | 0 | 51 | 0 |  |  | 1 | 1.0842e-19 | 0 | 1.0669e-18 | 1.0669e-18 | 1.0669e-18 | 0 | 0 |  |  |  |  | #VALUE! | #VALUE! | #VALUE! |  |  | #VALUE! | #VALUE! | #VALUE! | #VALUE! | #VALUE! | #VALUE! | #VALUE! | #VALUE! |  |  |  |  | #VALUE! | #VALUE! | #VALUE! |  |  | #VALUE! | #VALUE! | #VALUE! | #VALUE! | #VALUE! | #VALUE! | #VALUE! | #VALUE! |  |  |  |  | #VALUE! | #VALUE! | #VALUE! |  |  | #VALUE! | #VALUE! | #VALUE! | #VALUE! | #VALUE! | #VALUE! | #VALUE! | #VALUE! |  |  |  |  | #VALUE! | #VALUE! | #VALUE! |  |  | #VALUE! | #VALUE! | #VALUE! | #VALUE! | #VALUE! | #VALUE! | #VALUE! | #VALUE! |  |  |  |  | #VALUE! | #VALUE! | #VALUE! |  |  | #VALUE! | #VALUE! | #VALUE! | #VALUE! | #VALUE! | #VALUE! | #VALUE! | #VALUE! |  |  | #VALUE! | #VALUE! | #VALUE! | #VALUE! | #VALUE! |  |  | #VALUE! | #VALUE! | #VALUE! | #VALUE! | #VALUE! | #VALUE! | #VALUE! | #VALUE! |  |  | #VALUE! | #VALUE! | #VALUE! | #VALUE! | #VALUE! |  |  | #VALUE! | #VALUE! | #VALUE! | #VALUE! | #VALUE! | #VALUE! | #VALUE! | #VALUE! | 0 | #REF! | #VALUE! | #VALUE! | #VALUE! | #VALUE! | #VALUE! | #VALUE! | #VALUE! | 0
|  |  |  | 0 | 51 | 0 |  |  | 1 | 1.0842e-19 | 0 | 1.0669e-18 | 1.0669e-18 | 1.0669e-18 | 0 | 0 |  |  |  |  | #VALUE! | #VALUE! | #VALUE! |  |  | #VALUE! | #VALUE! | #VALUE! | #VALUE! | #VALUE! | #VALUE! | #VALUE! | #VALUE! |  |  |  |  | #VALUE! | #VALUE! | #VALUE! |  |  | #VALUE! | #VALUE! | #VALUE! | #VALUE! | #VALUE! | #VALUE! | #VALUE! | #VALUE! |  |  |  |  | #VALUE! | #VALUE! | #VALUE! |  |  | #VALUE! | #VALUE! | #VALUE! | #VALUE! | #VALUE! | #VALUE! | #VALUE! | #VALUE! |  |  |  |  | #VALUE! | #VALUE! | #VALUE! |  |  | #VALUE! | #VALUE! | #VALUE! | #VALUE! | #VALUE! | #VALUE! | #VALUE! | #VALUE! |  |  |  |  | #VALUE! | #VALUE! | #VALUE! |  |  | #VALUE! | #VALUE! | #VALUE! | #VALUE! | #VALUE! | #VALUE! | #VALUE! | #VALUE! |  |  | #VALUE! | #VALUE! | #VALUE! | #VALUE! | #VALUE! |  |  | #VALUE! | #VALUE! | #VALUE! | #VALUE! | #VALUE! | #VALUE! | #VALUE! | #VALUE! |  |  | #VALUE! | #VALUE! | #VALUE! | #VALUE! | #VALUE! |  |  | #VALUE! | #VALUE! | #VALUE! | #VALUE! | #VALUE! | #VALUE! | #VALUE! | #VALUE! | 0 | #REF! | #VALUE! | #VALUE! | #VALUE! | #VALUE! | #VALUE! | #VALUE! | #VALUE! | 0
|  |  |  | 0 | 51 | 0 |  |  | 1 | 1.0842e-19 | 0 | 1.0669e-18 | 1.0669e-18 | 1.0669e-18 | 0 | 0 |  |  |  |  | #VALUE! | #VALUE! | #VALUE! |  |  | #VALUE! | #VALUE! | #VALUE! | #VALUE! | #VALUE! | #VALUE! | #VALUE! | #VALUE! |  |  |  |  | #VALUE! | #VALUE! | #VALUE! |  |  | #VALUE! | #VALUE! | #VALUE! | #VALUE! | #VALUE! | #VALUE! | #VALUE! | #VALUE! |  |  |  |  | #VALUE! | #VALUE! | #VALUE! |  |  | #VALUE! | #VALUE! | #VALUE! | #VALUE! | #VALUE! | #VALUE! | #VALUE! | #VALUE! |  |  |  |  | #VALUE! | #VALUE! | #VALUE! |  |  | #VALUE! | #VALUE! | #VALUE! | #VALUE! | #VALUE! | #VALUE! | #VALUE! | #VALUE! |  |  |  |  | #VALUE! | #VALUE! | #VALUE! |  |  | #VALUE! | #VALUE! | #VALUE! | #VALUE! | #VALUE! | #VALUE! | #VALUE! | #VALUE! |  |  | #VALUE! | #VALUE! | #VALUE! | #VALUE! | #VALUE! |  |  | #VALUE! | #VALUE! | #VALUE! | #VALUE! | #VALUE! | #VALUE! | #VALUE! | #VALUE! |  |  | #VALUE! | #VALUE! | #VALUE! | #VALUE! | #VALUE! |  |  | #VALUE! | #VALUE! | #VALUE! | #VALUE! | #VALUE! | #VALUE! | #VALUE! | #VALUE! | 0 | #REF! | #VALUE! | #VALUE! | #VALUE! | #VALUE! | #VALUE! | #VALUE! | #VALUE! | 0
|  |  |  | 0 | 51 | 0 |  |  | 1 | 1.0842e-19 | 0 | 1.0669e-18 | 1.0669e-18 | 1.0669e-18 | 0 | 0 |  |  |  |  | #VALUE! | #VALUE! | #VALUE! |  |  | #VALUE! | #VALUE! | #VALUE! | #VALUE! | #VALUE! | #VALUE! | #VALUE! | #VALUE! |  |  |  |  | #VALUE! | #VALUE! | #VALUE! |  |  | #VALUE! | #VALUE! | #VALUE! | #VALUE! | #VALUE! | #VALUE! | #VALUE! | #VALUE! |  |  |  |  | #VALUE! | #VALUE! | #VALUE! |  |  | #VALUE! | #VALUE! | #VALUE! | #VALUE! | #VALUE! | #VALUE! | #VALUE! | #VALUE! |  |  |  |  | #VALUE! | #VALUE! | #VALUE! |  |  | #VALUE! | #VALUE! | #VALUE! | #VALUE! | #VALUE! | #VALUE! | #VALUE! | #VALUE! |  |  |  |  | #VALUE! | #VALUE! | #VALUE! |  |  | #VALUE! | #VALUE! | #VALUE! | #VALUE! | #VALUE! | #VALUE! | #VALUE! | #VALUE! |  |  | #VALUE! | #VALUE! | #VALUE! | #VALUE! | #VALUE! |  |  | #VALUE! | #VALUE! | #VALUE! | #VALUE! | #VALUE! | #VALUE! | #VALUE! | #VALUE! |  |  | #VALUE! | #VALUE! | #VALUE! | #VALUE! | #VALUE! |  |  | #VALUE! | #VALUE! | #VALUE! | #VALUE! | #VALUE! | #VALUE! | #VALUE! | #VALUE! | 0 | #REF! | #VALUE! | #VALUE! | #VALUE! | #VALUE! | #VALUE! | #VALUE! | #VALUE! | 0
|  |  |  | 0 | 51 | 0 |  |  | 1 | 1.0842e-19 | 0 | 1.0669e-18 | 1.0669e-18 | 1.0669e-18 | 0 | 0 |  |  |  |  | #VALUE! | #VALUE! | #VALUE! |  |  | #VALUE! | #VALUE! | #VALUE! | #VALUE! | #VALUE! | #VALUE! | #VALUE! | #VALUE! |  |  |  |  | #VALUE! | #VALUE! | #VALUE! |  |  | #VALUE! | #VALUE! | #VALUE! | #VALUE! | #VALUE! | #VALUE! | #VALUE! | #VALUE! |  |  |  |  | #VALUE! | #VALUE! | #VALUE! |  |  | #VALUE! | #VALUE! | #VALUE! | #VALUE! | #VALUE! | #VALUE! | #VALUE! | #VALUE! |  |  |  |  | #VALUE! | #VALUE! | #VALUE! |  |  | #VALUE! | #VALUE! | #VALUE! | #VALUE! | #VALUE! | #VALUE! | #VALUE! | #VALUE! |  |  |  |  | #VALUE! | #VALUE! | #VALUE! |  |  | #VALUE! | #VALUE! | #VALUE! | #VALUE! | #VALUE! | #VALUE! | #VALUE! | #VALUE! |  |  | #VALUE! | #VALUE! | #VALUE! | #VALUE! | #VALUE! |  |  | #VALUE! | #VALUE! | #VALUE! | #VALUE! | #VALUE! | #VALUE! | #VALUE! | #VALUE! |  |  | #VALUE! | #VALUE! | #VALUE! | #VALUE! | #VALUE! |  |  | #VALUE! | #VALUE! | #VALUE! | #VALUE! | #VALUE! | #VALUE! | #VALUE! | #VALUE! | 0 | #REF! | #VALUE! | #VALUE! | #VALUE! | #VALUE! | #VALUE! | #VALUE! | #VALUE! | 0
|  |  |  | 0 | 51 | 0 |  |  | 1 | 1.0842e-19 | 0 | 1.0669e-18 | 1.0669e-18 | 1.0669e-18 | 0 | 0 |  |  |  |  | #VALUE! | #VALUE! | #VALUE! |  |  | #VALUE! | #VALUE! | #VALUE! | #VALUE! | #VALUE! | #VALUE! | #VALUE! | #VALUE! |  |  |  |  | #VALUE! | #VALUE! | #VALUE! |  |  | #VALUE! | #VALUE! | #VALUE! | #VALUE! | #VALUE! | #VALUE! | #VALUE! | #VALUE! |  |  |  |  | #VALUE! | #VALUE! | #VALUE! |  |  | #VALUE! | #VALUE! | #VALUE! | #VALUE! | #VALUE! | #VALUE! | #VALUE! | #VALUE! |  |  |  |  | #VALUE! | #VALUE! | #VALUE! |  |  | #VALUE! | #VALUE! | #VALUE! | #VALUE! | #VALUE! | #VALUE! | #VALUE! | #VALUE! |  |  |  |  | #VALUE! | #VALUE! | #VALUE! |  |  | #VALUE! | #VALUE! | #VALUE! | #VALUE! | #VALUE! | #VALUE! | #VALUE! | #VALUE! |  |  | #VALUE! | #VALUE! | #VALUE! | #VALUE! | #VALUE! |  |  | #VALUE! | #VALUE! | #VALUE! | #VALUE! | #VALUE! | #VALUE! | #VALUE! | #VALUE! |  |  | #VALUE! | #VALUE! | #VALUE! | #VALUE! | #VALUE! |  |  | #VALUE! | #VALUE! | #VALUE! | #VALUE! | #VALUE! | #VALUE! | #VALUE! | #VALUE! | 0 | #REF! | #VALUE! | #VALUE! | #VALUE! | #VALUE! | #VALUE! | #VALUE! | #VALUE! | 0
|  |  |  | 0 | 51 | 0 |  |  | 1 | 1.0842e-19 | 0 | 1.0669e-18 | 1.0669e-18 | 1.0669e-18 | 0 | 0 |  |  |  |  | #VALUE! | #VALUE! | #VALUE! |  |  | #VALUE! | #VALUE! | #VALUE! | #VALUE! | #VALUE! | #VALUE! | #VALUE! | #VALUE! |  |  |  |  | #VALUE! | #VALUE! | #VALUE! |  |  | #VALUE! | #VALUE! | #VALUE! | #VALUE! | #VALUE! | #VALUE! | #VALUE! | #VALUE! |  |  |  |  | #VALUE! | #VALUE! | #VALUE! |  |  | #VALUE! | #VALUE! | #VALUE! | #VALUE! | #VALUE! | #VALUE! | #VALUE! | #VALUE! |  |  |  |  | #VALUE! | #VALUE! | #VALUE! |  |  | #VALUE! | #VALUE! | #VALUE! | #VALUE! | #VALUE! | #VALUE! | #VALUE! | #VALUE! |  |  |  |  | #VALUE! | #VALUE! | #VALUE! |  |  | #VALUE! | #VALUE! | #VALUE! | #VALUE! | #VALUE! | #VALUE! | #VALUE! | #VALUE! |  |  | #VALUE! | #VALUE! | #VALUE! | #VALUE! | #VALUE! |  |  | #VALUE! | #VALUE! | #VALUE! | #VALUE! | #VALUE! | #VALUE! | #VALUE! | #VALUE! |  |  | #VALUE! | #VALUE! | #VALUE! | #VALUE! | #VALUE! |  |  | #VALUE! | #VALUE! | #VALUE! | #VALUE! | #VALUE! | #VALUE! | #VALUE! | #VALUE! | 0 | #REF! | #VALUE! | #VALUE! | #VALUE! | #VALUE! | #VALUE! | #VALUE! | #VALUE! | 0
|  |  |  | 0 | 51 | 0 |  |  | 1 | 1.0842e-19 | 0 | 1.0669e-18 | 1.0669e-18 | 1.0669e-18 | 0 | 0 |  |  |  |  | #VALUE! | #VALUE! | #VALUE! |  |  | #VALUE! | #VALUE! | #VALUE! | #VALUE! | #VALUE! | #VALUE! | #VALUE! | #VALUE! |  |  |  |  | #VALUE! | #VALUE! | #VALUE! |  |  | #VALUE! | #VALUE! | #VALUE! | #VALUE! | #VALUE! | #VALUE! | #VALUE! | #VALUE! |  |  |  |  | #VALUE! | #VALUE! | #VALUE! |  |  | #VALUE! | #VALUE! | #VALUE! | #VALUE! | #VALUE! | #VALUE! | #VALUE! | #VALUE! |  |  |  |  | #VALUE! | #VALUE! | #VALUE! |  |  | #VALUE! | #VALUE! | #VALUE! | #VALUE! | #VALUE! | #VALUE! | #VALUE! | #VALUE! |  |  |  |  | #VALUE! | #VALUE! | #VALUE! |  |  | #VALUE! | #VALUE! | #VALUE! | #VALUE! | #VALUE! | #VALUE! | #VALUE! | #VALUE! |  |  | #VALUE! | #VALUE! | #VALUE! | #VALUE! | #VALUE! |  |  | #VALUE! | #VALUE! | #VALUE! | #VALUE! | #VALUE! | #VALUE! | #VALUE! | #VALUE! |  |  | #VALUE! | #VALUE! | #VALUE! | #VALUE! | #VALUE! |  |  | #VALUE! | #VALUE! | #VALUE! | #VALUE! | #VALUE! | #VALUE! | #VALUE! | #VALUE! | 0 | #REF! | #VALUE! | #VALUE! | #VALUE! | #VALUE! | #VALUE! | #VALUE! | #VALUE! | 0
|  |  |  | 0 | 51 | 0 |  |  | 1 | 1.0842e-19 | 0 | 1.0669e-18 | 1.0669e-18 | 1.0669e-18 | 0 | 0 |  |  |  |  | #VALUE! | #VALUE! | #VALUE! |  |  | #VALUE! | #VALUE! | #VALUE! | #VALUE! | #VALUE! | #VALUE! | #VALUE! | #VALUE! |  |  |  |  | #VALUE! | #VALUE! | #VALUE! |  |  | #VALUE! | #VALUE! | #VALUE! | #VALUE! | #VALUE! | #VALUE! | #VALUE! | #VALUE! |  |  |  |  | #VALUE! | #VALUE! | #VALUE! |  |  | #VALUE! | #VALUE! | #VALUE! | #VALUE! | #VALUE! | #VALUE! | #VALUE! | #VALUE! |  |  |  |  | #VALUE! | #VALUE! | #VALUE! |  |  | #VALUE! | #VALUE! | #VALUE! | #VALUE! | #VALUE! | #VALUE! | #VALUE! | #VALUE! |  |  |  |  | #VALUE! | #VALUE! | #VALUE! |  |  | #VALUE! | #VALUE! | #VALUE! | #VALUE! | #VALUE! | #VALUE! | #VALUE! | #VALUE! |  |  | #VALUE! | #VALUE! | #VALUE! | #VALUE! | #VALUE! |  |  | #VALUE! | #VALUE! | #VALUE! | #VALUE! | #VALUE! | #VALUE! | #VALUE! | #VALUE! |  |  | #VALUE! | #VALUE! | #VALUE! | #VALUE! | #VALUE! |  |  | #VALUE! | #VALUE! | #VALUE! | #VALUE! | #VALUE! | #VALUE! | #VALUE! | #VALUE! | 0 | #REF! | #VALUE! | #VALUE! | #VALUE! | #VALUE! | #VALUE! | #VALUE! | #VALUE! | 0
|  |  |  | 0 | 51 | 0 |  |  | 1 | 1.0842e-19 | 0 | 1.0669e-18 | 1.0669e-18 | 1.0669e-18 | 0 | 0 |  |  |  |  | #VALUE! | #VALUE! | #VALUE! |  |  | #VALUE! | #VALUE! | #VALUE! | #VALUE! | #VALUE! | #VALUE! | #VALUE! | #VALUE! |  |  |  |  | #VALUE! | #VALUE! | #VALUE! |  |  | #VALUE! | #VALUE! | #VALUE! | #VALUE! | #VALUE! | #VALUE! | #VALUE! | #VALUE! |  |  |  |  | #VALUE! | #VALUE! | #VALUE! |  |  | #VALUE! | #VALUE! | #VALUE! | #VALUE! | #VALUE! | #VALUE! | #VALUE! | #VALUE! |  |  |  |  | #VALUE! | #VALUE! | #VALUE! |  |  | #VALUE! | #VALUE! | #VALUE! | #VALUE! | #VALUE! | #VALUE! | #VALUE! | #VALUE! |  |  |  |  | #VALUE! | #VALUE! | #VALUE! |  |  | #VALUE! | #VALUE! | #VALUE! | #VALUE! | #VALUE! | #VALUE! | #VALUE! | #VALUE! |  |  | #VALUE! | #VALUE! | #VALUE! | #VALUE! | #VALUE! |  |  | #VALUE! | #VALUE! | #VALUE! | #VALUE! | #VALUE! | #VALUE! | #VALUE! | #VALUE! |  |  | #VALUE! | #VALUE! | #VALUE! | #VALUE! | #VALUE! |  |  | #VALUE! | #VALUE! | #VALUE! | #VALUE! | #VALUE! | #VALUE! | #VALUE! | #VALUE! | 0 | #REF! | #VALUE! | #VALUE! | #VALUE! | #VALUE! | #VALUE! | #VALUE! | #VALUE! | 0
|  |  |  | 0 | 51 | 0 |  |  | 1 | 1.0842e-19 | 0 | 1.0669e-18 | 1.0669e-18 | 1.0669e-18 | 0 | 0 |  |  |  |  | #VALUE! | #VALUE! | #VALUE! |  |  | #VALUE! | #VALUE! | #VALUE! | #VALUE! | #VALUE! | #VALUE! | #VALUE! | #VALUE! |  |  |  |  | #VALUE! | #VALUE! | #VALUE! |  |  | #VALUE! | #VALUE! | #VALUE! | #VALUE! | #VALUE! | #VALUE! | #VALUE! | #VALUE! |  |  |  |  | #VALUE! | #VALUE! | #VALUE! |  |  | #VALUE! | #VALUE! | #VALUE! | #VALUE! | #VALUE! | #VALUE! | #VALUE! | #VALUE! |  |  |  |  | #VALUE! | #VALUE! | #VALUE! |  |  | #VALUE! | #VALUE! | #VALUE! | #VALUE! | #VALUE! | #VALUE! | #VALUE! | #VALUE! |  |  |  |  | #VALUE! | #VALUE! | #VALUE! |  |  | #VALUE! | #VALUE! | #VALUE! | #VALUE! | #VALUE! | #VALUE! | #VALUE! | #VALUE! |  |  | #VALUE! | #VALUE! | #VALUE! | #VALUE! | #VALUE! |  |  | #VALUE! | #VALUE! | #VALUE! | #VALUE! | #VALUE! | #VALUE! | #VALUE! | #VALUE! |  |  | #VALUE! | #VALUE! | #VALUE! | #VALUE! | #VALUE! |  |  | #VALUE! | #VALUE! | #VALUE! | #VALUE! | #VALUE! | #VALUE! | #VALUE! | #VALUE! | 0 | #REF! | #VALUE! | #VALUE! | #VALUE! | #VALUE! | #VALUE! | #VALUE! | #VALUE! | 0
|  |  |  | 0 | 51 | 0 |  |  | 1 | 1.0842e-19 | 0 | 1.0669e-18 | 1.0669e-18 | 1.0669e-18 | 0 | 0 |  |  |  |  | #VALUE! | #VALUE! | #VALUE! |  |  | #VALUE! | #VALUE! | #VALUE! | #VALUE! | #VALUE! | #VALUE! | #VALUE! | #VALUE! |  |  |  |  | #VALUE! | #VALUE! | #VALUE! |  |  | #VALUE! | #VALUE! | #VALUE! | #VALUE! | #VALUE! | #VALUE! | #VALUE! | #VALUE! |  |  |  |  | #VALUE! | #VALUE! | #VALUE! |  |  | #VALUE! | #VALUE! | #VALUE! | #VALUE! | #VALUE! | #VALUE! | #VALUE! | #VALUE! |  |  |  |  | #VALUE! | #VALUE! | #VALUE! |  |  | #VALUE! | #VALUE! | #VALUE! | #VALUE! | #VALUE! | #VALUE! | #VALUE! | #VALUE! |  |  |  |  | #VALUE! | #VALUE! | #VALUE! |  |  | #VALUE! | #VALUE! | #VALUE! | #VALUE! | #VALUE! | #VALUE! | #VALUE! | #VALUE! |  |  | #VALUE! | #VALUE! | #VALUE! | #VALUE! | #VALUE! |  |  | #VALUE! | #VALUE! | #VALUE! | #VALUE! | #VALUE! | #VALUE! | #VALUE! | #VALUE! |  |  | #VALUE! | #VALUE! | #VALUE! | #VALUE! | #VALUE! |  |  | #VALUE! | #VALUE! | #VALUE! | #VALUE! | #VALUE! | #VALUE! | #VALUE! | #VALUE! | 0 | #REF! | #VALUE! | #VALUE! | #VALUE! | #VALUE! | #VALUE! | #VALUE! | #VALUE! | 0
|  |  |  | 0 | 51 | 0 |  |  | 1 | 1.0842e-19 | 0 | 1.0669e-18 | 1.0669e-18 | 1.0669e-18 | 0 | 0 |  |  |  |  | #VALUE! | #VALUE! | #VALUE! |  |  | #VALUE! | #VALUE! | #VALUE! | #VALUE! | #VALUE! | #VALUE! | #VALUE! | #VALUE! |  |  |  |  | #VALUE! | #VALUE! | #VALUE! |  |  | #VALUE! | #VALUE! | #VALUE! | #VALUE! | #VALUE! | #VALUE! | #VALUE! | #VALUE! |  |  |  |  | #VALUE! | #VALUE! | #VALUE! |  |  | #VALUE! | #VALUE! | #VALUE! | #VALUE! | #VALUE! | #VALUE! | #VALUE! | #VALUE! |  |  |  |  | #VALUE! | #VALUE! | #VALUE! |  |  | #VALUE! | #VALUE! | #VALUE! | #VALUE! | #VALUE! | #VALUE! | #VALUE! | #VALUE! |  |  |  |  | #VALUE! | #VALUE! | #VALUE! |  |  | #VALUE! | #VALUE! | #VALUE! | #VALUE! | #VALUE! | #VALUE! | #VALUE! | #VALUE! |  |  | #VALUE! | #VALUE! | #VALUE! | #VALUE! | #VALUE! |  |  | #VALUE! | #VALUE! | #VALUE! | #VALUE! | #VALUE! | #VALUE! | #VALUE! | #VALUE! |  |  | #VALUE! | #VALUE! | #VALUE! | #VALUE! | #VALUE! |  |  | #VALUE! | #VALUE! | #VALUE! | #VALUE! | #VALUE! | #VALUE! | #VALUE! | #VALUE! | 0 | #REF! | #VALUE! | #VALUE! | #VALUE! | #VALUE! | #VALUE! | #VALUE! | #VALUE! | 0
|  |  |  | 0 | 51 | 0 |  |  | 1 | 1.0842e-19 | 0 | 1.0669e-18 | 1.0669e-18 | 1.0669e-18 | 0 | 0 |  |  |  |  | #VALUE! | #VALUE! | #VALUE! |  |  | #VALUE! | #VALUE! | #VALUE! | #VALUE! | #VALUE! | #VALUE! | #VALUE! | #VALUE! |  |  |  |  | #VALUE! | #VALUE! | #VALUE! |  |  | #VALUE! | #VALUE! | #VALUE! | #VALUE! | #VALUE! | #VALUE! | #VALUE! | #VALUE! |  |  |  |  | #VALUE! | #VALUE! | #VALUE! |  |  | #VALUE! | #VALUE! | #VALUE! | #VALUE! | #VALUE! | #VALUE! | #VALUE! | #VALUE! |  |  |  |  | #VALUE! | #VALUE! | #VALUE! |  |  | #VALUE! | #VALUE! | #VALUE! | #VALUE! | #VALUE! | #VALUE! | #VALUE! | #VALUE! |  |  |  |  | #VALUE! | #VALUE! | #VALUE! |  |  | #VALUE! | #VALUE! | #VALUE! | #VALUE! | #VALUE! | #VALUE! | #VALUE! | #VALUE! |  |  | #VALUE! | #VALUE! | #VALUE! | #VALUE! | #VALUE! |  |  | #VALUE! | #VALUE! | #VALUE! | #VALUE! | #VALUE! | #VALUE! | #VALUE! | #VALUE! |  |  | #VALUE! | #VALUE! | #VALUE! | #VALUE! | #VALUE! |  |  | #VALUE! | #VALUE! | #VALUE! | #VALUE! | #VALUE! | #VALUE! | #VALUE! | #VALUE! | 0 | #REF! | #VALUE! | #VALUE! | #VALUE! | #VALUE! | #VALUE! | #VALUE! | #VALUE! | 0
|  |  |  | 0 | 51 | 0 |  |  | 1 | 1.0842e-19 | 0 | 1.0669e-18 | 1.0669e-18 | 1.0669e-18 | 0 | 0 |  |  |  |  | #VALUE! | #VALUE! | #VALUE! |  |  | #VALUE! | #VALUE! | #VALUE! | #VALUE! | #VALUE! | #VALUE! | #VALUE! | #VALUE! |  |  |  |  | #VALUE! | #VALUE! | #VALUE! |  |  | #VALUE! | #VALUE! | #VALUE! | #VALUE! | #VALUE! | #VALUE! | #VALUE! | #VALUE! |  |  |  |  | #VALUE! | #VALUE! | #VALUE! |  |  | #VALUE! | #VALUE! | #VALUE! | #VALUE! | #VALUE! | #VALUE! | #VALUE! | #VALUE! |  |  |  |  | #VALUE! | #VALUE! | #VALUE! |  |  | #VALUE! | #VALUE! | #VALUE! | #VALUE! | #VALUE! | #VALUE! | #VALUE! | #VALUE! |  |  |  |  | #VALUE! | #VALUE! | #VALUE! |  |  | #VALUE! | #VALUE! | #VALUE! | #VALUE! | #VALUE! | #VALUE! | #VALUE! | #VALUE! |  |  | #VALUE! | #VALUE! | #VALUE! | #VALUE! | #VALUE! |  |  | #VALUE! | #VALUE! | #VALUE! | #VALUE! | #VALUE! | #VALUE! | #VALUE! | #VALUE! |  |  | #VALUE! | #VALUE! | #VALUE! | #VALUE! | #VALUE! |  |  | #VALUE! | #VALUE! | #VALUE! | #VALUE! | #VALUE! | #VALUE! | #VALUE! | #VALUE! | 0 | #REF! | #VALUE! | #VALUE! | #VALUE! | #VALUE! | #VALUE! | #VALUE! | #VALUE! | 0
|  |  |  | 0 | 51 | 0 |  |  | 1 | 1.0842e-19 | 0 | 1.0669e-18 | 1.0669e-18 | 1.0669e-18 | 0 | 0 |  |  |  |  | #VALUE! | #VALUE! | #VALUE! |  |  | #VALUE! | #VALUE! | #VALUE! | #VALUE! | #VALUE! | #VALUE! | #VALUE! | #VALUE! |  |  |  |  | #VALUE! | #VALUE! | #VALUE! |  |  | #VALUE! | #VALUE! | #VALUE! | #VALUE! | #VALUE! | #VALUE! | #VALUE! | #VALUE! |  |  |  |  | #VALUE! | #VALUE! | #VALUE! |  |  | #VALUE! | #VALUE! | #VALUE! | #VALUE! | #VALUE! | #VALUE! | #VALUE! | #VALUE! |  |  |  |  | #VALUE! | #VALUE! | #VALUE! |  |  | #VALUE! | #VALUE! | #VALUE! | #VALUE! | #VALUE! | #VALUE! | #VALUE! | #VALUE! |  |  |  |  | #VALUE! | #VALUE! | #VALUE! |  |  | #VALUE! | #VALUE! | #VALUE! | #VALUE! | #VALUE! | #VALUE! | #VALUE! | #VALUE! |  |  | #VALUE! | #VALUE! | #VALUE! | #VALUE! | #VALUE! |  |  | #VALUE! | #VALUE! | #VALUE! | #VALUE! | #VALUE! | #VALUE! | #VALUE! | #VALUE! |  |  | #VALUE! | #VALUE! | #VALUE! | #VALUE! | #VALUE! |  |  | #VALUE! | #VALUE! | #VALUE! | #VALUE! | #VALUE! | #VALUE! | #VALUE! | #VALUE! | 0 | #REF! | #VALUE! | #VALUE! | #VALUE! | #VALUE! | #VALUE! | #VALUE! | #VALUE! | 0
|  |  |  | 0 | 51 | 0 |  |  | 1 | 1.0842e-19 | 0 | 1.0669e-18 | 1.0669e-18 | 1.0669e-18 | 0 | 0 |  |  |  |  | #VALUE! | #VALUE! | #VALUE! |  |  | #VALUE! | #VALUE! | #VALUE! | #VALUE! | #VALUE! | #VALUE! | #VALUE! | #VALUE! |  |  |  |  | #VALUE! | #VALUE! | #VALUE! |  |  | #VALUE! | #VALUE! | #VALUE! | #VALUE! | #VALUE! | #VALUE! | #VALUE! | #VALUE! |  |  |  |  | #VALUE! | #VALUE! | #VALUE! |  |  | #VALUE! | #VALUE! | #VALUE! | #VALUE! | #VALUE! | #VALUE! | #VALUE! | #VALUE! |  |  |  |  | #VALUE! | #VALUE! | #VALUE! |  |  | #VALUE! | #VALUE! | #VALUE! | #VALUE! | #VALUE! | #VALUE! | #VALUE! | #VALUE! |  |  |  |  | #VALUE! | #VALUE! | #VALUE! |  |  | #VALUE! | #VALUE! | #VALUE! | #VALUE! | #VALUE! | #VALUE! | #VALUE! | #VALUE! |  |  | #VALUE! | #VALUE! | #VALUE! | #VALUE! | #VALUE! |  |  | #VALUE! | #VALUE! | #VALUE! | #VALUE! | #VALUE! | #VALUE! | #VALUE! | #VALUE! |  |  | #VALUE! | #VALUE! | #VALUE! | #VALUE! | #VALUE! |  |  | #VALUE! | #VALUE! | #VALUE! | #VALUE! | #VALUE! | #VALUE! | #VALUE! | #VALUE! | 0 | #REF! | #VALUE! | #VALUE! | #VALUE! | #VALUE! | #VALUE! | #VALUE! | #VALUE! | 0
|  |  |  | 0 | 51 | 0 |  |  | 1 | 1.0842e-19 | 0 | 1.0669e-18 | 1.0669e-18 | 1.0669e-18 | 0 | 0 |  |  |  |  | #VALUE! | #VALUE! | #VALUE! |  |  | #VALUE! | #VALUE! | #VALUE! | #VALUE! | #VALUE! | #VALUE! | #VALUE! | #VALUE! |  |  |  |  | #VALUE! | #VALUE! | #VALUE! |  |  | #VALUE! | #VALUE! | #VALUE! | #VALUE! | #VALUE! | #VALUE! | #VALUE! | #VALUE! |  |  |  |  | #VALUE! | #VALUE! | #VALUE! |  |  | #VALUE! | #VALUE! | #VALUE! | #VALUE! | #VALUE! | #VALUE! | #VALUE! | #VALUE! |  |  |  |  | #VALUE! | #VALUE! | #VALUE! |  |  | #VALUE! | #VALUE! | #VALUE! | #VALUE! | #VALUE! | #VALUE! | #VALUE! | #VALUE! |  |  |  |  | #VALUE! | #VALUE! | #VALUE! |  |  | #VALUE! | #VALUE! | #VALUE! | #VALUE! | #VALUE! | #VALUE! | #VALUE! | #VALUE! |  |  | #VALUE! | #VALUE! | #VALUE! | #VALUE! | #VALUE! |  |  | #VALUE! | #VALUE! | #VALUE! | #VALUE! | #VALUE! | #VALUE! | #VALUE! | #VALUE! |  |  | #VALUE! | #VALUE! | #VALUE! | #VALUE! | #VALUE! |  |  | #VALUE! | #VALUE! | #VALUE! | #VALUE! | #VALUE! | #VALUE! | #VALUE! | #VALUE! | 0 | #REF! | #VALUE! | #VALUE! | #VALUE! | #VALUE! | #VALUE! | #VALUE! | #VALUE! | 0
|  |  |  | 0 | 51 | 0 |  |  | 1 | 1.0842e-19 | 0 | 1.0669e-18 | 1.0669e-18 | 1.0669e-18 | 0 | 0 |  |  |  |  | #VALUE! | #VALUE! | #VALUE! |  |  | #VALUE! | #VALUE! | #VALUE! | #VALUE! | #VALUE! | #VALUE! | #VALUE! | #VALUE! |  |  |  |  | #VALUE! | #VALUE! | #VALUE! |  |  | #VALUE! | #VALUE! | #VALUE! | #VALUE! | #VALUE! | #VALUE! | #VALUE! | #VALUE! |  |  |  |  | #VALUE! | #VALUE! | #VALUE! |  |  | #VALUE! | #VALUE! | #VALUE! | #VALUE! | #VALUE! | #VALUE! | #VALUE! | #VALUE! |  |  |  |  | #VALUE! | #VALUE! | #VALUE! |  |  | #VALUE! | #VALUE! | #VALUE! | #VALUE! | #VALUE! | #VALUE! | #VALUE! | #VALUE! |  |  |  |  | #VALUE! | #VALUE! | #VALUE! |  |  | #VALUE! | #VALUE! | #VALUE! | #VALUE! | #VALUE! | #VALUE! | #VALUE! | #VALUE! |  |  | #VALUE! | #VALUE! | #VALUE! | #VALUE! | #VALUE! |  |  | #VALUE! | #VALUE! | #VALUE! | #VALUE! | #VALUE! | #VALUE! | #VALUE! | #VALUE! |  |  | #VALUE! | #VALUE! | #VALUE! | #VALUE! | #VALUE! |  |  | #VALUE! | #VALUE! | #VALUE! | #VALUE! | #VALUE! | #VALUE! | #VALUE! | #VALUE! | 0 | #REF! | #VALUE! | #VALUE! | #VALUE! | #VALUE! | #VALUE! | #VALUE! | #VALUE! | 0
|  |  |  | 0 | 51 | 0 |  |  | 1 | 1.0842e-19 | 0 | 1.0669e-18 | 1.0669e-18 | 1.0669e-18 | 0 | 0 |  |  |  |  | #VALUE! | #VALUE! | #VALUE! |  |  | #VALUE! | #VALUE! | #VALUE! | #VALUE! | #VALUE! | #VALUE! | #VALUE! | #VALUE! |  |  |  |  | #VALUE! | #VALUE! | #VALUE! |  |  | #VALUE! | #VALUE! | #VALUE! | #VALUE! | #VALUE! | #VALUE! | #VALUE! | #VALUE! |  |  |  |  | #VALUE! | #VALUE! | #VALUE! |  |  | #VALUE! | #VALUE! | #VALUE! | #VALUE! | #VALUE! | #VALUE! | #VALUE! | #VALUE! |  |  |  |  | #VALUE! | #VALUE! | #VALUE! |  |  | #VALUE! | #VALUE! | #VALUE! | #VALUE! | #VALUE! | #VALUE! | #VALUE! | #VALUE! |  |  |  |  | #VALUE! | #VALUE! | #VALUE! |  |  | #VALUE! | #VALUE! | #VALUE! | #VALUE! | #VALUE! | #VALUE! | #VALUE! | #VALUE! |  |  | #VALUE! | #VALUE! | #VALUE! | #VALUE! | #VALUE! |  |  | #VALUE! | #VALUE! | #VALUE! | #VALUE! | #VALUE! | #VALUE! | #VALUE! | #VALUE! |  |  | #VALUE! | #VALUE! | #VALUE! | #VALUE! | #VALUE! |  |  | #VALUE! | #VALUE! | #VALUE! | #VALUE! | #VALUE! | #VALUE! | #VALUE! | #VALUE! | 0 | #REF! | #VALUE! | #VALUE! | #VALUE! | #VALUE! | #VALUE! | #VALUE! | #VALUE! | 0
|  |  |  | 0 | 51 | 0 |  |  | 1 | 1.0842e-19 | 0 | 1.0669e-18 | 1.0669e-18 | 1.0669e-18 | 0 | 0 |  |  |  |  | #VALUE! | #VALUE! | #VALUE! |  |  | #VALUE! | #VALUE! | #VALUE! | #VALUE! | #VALUE! | #VALUE! | #VALUE! | #VALUE! |  |  |  |  | #VALUE! | #VALUE! | #VALUE! |  |  | #VALUE! | #VALUE! | #VALUE! | #VALUE! | #VALUE! | #VALUE! | #VALUE! | #VALUE! |  |  |  |  | #VALUE! | #VALUE! | #VALUE! |  |  | #VALUE! | #VALUE! | #VALUE! | #VALUE! | #VALUE! | #VALUE! | #VALUE! | #VALUE! |  |  |  |  | #VALUE! | #VALUE! | #VALUE! |  |  | #VALUE! | #VALUE! | #VALUE! | #VALUE! | #VALUE! | #VALUE! | #VALUE! | #VALUE! |  |  |  |  | #VALUE! | #VALUE! | #VALUE! |  |  | #VALUE! | #VALUE! | #VALUE! | #VALUE! | #VALUE! | #VALUE! | #VALUE! | #VALUE! |  |  | #VALUE! | #VALUE! | #VALUE! | #VALUE! | #VALUE! |  |  | #VALUE! | #VALUE! | #VALUE! | #VALUE! | #VALUE! | #VALUE! | #VALUE! | #VALUE! |  |  | #VALUE! | #VALUE! | #VALUE! | #VALUE! | #VALUE! |  |  | #VALUE! | #VALUE! | #VALUE! | #VALUE! | #VALUE! | #VALUE! | #VALUE! | #VALUE! | 0 | #REF! | #VALUE! | #VALUE! | #VALUE! | #VALUE! | #VALUE! | #VALUE! | #VALUE! | 0
|  |  |  | 0 | 51 | 0 |  |  | 1 | 1.0842e-19 | 0 | 1.0669e-18 | 1.0669e-18 | 1.0669e-18 | 0 | 0 |  |  |  |  | #VALUE! | #VALUE! | #VALUE! |  |  | #VALUE! | #VALUE! | #VALUE! | #VALUE! | #VALUE! | #VALUE! | #VALUE! | #VALUE! |  |  |  |  | #VALUE! | #VALUE! | #VALUE! |  |  | #VALUE! | #VALUE! | #VALUE! | #VALUE! | #VALUE! | #VALUE! | #VALUE! | #VALUE! |  |  |  |  | #VALUE! | #VALUE! | #VALUE! |  |  | #VALUE! | #VALUE! | #VALUE! | #VALUE! | #VALUE! | #VALUE! | #VALUE! | #VALUE! |  |  |  |  | #VALUE! | #VALUE! | #VALUE! |  |  | #VALUE! | #VALUE! | #VALUE! | #VALUE! | #VALUE! | #VALUE! | #VALUE! | #VALUE! |  |  |  |  | #VALUE! | #VALUE! | #VALUE! |  |  | #VALUE! | #VALUE! | #VALUE! | #VALUE! | #VALUE! | #VALUE! | #VALUE! | #VALUE! |  |  | #VALUE! | #VALUE! | #VALUE! | #VALUE! | #VALUE! |  |  | #VALUE! | #VALUE! | #VALUE! | #VALUE! | #VALUE! | #VALUE! | #VALUE! | #VALUE! |  |  | #VALUE! | #VALUE! | #VALUE! | #VALUE! | #VALUE! |  |  | #VALUE! | #VALUE! | #VALUE! | #VALUE! | #VALUE! | #VALUE! | #VALUE! | #VALUE! | 0 | #REF! | #VALUE! | #VALUE! | #VALUE! | #VALUE! | #VALUE! | #VALUE! | #VALUE! | 0
|  |  |  | 0 | 51 | 0 |  |  | 1 | 1.0842e-19 | 0 | 1.0669e-18 | 1.0669e-18 | 1.0669e-18 | 0 | 0 |  |  |  |  | #VALUE! | #VALUE! | #VALUE! |  |  | #VALUE! | #VALUE! | #VALUE! | #VALUE! | #VALUE! | #VALUE! | #VALUE! | #VALUE! |  |  |  |  | #VALUE! | #VALUE! | #VALUE! |  |  | #VALUE! | #VALUE! | #VALUE! | #VALUE! | #VALUE! | #VALUE! | #VALUE! | #VALUE! |  |  |  |  | #VALUE! | #VALUE! | #VALUE! |  |  | #VALUE! | #VALUE! | #VALUE! | #VALUE! | #VALUE! | #VALUE! | #VALUE! | #VALUE! |  |  |  |  | #VALUE! | #VALUE! | #VALUE! |  |  | #VALUE! | #VALUE! | #VALUE! | #VALUE! | #VALUE! | #VALUE! | #VALUE! | #VALUE! |  |  |  |  | #VALUE! | #VALUE! | #VALUE! |  |  | #VALUE! | #VALUE! | #VALUE! | #VALUE! | #VALUE! | #VALUE! | #VALUE! | #VALUE! |  |  | #VALUE! | #VALUE! | #VALUE! | #VALUE! | #VALUE! |  |  | #VALUE! | #VALUE! | #VALUE! | #VALUE! | #VALUE! | #VALUE! | #VALUE! | #VALUE! |  |  | #VALUE! | #VALUE! | #VALUE! | #VALUE! | #VALUE! |  |  | #VALUE! | #VALUE! | #VALUE! | #VALUE! | #VALUE! | #VALUE! | #VALUE! | #VALUE! | 0 | #REF! | #VALUE! | #VALUE! | #VALUE! | #VALUE! | #VALUE! | #VALUE! | #VALUE! | 0
|  |  |  | 0 | 51 | 0 |  |  | 1 | 1.0842e-19 | 0 | 1.0669e-18 | 1.0669e-18 | 1.0669e-18 | 0 | 0 |  |  |  |  | #VALUE! | #VALUE! | #VALUE! |  |  | #VALUE! | #VALUE! | #VALUE! | #VALUE! | #VALUE! | #VALUE! | #VALUE! | #VALUE! |  |  |  |  | #VALUE! | #VALUE! | #VALUE! |  |  | #VALUE! | #VALUE! | #VALUE! | #VALUE! | #VALUE! | #VALUE! | #VALUE! | #VALUE! |  |  |  |  | #VALUE! | #VALUE! | #VALUE! |  |  | #VALUE! | #VALUE! | #VALUE! | #VALUE! | #VALUE! | #VALUE! | #VALUE! | #VALUE! |  |  |  |  | #VALUE! | #VALUE! | #VALUE! |  |  | #VALUE! | #VALUE! | #VALUE! | #VALUE! | #VALUE! | #VALUE! | #VALUE! | #VALUE! |  |  |  |  | #VALUE! | #VALUE! | #VALUE! |  |  | #VALUE! | #VALUE! | #VALUE! | #VALUE! | #VALUE! | #VALUE! | #VALUE! | #VALUE! |  |  | #VALUE! | #VALUE! | #VALUE! | #VALUE! | #VALUE! |  |  | #VALUE! | #VALUE! | #VALUE! | #VALUE! | #VALUE! | #VALUE! | #VALUE! | #VALUE! |  |  | #VALUE! | #VALUE! | #VALUE! | #VALUE! | #VALUE! |  |  | #VALUE! | #VALUE! | #VALUE! | #VALUE! | #VALUE! | #VALUE! | #VALUE! | #VALUE! | 0 | #REF! | #VALUE! | #VALUE! | #VALUE! | #VALUE! | #VALUE! | #VALUE! | #VALUE! | 0
|  |  |  | 0 | 51 | 0 |  |  | 1 | 1.0842e-19 | 0 | 1.0669e-18 | 1.0669e-18 | 1.0669e-18 | 0 | 0 |  |  |  |  | #VALUE! | #VALUE! | #VALUE! |  |  | #VALUE! | #VALUE! | #VALUE! | #VALUE! | #VALUE! | #VALUE! | #VALUE! | #VALUE! |  |  |  |  | #VALUE! | #VALUE! | #VALUE! |  |  | #VALUE! | #VALUE! | #VALUE! | #VALUE! | #VALUE! | #VALUE! | #VALUE! | #VALUE! |  |  |  |  | #VALUE! | #VALUE! | #VALUE! |  |  | #VALUE! | #VALUE! | #VALUE! | #VALUE! | #VALUE! | #VALUE! | #VALUE! | #VALUE! |  |  |  |  | #VALUE! | #VALUE! | #VALUE! |  |  | #VALUE! | #VALUE! | #VALUE! | #VALUE! | #VALUE! | #VALUE! | #VALUE! | #VALUE! |  |  |  |  | #VALUE! | #VALUE! | #VALUE! |  |  | #VALUE! | #VALUE! | #VALUE! | #VALUE! | #VALUE! | #VALUE! | #VALUE! | #VALUE! |  |  | #VALUE! | #VALUE! | #VALUE! | #VALUE! | #VALUE! |  |  | #VALUE! | #VALUE! | #VALUE! | #VALUE! | #VALUE! | #VALUE! | #VALUE! | #VALUE! |  |  | #VALUE! | #VALUE! | #VALUE! | #VALUE! | #VALUE! |  |  | #VALUE! | #VALUE! | #VALUE! | #VALUE! | #VALUE! | #VALUE! | #VALUE! | #VALUE! | 0 | #REF! | #VALUE! | #VALUE! | #VALUE! | #VALUE! | #VALUE! | #VALUE! | #VALUE! | 0
|  |  |  | 0 | 51 | 0 |  |  | 1 | 1.0842e-19 | 0 | 1.0669e-18 | 1.0669e-18 | 1.0669e-18 | 0 | 0 |  |  |  |  | #VALUE! | #VALUE! | #VALUE! |  |  | #VALUE! | #VALUE! | #VALUE! | #VALUE! | #VALUE! | #VALUE! | #VALUE! | #VALUE! |  |  |  |  | #VALUE! | #VALUE! | #VALUE! |  |  | #VALUE! | #VALUE! | #VALUE! | #VALUE! | #VALUE! | #VALUE! | #VALUE! | #VALUE! |  |  |  |  | #VALUE! | #VALUE! | #VALUE! |  |  | #VALUE! | #VALUE! | #VALUE! | #VALUE! | #VALUE! | #VALUE! | #VALUE! | #VALUE! |  |  |  |  | #VALUE! | #VALUE! | #VALUE! |  |  | #VALUE! | #VALUE! | #VALUE! | #VALUE! | #VALUE! | #VALUE! | #VALUE! | #VALUE! |  |  |  |  | #VALUE! | #VALUE! | #VALUE! |  |  | #VALUE! | #VALUE! | #VALUE! | #VALUE! | #VALUE! | #VALUE! | #VALUE! | #VALUE! |  |  | #VALUE! | #VALUE! | #VALUE! | #VALUE! | #VALUE! |  |  | #VALUE! | #VALUE! | #VALUE! | #VALUE! | #VALUE! | #VALUE! | #VALUE! | #VALUE! |  |  | #VALUE! | #VALUE! | #VALUE! | #VALUE! | #VALUE! |  |  | #VALUE! | #VALUE! | #VALUE! | #VALUE! | #VALUE! | #VALUE! | #VALUE! | #VALUE! | 0 | #REF! | #VALUE! | #VALUE! | #VALUE! | #VALUE! | #VALUE! | #VALUE! | #VALUE! | 0
|  |  |  | 0 | 51 | 0 |  |  | 1 | 1.0842e-19 | 0 | 1.0669e-18 | 1.0669e-18 | 1.0669e-18 | 0 | 0 |  |  |  |  | #VALUE! | #VALUE! | #VALUE! |  |  | #VALUE! | #VALUE! | #VALUE! | #VALUE! | #VALUE! | #VALUE! | #VALUE! | #VALUE! |  |  |  |  | #VALUE! | #VALUE! | #VALUE! |  |  | #VALUE! | #VALUE! | #VALUE! | #VALUE! | #VALUE! | #VALUE! | #VALUE! | #VALUE! |  |  |  |  | #VALUE! | #VALUE! | #VALUE! |  |  | #VALUE! | #VALUE! | #VALUE! | #VALUE! | #VALUE! | #VALUE! | #VALUE! | #VALUE! |  |  |  |  | #VALUE! | #VALUE! | #VALUE! |  |  | #VALUE! | #VALUE! | #VALUE! | #VALUE! | #VALUE! | #VALUE! | #VALUE! | #VALUE! |  |  |  |  | #VALUE! | #VALUE! | #VALUE! |  |  | #VALUE! | #VALUE! | #VALUE! | #VALUE! | #VALUE! | #VALUE! | #VALUE! | #VALUE! |  |  | #VALUE! | #VALUE! | #VALUE! | #VALUE! | #VALUE! |  |  | #VALUE! | #VALUE! | #VALUE! | #VALUE! | #VALUE! | #VALUE! | #VALUE! | #VALUE! |  |  | #VALUE! | #VALUE! | #VALUE! | #VALUE! | #VALUE! |  |  | #VALUE! | #VALUE! | #VALUE! | #VALUE! | #VALUE! | #VALUE! | #VALUE! | #VALUE! | 0 | #REF! | #VALUE! | #VALUE! | #VALUE! | #VALUE! | #VALUE! | #VALUE! | #VALUE! | 0
|  |  |  | 0 | 51 | 0 |  |  | 1 | 1.0842e-19 | 0 | 1.0669e-18 | 1.0669e-18 | 1.0669e-18 | 0 | 0 |  |  |  |  | #VALUE! | #VALUE! | #VALUE! |  |  | #VALUE! | #VALUE! | #VALUE! | #VALUE! | #VALUE! | #VALUE! | #VALUE! | #VALUE! |  |  |  |  | #VALUE! | #VALUE! | #VALUE! |  |  | #VALUE! | #VALUE! | #VALUE! | #VALUE! | #VALUE! | #VALUE! | #VALUE! | #VALUE! |  |  |  |  | #VALUE! | #VALUE! | #VALUE! |  |  | #VALUE! | #VALUE! | #VALUE! | #VALUE! | #VALUE! | #VALUE! | #VALUE! | #VALUE! |  |  |  |  | #VALUE! | #VALUE! | #VALUE! |  |  | #VALUE! | #VALUE! | #VALUE! | #VALUE! | #VALUE! | #VALUE! | #VALUE! | #VALUE! |  |  |  |  | #VALUE! | #VALUE! | #VALUE! |  |  | #VALUE! | #VALUE! | #VALUE! | #VALUE! | #VALUE! | #VALUE! | #VALUE! | #VALUE! |  |  | #VALUE! | #VALUE! | #VALUE! | #VALUE! | #VALUE! |  |  | #VALUE! | #VALUE! | #VALUE! | #VALUE! | #VALUE! | #VALUE! | #VALUE! | #VALUE! |  |  | #VALUE! | #VALUE! | #VALUE! | #VALUE! | #VALUE! |  |  | #VALUE! | #VALUE! | #VALUE! | #VALUE! | #VALUE! | #VALUE! | #VALUE! | #VALUE! | 0 | #REF! | #VALUE! | #VALUE! | #VALUE! | #VALUE! | #VALUE! | #VALUE! | #VALUE! | 0
|  |  |  | 0 | 51 | 0 |  |  | 1 | 1.0842e-19 | 0 | 1.0669e-18 | 1.0669e-18 | 1.0669e-18 | 0 | 0 |  |  |  |  | #VALUE! | #VALUE! | #VALUE! |  |  | #VALUE! | #VALUE! | #VALUE! | #VALUE! | #VALUE! | #VALUE! | #VALUE! | #VALUE! |  |  |  |  | #VALUE! | #VALUE! | #VALUE! |  |  | #VALUE! | #VALUE! | #VALUE! | #VALUE! | #VALUE! | #VALUE! | #VALUE! | #VALUE! |  |  |  |  | #VALUE! | #VALUE! | #VALUE! |  |  | #VALUE! | #VALUE! | #VALUE! | #VALUE! | #VALUE! | #VALUE! | #VALUE! | #VALUE! |  |  |  |  | #VALUE! | #VALUE! | #VALUE! |  |  | #VALUE! | #VALUE! | #VALUE! | #VALUE! | #VALUE! | #VALUE! | #VALUE! | #VALUE! |  |  |  |  | #VALUE! | #VALUE! | #VALUE! |  |  | #VALUE! | #VALUE! | #VALUE! | #VALUE! | #VALUE! | #VALUE! | #VALUE! | #VALUE! |  |  | #VALUE! | #VALUE! | #VALUE! | #VALUE! | #VALUE! |  |  | #VALUE! | #VALUE! | #VALUE! | #VALUE! | #VALUE! | #VALUE! | #VALUE! | #VALUE! |  |  | #VALUE! | #VALUE! | #VALUE! | #VALUE! | #VALUE! |  |  | #VALUE! | #VALUE! | #VALUE! | #VALUE! | #VALUE! | #VALUE! | #VALUE! | #VALUE! | 0 | #REF! | #VALUE! | #VALUE! | #VALUE! | #VALUE! | #VALUE! | #VALUE! | #VALUE! | 0
|  |  |  | 0 | 51 | 0 |  |  | 1 | 1.0842e-19 | 0 | 1.0669e-18 | 1.0669e-18 | 1.0669e-18 | 0 | 0 |  |  |  |  | #VALUE! | #VALUE! | #VALUE! |  |  | #VALUE! | #VALUE! | #VALUE! | #VALUE! | #VALUE! | #VALUE! | #VALUE! | #VALUE! |  |  |  |  | #VALUE! | #VALUE! | #VALUE! |  |  | #VALUE! | #VALUE! | #VALUE! | #VALUE! | #VALUE! | #VALUE! | #VALUE! | #VALUE! |  |  |  |  | #VALUE! | #VALUE! | #VALUE! |  |  | #VALUE! | #VALUE! | #VALUE! | #VALUE! | #VALUE! | #VALUE! | #VALUE! | #VALUE! |  |  |  |  | #VALUE! | #VALUE! | #VALUE! |  |  | #VALUE! | #VALUE! | #VALUE! | #VALUE! | #VALUE! | #VALUE! | #VALUE! | #VALUE! |  |  |  |  | #VALUE! | #VALUE! | #VALUE! |  |  | #VALUE! | #VALUE! | #VALUE! | #VALUE! | #VALUE! | #VALUE! | #VALUE! | #VALUE! |  |  | #VALUE! | #VALUE! | #VALUE! | #VALUE! | #VALUE! |  |  | #VALUE! | #VALUE! | #VALUE! | #VALUE! | #VALUE! | #VALUE! | #VALUE! | #VALUE! |  |  | #VALUE! | #VALUE! | #VALUE! | #VALUE! | #VALUE! |  |  | #VALUE! | #VALUE! | #VALUE! | #VALUE! | #VALUE! | #VALUE! | #VALUE! | #VALUE! | 0 | #REF! | #VALUE! | #VALUE! | #VALUE! | #VALUE! | #VALUE! | #VALUE! | #VALUE! | 0
|  |  |  | 0 | 51 | 0 |  |  | 1 | 1.0842e-19 | 0 | 1.0669e-18 | 1.0669e-18 | 1.0669e-18 | 0 | 0 |  |  |  |  | #VALUE! | #VALUE! | #VALUE! |  |  | #VALUE! | #VALUE! | #VALUE! | #VALUE! | #VALUE! | #VALUE! | #VALUE! | #VALUE! |  |  |  |  | #VALUE! | #VALUE! | #VALUE! |  |  | #VALUE! | #VALUE! | #VALUE! | #VALUE! | #VALUE! | #VALUE! | #VALUE! | #VALUE! |  |  |  |  | #VALUE! | #VALUE! | #VALUE! |  |  | #VALUE! | #VALUE! | #VALUE! | #VALUE! | #VALUE! | #VALUE! | #VALUE! | #VALUE! |  |  |  |  | #VALUE! | #VALUE! | #VALUE! |  |  | #VALUE! | #VALUE! | #VALUE! | #VALUE! | #VALUE! | #VALUE! | #VALUE! | #VALUE! |  |  |  |  | #VALUE! | #VALUE! | #VALUE! |  |  | #VALUE! | #VALUE! | #VALUE! | #VALUE! | #VALUE! | #VALUE! | #VALUE! | #VALUE! |  |  | #VALUE! | #VALUE! | #VALUE! | #VALUE! | #VALUE! |  |  | #VALUE! | #VALUE! | #VALUE! | #VALUE! | #VALUE! | #VALUE! | #VALUE! | #VALUE! |  |  | #VALUE! | #VALUE! | #VALUE! | #VALUE! | #VALUE! |  |  | #VALUE! | #VALUE! | #VALUE! | #VALUE! | #VALUE! | #VALUE! | #VALUE! | #VALUE! | 0 | #REF! | #VALUE! | #VALUE! | #VALUE! | #VALUE! | #VALUE! | #VALUE! | #VALUE! | 0
|  |  |  | 0 | 51 | 0 |  |  | 1 | 1.0842e-19 | 0 | 1.0669e-18 | 1.0669e-18 | 1.0669e-18 | 0 | 0 |  |  |  |  | #VALUE! | #VALUE! | #VALUE! |  |  | #VALUE! | #VALUE! | #VALUE! | #VALUE! | #VALUE! | #VALUE! | #VALUE! | #VALUE! |  |  |  |  | #VALUE! | #VALUE! | #VALUE! |  |  | #VALUE! | #VALUE! | #VALUE! | #VALUE! | #VALUE! | #VALUE! | #VALUE! | #VALUE! |  |  |  |  | #VALUE! | #VALUE! | #VALUE! |  |  | #VALUE! | #VALUE! | #VALUE! | #VALUE! | #VALUE! | #VALUE! | #VALUE! | #VALUE! |  |  |  |  | #VALUE! | #VALUE! | #VALUE! |  |  | #VALUE! | #VALUE! | #VALUE! | #VALUE! | #VALUE! | #VALUE! | #VALUE! | #VALUE! |  |  |  |  | #VALUE! | #VALUE! | #VALUE! |  |  | #VALUE! | #VALUE! | #VALUE! | #VALUE! | #VALUE! | #VALUE! | #VALUE! | #VALUE! |  |  | #VALUE! | #VALUE! | #VALUE! | #VALUE! | #VALUE! |  |  | #VALUE! | #VALUE! | #VALUE! | #VALUE! | #VALUE! | #VALUE! | #VALUE! | #VALUE! |  |  | #VALUE! | #VALUE! | #VALUE! | #VALUE! | #VALUE! |  |  | #VALUE! | #VALUE! | #VALUE! | #VALUE! | #VALUE! | #VALUE! | #VALUE! | #VALUE! | 0 | #REF! | #VALUE! | #VALUE! | #VALUE! | #VALUE! | #VALUE! | #VALUE! | #VALUE! | 0
|  |  |  | 0 | 51 | 0 |  |  | 1 | 1.0842e-19 | 0 | 1.0669e-18 | 1.0669e-18 | 1.0669e-18 | 0 | 0 |  |  |  |  | #VALUE! | #VALUE! | #VALUE! |  |  | #VALUE! | #VALUE! | #VALUE! | #VALUE! | #VALUE! | #VALUE! | #VALUE! | #VALUE! |  |  |  |  | #VALUE! | #VALUE! | #VALUE! |  |  | #VALUE! | #VALUE! | #VALUE! | #VALUE! | #VALUE! | #VALUE! | #VALUE! | #VALUE! |  |  |  |  | #VALUE! | #VALUE! | #VALUE! |  |  | #VALUE! | #VALUE! | #VALUE! | #VALUE! | #VALUE! | #VALUE! | #VALUE! | #VALUE! |  |  |  |  | #VALUE! | #VALUE! | #VALUE! |  |  | #VALUE! | #VALUE! | #VALUE! | #VALUE! | #VALUE! | #VALUE! | #VALUE! | #VALUE! |  |  |  |  | #VALUE! | #VALUE! | #VALUE! |  |  | #VALUE! | #VALUE! | #VALUE! | #VALUE! | #VALUE! | #VALUE! | #VALUE! | #VALUE! |  |  | #VALUE! | #VALUE! | #VALUE! | #VALUE! | #VALUE! |  |  | #VALUE! | #VALUE! | #VALUE! | #VALUE! | #VALUE! | #VALUE! | #VALUE! | #VALUE! |  |  | #VALUE! | #VALUE! | #VALUE! | #VALUE! | #VALUE! |  |  | #VALUE! | #VALUE! | #VALUE! | #VALUE! | #VALUE! | #VALUE! | #VALUE! | #VALUE! | 0 | #REF! | #VALUE! | #VALUE! | #VALUE! | #VALUE! | #VALUE! | #VALUE! | #VALUE! | 0
|  |  |  | 0 | 51 | 0 |  |  | 1 | 1.0842e-19 | 0 | 1.0669e-18 | 1.0669e-18 | 1.0669e-18 | 0 | 0 |  |  |  |  | #VALUE! | #VALUE! | #VALUE! |  |  | #VALUE! | #VALUE! | #VALUE! | #VALUE! | #VALUE! | #VALUE! | #VALUE! | #VALUE! |  |  |  |  | #VALUE! | #VALUE! | #VALUE! |  |  | #VALUE! | #VALUE! | #VALUE! | #VALUE! | #VALUE! | #VALUE! | #VALUE! | #VALUE! |  |  |  |  | #VALUE! | #VALUE! | #VALUE! |  |  | #VALUE! | #VALUE! | #VALUE! | #VALUE! | #VALUE! | #VALUE! | #VALUE! | #VALUE! |  |  |  |  | #VALUE! | #VALUE! | #VALUE! |  |  | #VALUE! | #VALUE! | #VALUE! | #VALUE! | #VALUE! | #VALUE! | #VALUE! | #VALUE! |  |  |  |  | #VALUE! | #VALUE! | #VALUE! |  |  | #VALUE! | #VALUE! | #VALUE! | #VALUE! | #VALUE! | #VALUE! | #VALUE! | #VALUE! |  |  | #VALUE! | #VALUE! | #VALUE! | #VALUE! | #VALUE! |  |  | #VALUE! | #VALUE! | #VALUE! | #VALUE! | #VALUE! | #VALUE! | #VALUE! | #VALUE! |  |  | #VALUE! | #VALUE! | #VALUE! | #VALUE! | #VALUE! |  |  | #VALUE! | #VALUE! | #VALUE! | #VALUE! | #VALUE! | #VALUE! | #VALUE! | #VALUE! | 0 | #REF! | #VALUE! | #VALUE! | #VALUE! | #VALUE! | #VALUE! | #VALUE! | #VALUE! | 0
|  |  |  | 0 | 51 | 0 |  |  | 1 | 1.0842e-19 | 0 | 1.0669e-18 | 1.0669e-18 | 1.0669e-18 | 0 | 0 |  |  |  |  | #VALUE! | #VALUE! | #VALUE! |  |  | #VALUE! | #VALUE! | #VALUE! | #VALUE! | #VALUE! | #VALUE! | #VALUE! | #VALUE! |  |  |  |  | #VALUE! | #VALUE! | #VALUE! |  |  | #VALUE! | #VALUE! | #VALUE! | #VALUE! | #VALUE! | #VALUE! | #VALUE! | #VALUE! |  |  |  |  | #VALUE! | #VALUE! | #VALUE! |  |  | #VALUE! | #VALUE! | #VALUE! | #VALUE! | #VALUE! | #VALUE! | #VALUE! | #VALUE! |  |  |  |  | #VALUE! | #VALUE! | #VALUE! |  |  | #VALUE! | #VALUE! | #VALUE! | #VALUE! | #VALUE! | #VALUE! | #VALUE! | #VALUE! |  |  |  |  | #VALUE! | #VALUE! | #VALUE! |  |  | #VALUE! | #VALUE! | #VALUE! | #VALUE! | #VALUE! | #VALUE! | #VALUE! | #VALUE! |  |  | #VALUE! | #VALUE! | #VALUE! | #VALUE! | #VALUE! |  |  | #VALUE! | #VALUE! | #VALUE! | #VALUE! | #VALUE! | #VALUE! | #VALUE! | #VALUE! |  |  | #VALUE! | #VALUE! | #VALUE! | #VALUE! | #VALUE! |  |  | #VALUE! | #VALUE! | #VALUE! | #VALUE! | #VALUE! | #VALUE! | #VALUE! | #VALUE! | 0 | #REF! | #VALUE! | #VALUE! | #VALUE! | #VALUE! | #VALUE! | #VALUE! | #VALUE! | 0
|  |  |  | 0 | 51 | 0 |  |  | 1 | 1.0842e-19 | 0 | 1.0669e-18 | 1.0669e-18 | 1.0669e-18 | 0 | 0 |  |  |  |  | #VALUE! | #VALUE! | #VALUE! |  |  | #VALUE! | #VALUE! | #VALUE! | #VALUE! | #VALUE! | #VALUE! | #VALUE! | #VALUE! |  |  |  |  | #VALUE! | #VALUE! | #VALUE! |  |  | #VALUE! | #VALUE! | #VALUE! | #VALUE! | #VALUE! | #VALUE! | #VALUE! | #VALUE! |  |  |  |  | #VALUE! | #VALUE! | #VALUE! |  |  | #VALUE! | #VALUE! | #VALUE! | #VALUE! | #VALUE! | #VALUE! | #VALUE! | #VALUE! |  |  |  |  | #VALUE! | #VALUE! | #VALUE! |  |  | #VALUE! | #VALUE! | #VALUE! | #VALUE! | #VALUE! | #VALUE! | #VALUE! | #VALUE! |  |  |  |  | #VALUE! | #VALUE! | #VALUE! |  |  | #VALUE! | #VALUE! | #VALUE! | #VALUE! | #VALUE! | #VALUE! | #VALUE! | #VALUE! |  |  | #VALUE! | #VALUE! | #VALUE! | #VALUE! | #VALUE! |  |  | #VALUE! | #VALUE! | #VALUE! | #VALUE! | #VALUE! | #VALUE! | #VALUE! | #VALUE! |  |  | #VALUE! | #VALUE! | #VALUE! | #VALUE! | #VALUE! |  |  | #VALUE! | #VALUE! | #VALUE! | #VALUE! | #VALUE! | #VALUE! | #VALUE! | #VALUE! | 0 | #REF! | #VALUE! | #VALUE! | #VALUE! | #VALUE! | #VALUE! | #VALUE! | #VALUE! | 0
|  |  |  | 0 | 51 | 0 |  |  | 1 | 1.0842e-19 | 0 | 1.0669e-18 | 1.0669e-18 | 1.0669e-18 | 0 | 0 |  |  |  |  | #VALUE! | #VALUE! | #VALUE! |  |  | #VALUE! | #VALUE! | #VALUE! | #VALUE! | #VALUE! | #VALUE! | #VALUE! | #VALUE! |  |  |  |  | #VALUE! | #VALUE! | #VALUE! |  |  | #VALUE! | #VALUE! | #VALUE! | #VALUE! | #VALUE! | #VALUE! | #VALUE! | #VALUE! |  |  |  |  | #VALUE! | #VALUE! | #VALUE! |  |  | #VALUE! | #VALUE! | #VALUE! | #VALUE! | #VALUE! | #VALUE! | #VALUE! | #VALUE! |  |  |  |  | #VALUE! | #VALUE! | #VALUE! |  |  | #VALUE! | #VALUE! | #VALUE! | #VALUE! | #VALUE! | #VALUE! | #VALUE! | #VALUE! |  |  |  |  | #VALUE! | #VALUE! | #VALUE! |  |  | #VALUE! | #VALUE! | #VALUE! | #VALUE! | #VALUE! | #VALUE! | #VALUE! | #VALUE! |  |  | #VALUE! | #VALUE! | #VALUE! | #VALUE! | #VALUE! |  |  | #VALUE! | #VALUE! | #VALUE! | #VALUE! | #VALUE! | #VALUE! | #VALUE! | #VALUE! |  |  | #VALUE! | #VALUE! | #VALUE! | #VALUE! | #VALUE! |  |  | #VALUE! | #VALUE! | #VALUE! | #VALUE! | #VALUE! | #VALUE! | #VALUE! | #VALUE! | 0 | #REF! | #VALUE! | #VALUE! | #VALUE! | #VALUE! | #VALUE! | #VALUE! | #VALUE! | 0
|  |  |  | 0 | 51 | 0 |  |  | 1 | 1.0842e-19 | 0 | 1.0669e-18 | 1.0669e-18 | 1.0669e-18 | 0 | 0 |  |  |  |  | #VALUE! | #VALUE! | #VALUE! |  |  | #VALUE! | #VALUE! | #VALUE! | #VALUE! | #VALUE! | #VALUE! | #VALUE! | #VALUE! |  |  |  |  | #VALUE! | #VALUE! | #VALUE! |  |  | #VALUE! | #VALUE! | #VALUE! | #VALUE! | #VALUE! | #VALUE! | #VALUE! | #VALUE! |  |  |  |  | #VALUE! | #VALUE! | #VALUE! |  |  | #VALUE! | #VALUE! | #VALUE! | #VALUE! | #VALUE! | #VALUE! | #VALUE! | #VALUE! |  |  |  |  | #VALUE! | #VALUE! | #VALUE! |  |  | #VALUE! | #VALUE! | #VALUE! | #VALUE! | #VALUE! | #VALUE! | #VALUE! | #VALUE! |  |  |  |  | #VALUE! | #VALUE! | #VALUE! |  |  | #VALUE! | #VALUE! | #VALUE! | #VALUE! | #VALUE! | #VALUE! | #VALUE! | #VALUE! |  |  | #VALUE! | #VALUE! | #VALUE! | #VALUE! | #VALUE! |  |  | #VALUE! | #VALUE! | #VALUE! | #VALUE! | #VALUE! | #VALUE! | #VALUE! | #VALUE! |  |  | #VALUE! | #VALUE! | #VALUE! | #VALUE! | #VALUE! |  |  | #VALUE! | #VALUE! | #VALUE! | #VALUE! | #VALUE! | #VALUE! | #VALUE! | #VALUE! | 0 | #REF! | #VALUE! | #VALUE! | #VALUE! | #VALUE! | #VALUE! | #VALUE! | #VALUE! | 0
|  |  |  | 0 | 51 | 0 |  |  | 1 | 1.0842e-19 | 0 | 1.0669e-18 | 1.0669e-18 | 1.0669e-18 | 0 | 0 |  |  |  |  | #VALUE! | #VALUE! | #VALUE! |  |  | #VALUE! | #VALUE! | #VALUE! | #VALUE! | #VALUE! | #VALUE! | #VALUE! | #VALUE! |  |  |  |  | #VALUE! | #VALUE! | #VALUE! |  |  | #VALUE! | #VALUE! | #VALUE! | #VALUE! | #VALUE! | #VALUE! | #VALUE! | #VALUE! |  |  |  |  | #VALUE! | #VALUE! | #VALUE! |  |  | #VALUE! | #VALUE! | #VALUE! | #VALUE! | #VALUE! | #VALUE! | #VALUE! | #VALUE! |  |  |  |  | #VALUE! | #VALUE! | #VALUE! |  |  | #VALUE! | #VALUE! | #VALUE! | #VALUE! | #VALUE! | #VALUE! | #VALUE! | #VALUE! |  |  |  |  | #VALUE! | #VALUE! | #VALUE! |  |  | #VALUE! | #VALUE! | #VALUE! | #VALUE! | #VALUE! | #VALUE! | #VALUE! | #VALUE! |  |  | #VALUE! | #VALUE! | #VALUE! | #VALUE! | #VALUE! |  |  | #VALUE! | #VALUE! | #VALUE! | #VALUE! | #VALUE! | #VALUE! | #VALUE! | #VALUE! |  |  | #VALUE! | #VALUE! | #VALUE! | #VALUE! | #VALUE! |  |  | #VALUE! | #VALUE! | #VALUE! | #VALUE! | #VALUE! | #VALUE! | #VALUE! | #VALUE! | 0 | #REF! | #VALUE! | #VALUE! | #VALUE! | #VALUE! | #VALUE! | #VALUE! | #VALUE! | 0
|  |  |  | 0 | 51 | 0 |  |  | 1 | 1.0842e-19 | 0 | 1.0669e-18 | 1.0669e-18 | 1.0669e-18 | 0 | 0 |  |  |  |  | #VALUE! | #VALUE! | #VALUE! |  |  | #VALUE! | #VALUE! | #VALUE! | #VALUE! | #VALUE! | #VALUE! | #VALUE! | #VALUE! |  |  |  |  | #VALUE! | #VALUE! | #VALUE! |  |  | #VALUE! | #VALUE! | #VALUE! | #VALUE! | #VALUE! | #VALUE! | #VALUE! | #VALUE! |  |  |  |  | #VALUE! | #VALUE! | #VALUE! |  |  | #VALUE! | #VALUE! | #VALUE! | #VALUE! | #VALUE! | #VALUE! | #VALUE! | #VALUE! |  |  |  |  | #VALUE! | #VALUE! | #VALUE! |  |  | #VALUE! | #VALUE! | #VALUE! | #VALUE! | #VALUE! | #VALUE! | #VALUE! | #VALUE! |  |  |  |  | #VALUE! | #VALUE! | #VALUE! |  |  | #VALUE! | #VALUE! | #VALUE! | #VALUE! | #VALUE! | #VALUE! | #VALUE! | #VALUE! |  |  | #VALUE! | #VALUE! | #VALUE! | #VALUE! | #VALUE! |  |  | #VALUE! | #VALUE! | #VALUE! | #VALUE! | #VALUE! | #VALUE! | #VALUE! | #VALUE! |  |  | #VALUE! | #VALUE! | #VALUE! | #VALUE! | #VALUE! |  |  | #VALUE! | #VALUE! | #VALUE! | #VALUE! | #VALUE! | #VALUE! | #VALUE! | #VALUE! | 0 | #REF! | #VALUE! | #VALUE! | #VALUE! | #VALUE! | #VALUE! | #VALUE! | #VALUE! | 0
|  |  |  | 0 | 51 | 0 |  |  | 1 | 1.0842e-19 | 0 | 1.0669e-18 | 1.0669e-18 | 1.0669e-18 | 0 | 0 |  |  |  |  | #VALUE! | #VALUE! | #VALUE! |  |  | #VALUE! | #VALUE! | #VALUE! | #VALUE! | #VALUE! | #VALUE! | #VALUE! | #VALUE! |  |  |  |  | #VALUE! | #VALUE! | #VALUE! |  |  | #VALUE! | #VALUE! | #VALUE! | #VALUE! | #VALUE! | #VALUE! | #VALUE! | #VALUE! |  |  |  |  | #VALUE! | #VALUE! | #VALUE! |  |  | #VALUE! | #VALUE! | #VALUE! | #VALUE! | #VALUE! | #VALUE! | #VALUE! | #VALUE! |  |  |  |  | #VALUE! | #VALUE! | #VALUE! |  |  | #VALUE! | #VALUE! | #VALUE! | #VALUE! | #VALUE! | #VALUE! | #VALUE! | #VALUE! |  |  |  |  | #VALUE! | #VALUE! | #VALUE! |  |  | #VALUE! | #VALUE! | #VALUE! | #VALUE! | #VALUE! | #VALUE! | #VALUE! | #VALUE! |  |  | #VALUE! | #VALUE! | #VALUE! | #VALUE! | #VALUE! |  |  | #VALUE! | #VALUE! | #VALUE! | #VALUE! | #VALUE! | #VALUE! | #VALUE! | #VALUE! |  |  | #VALUE! | #VALUE! | #VALUE! | #VALUE! | #VALUE! |  |  | #VALUE! | #VALUE! | #VALUE! | #VALUE! | #VALUE! | #VALUE! | #VALUE! | #VALUE! | 0 | #REF! | #VALUE! | #VALUE! | #VALUE! | #VALUE! | #VALUE! | #VALUE! | #VALUE! | 0
|  |  |  | 0 | 51 | 0 |  |  | 1 | 1.0842e-19 | 0 | 1.0669e-18 | 1.0669e-18 | 1.0669e-18 | 0 | 0 |  |  |  |  | #VALUE! | #VALUE! | #VALUE! |  |  | #VALUE! | #VALUE! | #VALUE! | #VALUE! | #VALUE! | #VALUE! | #VALUE! | #VALUE! |  |  |  |  | #VALUE! | #VALUE! | #VALUE! |  |  | #VALUE! | #VALUE! | #VALUE! | #VALUE! | #VALUE! | #VALUE! | #VALUE! | #VALUE! |  |  |  |  | #VALUE! | #VALUE! | #VALUE! |  |  | #VALUE! | #VALUE! | #VALUE! | #VALUE! | #VALUE! | #VALUE! | #VALUE! | #VALUE! |  |  |  |  | #VALUE! | #VALUE! | #VALUE! |  |  | #VALUE! | #VALUE! | #VALUE! | #VALUE! | #VALUE! | #VALUE! | #VALUE! | #VALUE! |  |  |  |  | #VALUE! | #VALUE! | #VALUE! |  |  | #VALUE! | #VALUE! | #VALUE! | #VALUE! | #VALUE! | #VALUE! | #VALUE! | #VALUE! |  |  | #VALUE! | #VALUE! | #VALUE! | #VALUE! | #VALUE! |  |  | #VALUE! | #VALUE! | #VALUE! | #VALUE! | #VALUE! | #VALUE! | #VALUE! | #VALUE! |  |  | #VALUE! | #VALUE! | #VALUE! | #VALUE! | #VALUE! |  |  | #VALUE! | #VALUE! | #VALUE! | #VALUE! | #VALUE! | #VALUE! | #VALUE! | #VALUE! | 0 | #REF! | #VALUE! | #VALUE! | #VALUE! | #VALUE! | #VALUE! | #VALUE! | #VALUE! | 0
|  |  |  | 0 | 51 | 0 |  |  | 1 | 1.0842e-19 | 0 | 1.0669e-18 | 1.0669e-18 | 1.0669e-18 | 0 | 0 |  |  |  |  | #VALUE! | #VALUE! | #VALUE! |  |  | #VALUE! | #VALUE! | #VALUE! | #VALUE! | #VALUE! | #VALUE! | #VALUE! | #VALUE! |  |  |  |  | #VALUE! | #VALUE! | #VALUE! |  |  | #VALUE! | #VALUE! | #VALUE! | #VALUE! | #VALUE! | #VALUE! | #VALUE! | #VALUE! |  |  |  |  | #VALUE! | #VALUE! | #VALUE! |  |  | #VALUE! | #VALUE! | #VALUE! | #VALUE! | #VALUE! | #VALUE! | #VALUE! | #VALUE! |  |  |  |  | #VALUE! | #VALUE! | #VALUE! |  |  | #VALUE! | #VALUE! | #VALUE! | #VALUE! | #VALUE! | #VALUE! | #VALUE! | #VALUE! |  |  |  |  | #VALUE! | #VALUE! | #VALUE! |  |  | #VALUE! | #VALUE! | #VALUE! | #VALUE! | #VALUE! | #VALUE! | #VALUE! | #VALUE! |  |  | #VALUE! | #VALUE! | #VALUE! | #VALUE! | #VALUE! |  |  | #VALUE! | #VALUE! | #VALUE! | #VALUE! | #VALUE! | #VALUE! | #VALUE! | #VALUE! |  |  | #VALUE! | #VALUE! | #VALUE! | #VALUE! | #VALUE! |  |  | #VALUE! | #VALUE! | #VALUE! | #VALUE! | #VALUE! | #VALUE! | #VALUE! | #VALUE! | 0 | #REF! | #VALUE! | #VALUE! | #VALUE! | #VALUE! | #VALUE! | #VALUE! | #VALUE! | 0
|  |  |  | 0 | 51 | 0 |  |  | 1 | 1.0842e-19 | 0 | 1.0669e-18 | 1.0669e-18 | 1.0669e-18 | 0 | 0 |  |  |  |  | #VALUE! | #VALUE! | #VALUE! |  |  | #VALUE! | #VALUE! | #VALUE! | #VALUE! | #VALUE! | #VALUE! | #VALUE! | #VALUE! |  |  |  |  | #VALUE! | #VALUE! | #VALUE! |  |  | #VALUE! | #VALUE! | #VALUE! | #VALUE! | #VALUE! | #VALUE! | #VALUE! | #VALUE! |  |  |  |  | #VALUE! | #VALUE! | #VALUE! |  |  | #VALUE! | #VALUE! | #VALUE! | #VALUE! | #VALUE! | #VALUE! | #VALUE! | #VALUE! |  |  |  |  | #VALUE! | #VALUE! | #VALUE! |  |  | #VALUE! | #VALUE! | #VALUE! | #VALUE! | #VALUE! | #VALUE! | #VALUE! | #VALUE! |  |  |  |  | #VALUE! | #VALUE! | #VALUE! |  |  | #VALUE! | #VALUE! | #VALUE! | #VALUE! | #VALUE! | #VALUE! | #VALUE! | #VALUE! |  |  | #VALUE! | #VALUE! | #VALUE! | #VALUE! | #VALUE! |  |  | #VALUE! | #VALUE! | #VALUE! | #VALUE! | #VALUE! | #VALUE! | #VALUE! | #VALUE! |  |  | #VALUE! | #VALUE! | #VALUE! | #VALUE! | #VALUE! |  |  | #VALUE! | #VALUE! | #VALUE! | #VALUE! | #VALUE! | #VALUE! | #VALUE! | #VALUE! | 0 | #REF! | #VALUE! | #VALUE! | #VALUE! | #VALUE! | #VALUE! | #VALUE! | #VALUE! | 0
|  |  |  | 0 | 51 | 0 |  |  | 1 | 1.0842e-19 | 0 | 1.0669e-18 | 1.0669e-18 | 1.0669e-18 | 0 | 0 |  |  |  |  | #VALUE! | #VALUE! | #VALUE! |  |  | #VALUE! | #VALUE! | #VALUE! | #VALUE! | #VALUE! | #VALUE! | #VALUE! | #VALUE! |  |  |  |  | #VALUE! | #VALUE! | #VALUE! |  |  | #VALUE! | #VALUE! | #VALUE! | #VALUE! | #VALUE! | #VALUE! | #VALUE! | #VALUE! |  |  |  |  | #VALUE! | #VALUE! | #VALUE! |  |  | #VALUE! | #VALUE! | #VALUE! | #VALUE! | #VALUE! | #VALUE! | #VALUE! | #VALUE! |  |  |  |  | #VALUE! | #VALUE! | #VALUE! |  |  | #VALUE! | #VALUE! | #VALUE! | #VALUE! | #VALUE! | #VALUE! | #VALUE! | #VALUE! |  |  |  |  | #VALUE! | #VALUE! | #VALUE! |  |  | #VALUE! | #VALUE! | #VALUE! | #VALUE! | #VALUE! | #VALUE! | #VALUE! | #VALUE! |  |  | #VALUE! | #VALUE! | #VALUE! | #VALUE! | #VALUE! |  |  | #VALUE! | #VALUE! | #VALUE! | #VALUE! | #VALUE! | #VALUE! | #VALUE! | #VALUE! |  |  | #VALUE! | #VALUE! | #VALUE! | #VALUE! | #VALUE! |  |  | #VALUE! | #VALUE! | #VALUE! | #VALUE! | #VALUE! | #VALUE! | #VALUE! | #VALUE! | 0 | #REF! | #VALUE! | #VALUE! | #VALUE! | #VALUE! | #VALUE! | #VALUE! | #VALUE! | 0
|  |  |  | 0 | 51 | 0 |  |  | 1 | 1.0842e-19 | 0 | 1.0669e-18 | 1.0669e-18 | 1.0669e-18 | 0 | 0 |  |  |  |  | #VALUE! | #VALUE! | #VALUE! |  |  | #VALUE! | #VALUE! | #VALUE! | #VALUE! | #VALUE! | #VALUE! | #VALUE! | #VALUE! |  |  |  |  | #VALUE! | #VALUE! | #VALUE! |  |  | #VALUE! | #VALUE! | #VALUE! | #VALUE! | #VALUE! | #VALUE! | #VALUE! | #VALUE! |  |  |  |  | #VALUE! | #VALUE! | #VALUE! |  |  | #VALUE! | #VALUE! | #VALUE! | #VALUE! | #VALUE! | #VALUE! | #VALUE! | #VALUE! |  |  |  |  | #VALUE! | #VALUE! | #VALUE! |  |  | #VALUE! | #VALUE! | #VALUE! | #VALUE! | #VALUE! | #VALUE! | #VALUE! | #VALUE! |  |  |  |  | #VALUE! | #VALUE! | #VALUE! |  |  | #VALUE! | #VALUE! | #VALUE! | #VALUE! | #VALUE! | #VALUE! | #VALUE! | #VALUE! |  |  | #VALUE! | #VALUE! | #VALUE! | #VALUE! | #VALUE! |  |  | #VALUE! | #VALUE! | #VALUE! | #VALUE! | #VALUE! | #VALUE! | #VALUE! | #VALUE! |  |  | #VALUE! | #VALUE! | #VALUE! | #VALUE! | #VALUE! |  |  | #VALUE! | #VALUE! | #VALUE! | #VALUE! | #VALUE! | #VALUE! | #VALUE! | #VALUE! | 0 | #REF! | #VALUE! | #VALUE! | #VALUE! | #VALUE! | #VALUE! | #VALUE! | #VALUE! | 0
|  |  |  | 0 | 51 | 0 |  |  | 1 | 1.0842e-19 | 0 | 1.0669e-18 | 1.0669e-18 | 1.0669e-18 | 0 | 0 |  |  |  |  | #VALUE! | #VALUE! | #VALUE! |  |  | #VALUE! | #VALUE! | #VALUE! | #VALUE! | #VALUE! | #VALUE! | #VALUE! | #VALUE! |  |  |  |  | #VALUE! | #VALUE! | #VALUE! |  |  | #VALUE! | #VALUE! | #VALUE! | #VALUE! | #VALUE! | #VALUE! | #VALUE! | #VALUE! |  |  |  |  | #VALUE! | #VALUE! | #VALUE! |  |  | #VALUE! | #VALUE! | #VALUE! | #VALUE! | #VALUE! | #VALUE! | #VALUE! | #VALUE! |  |  |  |  | #VALUE! | #VALUE! | #VALUE! |  |  | #VALUE! | #VALUE! | #VALUE! | #VALUE! | #VALUE! | #VALUE! | #VALUE! | #VALUE! |  |  |  |  | #VALUE! | #VALUE! | #VALUE! |  |  | #VALUE! | #VALUE! | #VALUE! | #VALUE! | #VALUE! | #VALUE! | #VALUE! | #VALUE! |  |  | #VALUE! | #VALUE! | #VALUE! | #VALUE! | #VALUE! |  |  | #VALUE! | #VALUE! | #VALUE! | #VALUE! | #VALUE! | #VALUE! | #VALUE! | #VALUE! |  |  | #VALUE! | #VALUE! | #VALUE! | #VALUE! | #VALUE! |  |  | #VALUE! | #VALUE! | #VALUE! | #VALUE! | #VALUE! | #VALUE! | #VALUE! | #VALUE! | 0 | #REF! | #VALUE! | #VALUE! | #VALUE! | #VALUE! | #VALUE! | #VALUE! | #VALUE! | 0
|  |  |  | 0 | 51 | 0 |  |  | 1 | 1.0842e-19 | 0 | 1.0669e-18 | 1.0669e-18 | 1.0669e-18 | 0 | 0 |  |  |  |  | #VALUE! | #VALUE! | #VALUE! |  |  | #VALUE! | #VALUE! | #VALUE! | #VALUE! | #VALUE! | #VALUE! | #VALUE! | #VALUE! |  |  |  |  | #VALUE! | #VALUE! | #VALUE! |  |  | #VALUE! | #VALUE! | #VALUE! | #VALUE! | #VALUE! | #VALUE! | #VALUE! | #VALUE! |  |  |  |  | #VALUE! | #VALUE! | #VALUE! |  |  | #VALUE! | #VALUE! | #VALUE! | #VALUE! | #VALUE! | #VALUE! | #VALUE! | #VALUE! |  |  |  |  | #VALUE! | #VALUE! | #VALUE! |  |  | #VALUE! | #VALUE! | #VALUE! | #VALUE! | #VALUE! | #VALUE! | #VALUE! | #VALUE! |  |  |  |  | #VALUE! | #VALUE! | #VALUE! |  |  | #VALUE! | #VALUE! | #VALUE! | #VALUE! | #VALUE! | #VALUE! | #VALUE! | #VALUE! |  |  | #VALUE! | #VALUE! | #VALUE! | #VALUE! | #VALUE! |  |  | #VALUE! | #VALUE! | #VALUE! | #VALUE! | #VALUE! | #VALUE! | #VALUE! | #VALUE! |  |  | #VALUE! | #VALUE! | #VALUE! | #VALUE! | #VALUE! |  |  | #VALUE! | #VALUE! | #VALUE! | #VALUE! | #VALUE! | #VALUE! | #VALUE! | #VALUE! | 0 | #REF! | #VALUE! | #VALUE! | #VALUE! | #VALUE! | #VALUE! | #VALUE! | #VALUE! | 0
|  |  |  | 0 | 51 | 0 |  |  | 1 | 1.0842e-19 | 0 | 1.0669e-18 | 1.0669e-18 | 1.0669e-18 | 0 | 0 |  |  |  |  | #VALUE! | #VALUE! | #VALUE! |  |  | #VALUE! | #VALUE! | #VALUE! | #VALUE! | #VALUE! | #VALUE! | #VALUE! | #VALUE! |  |  |  |  | #VALUE! | #VALUE! | #VALUE! |  |  | #VALUE! | #VALUE! | #VALUE! | #VALUE! | #VALUE! | #VALUE! | #VALUE! | #VALUE! |  |  |  |  | #VALUE! | #VALUE! | #VALUE! |  |  | #VALUE! | #VALUE! | #VALUE! | #VALUE! | #VALUE! | #VALUE! | #VALUE! | #VALUE! |  |  |  |  | #VALUE! | #VALUE! | #VALUE! |  |  | #VALUE! | #VALUE! | #VALUE! | #VALUE! | #VALUE! | #VALUE! | #VALUE! | #VALUE! |  |  |  |  | #VALUE! | #VALUE! | #VALUE! |  |  | #VALUE! | #VALUE! | #VALUE! | #VALUE! | #VALUE! | #VALUE! | #VALUE! | #VALUE! |  |  | #VALUE! | #VALUE! | #VALUE! | #VALUE! | #VALUE! |  |  | #VALUE! | #VALUE! | #VALUE! | #VALUE! | #VALUE! | #VALUE! | #VALUE! | #VALUE! |  |  | #VALUE! | #VALUE! | #VALUE! | #VALUE! | #VALUE! |  |  | #VALUE! | #VALUE! | #VALUE! | #VALUE! | #VALUE! | #VALUE! | #VALUE! | #VALUE! | 0 | #REF! | #VALUE! | #VALUE! | #VALUE! | #VALUE! | #VALUE! | #VALUE! | #VALUE! | 0
|  |  |  | 0 | 51 | 0 |  |  | 1 | 1.0842e-19 | 0 | 1.0669e-18 | 1.0669e-18 | 1.0669e-18 | 0 | 0 |  |  |  |  | #VALUE! | #VALUE! | #VALUE! |  |  | #VALUE! | #VALUE! | #VALUE! | #VALUE! | #VALUE! | #VALUE! | #VALUE! | #VALUE! |  |  |  |  | #VALUE! | #VALUE! | #VALUE! |  |  | #VALUE! | #VALUE! | #VALUE! | #VALUE! | #VALUE! | #VALUE! | #VALUE! | #VALUE! |  |  |  |  | #VALUE! | #VALUE! | #VALUE! |  |  | #VALUE! | #VALUE! | #VALUE! | #VALUE! | #VALUE! | #VALUE! | #VALUE! | #VALUE! |  |  |  |  | #VALUE! | #VALUE! | #VALUE! |  |  | #VALUE! | #VALUE! | #VALUE! | #VALUE! | #VALUE! | #VALUE! | #VALUE! | #VALUE! |  |  |  |  | #VALUE! | #VALUE! | #VALUE! |  |  | #VALUE! | #VALUE! | #VALUE! | #VALUE! | #VALUE! | #VALUE! | #VALUE! | #VALUE! |  |  | #VALUE! | #VALUE! | #VALUE! | #VALUE! | #VALUE! |  |  | #VALUE! | #VALUE! | #VALUE! | #VALUE! | #VALUE! | #VALUE! | #VALUE! | #VALUE! |  |  | #VALUE! | #VALUE! | #VALUE! | #VALUE! | #VALUE! |  |  | #VALUE! | #VALUE! | #VALUE! | #VALUE! | #VALUE! | #VALUE! | #VALUE! | #VALUE! | 0 | #REF! | #VALUE! | #VALUE! | #VALUE! | #VALUE! | #VALUE! | #VALUE! | #VALUE! | 0
|  |  |  | 0 | 51 | 0 |  |  | 1 | 1.0842e-19 | 0 | 1.0669e-18 | 1.0669e-18 | 1.0669e-18 | 0 | 0 |  |  |  |  | #VALUE! | #VALUE! | #VALUE! |  |  | #VALUE! | #VALUE! | #VALUE! | #VALUE! | #VALUE! | #VALUE! | #VALUE! | #VALUE! |  |  |  |  | #VALUE! | #VALUE! | #VALUE! |  |  | #VALUE! | #VALUE! | #VALUE! | #VALUE! | #VALUE! | #VALUE! | #VALUE! | #VALUE! |  |  |  |  | #VALUE! | #VALUE! | #VALUE! |  |  | #VALUE! | #VALUE! | #VALUE! | #VALUE! | #VALUE! | #VALUE! | #VALUE! | #VALUE! |  |  |  |  | #VALUE! | #VALUE! | #VALUE! |  |  | #VALUE! | #VALUE! | #VALUE! | #VALUE! | #VALUE! | #VALUE! | #VALUE! | #VALUE! |  |  |  |  | #VALUE! | #VALUE! | #VALUE! |  |  | #VALUE! | #VALUE! | #VALUE! | #VALUE! | #VALUE! | #VALUE! | #VALUE! | #VALUE! |  |  | #VALUE! | #VALUE! | #VALUE! | #VALUE! | #VALUE! |  |  | #VALUE! | #VALUE! | #VALUE! | #VALUE! | #VALUE! | #VALUE! | #VALUE! | #VALUE! |  |  | #VALUE! | #VALUE! | #VALUE! | #VALUE! | #VALUE! |  |  | #VALUE! | #VALUE! | #VALUE! | #VALUE! | #VALUE! | #VALUE! | #VALUE! | #VALUE! | 0 | #REF! | #VALUE! | #VALUE! | #VALUE! | #VALUE! | #VALUE! | #VALUE! | #VALUE! | 0
|  |  |  | 0 | 51 | 0 |  |  | 1 | 1.0842e-19 | 0 | 1.0669e-18 | 1.0669e-18 | 1.0669e-18 | 0 | 0 |  |  |  |  | #VALUE! | #VALUE! | #VALUE! |  |  | #VALUE! | #VALUE! | #VALUE! | #VALUE! | #VALUE! | #VALUE! | #VALUE! | #VALUE! |  |  |  |  | #VALUE! | #VALUE! | #VALUE! |  |  | #VALUE! | #VALUE! | #VALUE! | #VALUE! | #VALUE! | #VALUE! | #VALUE! | #VALUE! |  |  |  |  | #VALUE! | #VALUE! | #VALUE! |  |  | #VALUE! | #VALUE! | #VALUE! | #VALUE! | #VALUE! | #VALUE! | #VALUE! | #VALUE! |  |  |  |  | #VALUE! | #VALUE! | #VALUE! |  |  | #VALUE! | #VALUE! | #VALUE! | #VALUE! | #VALUE! | #VALUE! | #VALUE! | #VALUE! |  |  |  |  | #VALUE! | #VALUE! | #VALUE! |  |  | #VALUE! | #VALUE! | #VALUE! | #VALUE! | #VALUE! | #VALUE! | #VALUE! | #VALUE! |  |  | #VALUE! | #VALUE! | #VALUE! | #VALUE! | #VALUE! |  |  | #VALUE! | #VALUE! | #VALUE! | #VALUE! | #VALUE! | #VALUE! | #VALUE! | #VALUE! |  |  | #VALUE! | #VALUE! | #VALUE! | #VALUE! | #VALUE! |  |  | #VALUE! | #VALUE! | #VALUE! | #VALUE! | #VALUE! | #VALUE! | #VALUE! | #VALUE! | 0 | #REF! | #VALUE! | #VALUE! | #VALUE! | #VALUE! | #VALUE! | #VALUE! | #VALUE! | 0
|  |  |  | 0 | 51 | 0 |  |  | 1 | 1.0842e-19 | 0 | 1.0669e-18 | 1.0669e-18 | 1.0669e-18 | 0 | 0 |  |  |  |  | #VALUE! | #VALUE! | #VALUE! |  |  | #VALUE! | #VALUE! | #VALUE! | #VALUE! | #VALUE! | #VALUE! | #VALUE! | #VALUE! |  |  |  |  | #VALUE! | #VALUE! | #VALUE! |  |  | #VALUE! | #VALUE! | #VALUE! | #VALUE! | #VALUE! | #VALUE! | #VALUE! | #VALUE! |  |  |  |  | #VALUE! | #VALUE! | #VALUE! |  |  | #VALUE! | #VALUE! | #VALUE! | #VALUE! | #VALUE! | #VALUE! | #VALUE! | #VALUE! |  |  |  |  | #VALUE! | #VALUE! | #VALUE! |  |  | #VALUE! | #VALUE! | #VALUE! | #VALUE! | #VALUE! | #VALUE! | #VALUE! | #VALUE! |  |  |  |  | #VALUE! | #VALUE! | #VALUE! |  |  | #VALUE! | #VALUE! | #VALUE! | #VALUE! | #VALUE! | #VALUE! | #VALUE! | #VALUE! |  |  | #VALUE! | #VALUE! | #VALUE! | #VALUE! | #VALUE! |  |  | #VALUE! | #VALUE! | #VALUE! | #VALUE! | #VALUE! | #VALUE! | #VALUE! | #VALUE! |  |  | #VALUE! | #VALUE! | #VALUE! | #VALUE! | #VALUE! |  |  | #VALUE! | #VALUE! | #VALUE! | #VALUE! | #VALUE! | #VALUE! | #VALUE! | #VALUE! | 0 | #REF! | #VALUE! | #VALUE! | #VALUE! | #VALUE! | #VALUE! | #VALUE! | #VALUE! | 0
|  |  |  | 0 | 51 | 0 |  |  | 1 | 1.0842e-19 | 0 | 1.0669e-18 | 1.0669e-18 | 1.0669e-18 | 0 | 0 |  |  |  |  | #VALUE! | #VALUE! | #VALUE! |  |  | #VALUE! | #VALUE! | #VALUE! | #VALUE! | #VALUE! | #VALUE! | #VALUE! | #VALUE! |  |  |  |  | #VALUE! | #VALUE! | #VALUE! |  |  | #VALUE! | #VALUE! | #VALUE! | #VALUE! | #VALUE! | #VALUE! | #VALUE! | #VALUE! |  |  |  |  | #VALUE! | #VALUE! | #VALUE! |  |  | #VALUE! | #VALUE! | #VALUE! | #VALUE! | #VALUE! | #VALUE! | #VALUE! | #VALUE! |  |  |  |  | #VALUE! | #VALUE! | #VALUE! |  |  | #VALUE! | #VALUE! | #VALUE! | #VALUE! | #VALUE! | #VALUE! | #VALUE! | #VALUE! |  |  |  |  | #VALUE! | #VALUE! | #VALUE! |  |  | #VALUE! | #VALUE! | #VALUE! | #VALUE! | #VALUE! | #VALUE! | #VALUE! | #VALUE! |  |  | #VALUE! | #VALUE! | #VALUE! | #VALUE! | #VALUE! |  |  | #VALUE! | #VALUE! | #VALUE! | #VALUE! | #VALUE! | #VALUE! | #VALUE! | #VALUE! |  |  | #VALUE! | #VALUE! | #VALUE! | #VALUE! | #VALUE! |  |  | #VALUE! | #VALUE! | #VALUE! | #VALUE! | #VALUE! | #VALUE! | #VALUE! | #VALUE! | 0 | #REF! | #VALUE! | #VALUE! | #VALUE! | #VALUE! | #VALUE! | #VALUE! | #VALUE! | 0
|  |  |  | 0 | 51 | 0 |  |  | 1 | 1.0842e-19 | 0 | 1.0669e-18 | 1.0669e-18 | 1.0669e-18 | 0 | 0 |  |  |  |  | #VALUE! | #VALUE! | #VALUE! |  |  | #VALUE! | #VALUE! | #VALUE! | #VALUE! | #VALUE! | #VALUE! | #VALUE! | #VALUE! |  |  |  |  | #VALUE! | #VALUE! | #VALUE! |  |  | #VALUE! | #VALUE! | #VALUE! | #VALUE! | #VALUE! | #VALUE! | #VALUE! | #VALUE! |  |  |  |  | #VALUE! | #VALUE! | #VALUE! |  |  | #VALUE! | #VALUE! | #VALUE! | #VALUE! | #VALUE! | #VALUE! | #VALUE! | #VALUE! |  |  |  |  | #VALUE! | #VALUE! | #VALUE! |  |  | #VALUE! | #VALUE! | #VALUE! | #VALUE! | #VALUE! | #VALUE! | #VALUE! | #VALUE! |  |  |  |  | #VALUE! | #VALUE! | #VALUE! |  |  | #VALUE! | #VALUE! | #VALUE! | #VALUE! | #VALUE! | #VALUE! | #VALUE! | #VALUE! |  |  | #VALUE! | #VALUE! | #VALUE! | #VALUE! | #VALUE! |  |  | #VALUE! | #VALUE! | #VALUE! | #VALUE! | #VALUE! | #VALUE! | #VALUE! | #VALUE! |  |  | #VALUE! | #VALUE! | #VALUE! | #VALUE! | #VALUE! |  |  | #VALUE! | #VALUE! | #VALUE! | #VALUE! | #VALUE! | #VALUE! | #VALUE! | #VALUE! | 0 | #REF! | #VALUE! | #VALUE! | #VALUE! | #VALUE! | #VALUE! | #VALUE! | #VALUE! | 0
|  |  |  | 0 | 51 | 0 |  |  | 1 | 1.0842e-19 | 0 | 1.0669e-18 | 1.0669e-18 | 1.0669e-18 | 0 | 0 |  |  |  |  | #VALUE! | #VALUE! | #VALUE! |  |  | #VALUE! | #VALUE! | #VALUE! | #VALUE! | #VALUE! | #VALUE! | #VALUE! | #VALUE! |  |  |  |  | #VALUE! | #VALUE! | #VALUE! |  |  | #VALUE! | #VALUE! | #VALUE! | #VALUE! | #VALUE! | #VALUE! | #VALUE! | #VALUE! |  |  |  |  | #VALUE! | #VALUE! | #VALUE! |  |  | #VALUE! | #VALUE! | #VALUE! | #VALUE! | #VALUE! | #VALUE! | #VALUE! | #VALUE! |  |  |  |  | #VALUE! | #VALUE! | #VALUE! |  |  | #VALUE! | #VALUE! | #VALUE! | #VALUE! | #VALUE! | #VALUE! | #VALUE! | #VALUE! |  |  |  |  | #VALUE! | #VALUE! | #VALUE! |  |  | #VALUE! | #VALUE! | #VALUE! | #VALUE! | #VALUE! | #VALUE! | #VALUE! | #VALUE! |  |  | #VALUE! | #VALUE! | #VALUE! | #VALUE! | #VALUE! |  |  | #VALUE! | #VALUE! | #VALUE! | #VALUE! | #VALUE! | #VALUE! | #VALUE! | #VALUE! |  |  | #VALUE! | #VALUE! | #VALUE! | #VALUE! | #VALUE! |  |  | #VALUE! | #VALUE! | #VALUE! | #VALUE! | #VALUE! | #VALUE! | #VALUE! | #VALUE! | 0 | #REF! | #VALUE! | #VALUE! | #VALUE! | #VALUE! | #VALUE! | #VALUE! | #VALUE! | 0
|  |  |  | 0 | 51 | 0 |  |  | 1 | 1.0842e-19 | 0 | 1.0669e-18 | 1.0669e-18 | 1.0669e-18 | 0 | 0 |  |  |  |  | #VALUE! | #VALUE! | #VALUE! |  |  | #VALUE! | #VALUE! | #VALUE! | #VALUE! | #VALUE! | #VALUE! | #VALUE! | #VALUE! |  |  |  |  | #VALUE! | #VALUE! | #VALUE! |  |  | #VALUE! | #VALUE! | #VALUE! | #VALUE! | #VALUE! | #VALUE! | #VALUE! | #VALUE! |  |  |  |  | #VALUE! | #VALUE! | #VALUE! |  |  | #VALUE! | #VALUE! | #VALUE! | #VALUE! | #VALUE! | #VALUE! | #VALUE! | #VALUE! |  |  |  |  | #VALUE! | #VALUE! | #VALUE! |  |  | #VALUE! | #VALUE! | #VALUE! | #VALUE! | #VALUE! | #VALUE! | #VALUE! | #VALUE! |  |  |  |  | #VALUE! | #VALUE! | #VALUE! |  |  | #VALUE! | #VALUE! | #VALUE! | #VALUE! | #VALUE! | #VALUE! | #VALUE! | #VALUE! |  |  | #VALUE! | #VALUE! | #VALUE! | #VALUE! | #VALUE! |  |  | #VALUE! | #VALUE! | #VALUE! | #VALUE! | #VALUE! | #VALUE! | #VALUE! | #VALUE! |  |  | #VALUE! | #VALUE! | #VALUE! | #VALUE! | #VALUE! |  |  | #VALUE! | #VALUE! | #VALUE! | #VALUE! | #VALUE! | #VALUE! | #VALUE! | #VALUE! | 0 | #REF! | #VALUE! | #VALUE! | #VALUE! | #VALUE! | #VALUE! | #VALUE! | #VALUE! | 0
|  |  |  | 0 | 51 | 0 |  |  | 1 | 1.0842e-19 | 0 | 1.0669e-18 | 1.0669e-18 | 1.0669e-18 | 0 | 0 |  |  |  |  | #VALUE! | #VALUE! | #VALUE! |  |  | #VALUE! | #VALUE! | #VALUE! | #VALUE! | #VALUE! | #VALUE! | #VALUE! | #VALUE! |  |  |  |  | #VALUE! | #VALUE! | #VALUE! |  |  | #VALUE! | #VALUE! | #VALUE! | #VALUE! | #VALUE! | #VALUE! | #VALUE! | #VALUE! |  |  |  |  | #VALUE! | #VALUE! | #VALUE! |  |  | #VALUE! | #VALUE! | #VALUE! | #VALUE! | #VALUE! | #VALUE! | #VALUE! | #VALUE! |  |  |  |  | #VALUE! | #VALUE! | #VALUE! |  |  | #VALUE! | #VALUE! | #VALUE! | #VALUE! | #VALUE! | #VALUE! | #VALUE! | #VALUE! |  |  |  |  | #VALUE! | #VALUE! | #VALUE! |  |  | #VALUE! | #VALUE! | #VALUE! | #VALUE! | #VALUE! | #VALUE! | #VALUE! | #VALUE! |  |  | #VALUE! | #VALUE! | #VALUE! | #VALUE! | #VALUE! |  |  | #VALUE! | #VALUE! | #VALUE! | #VALUE! | #VALUE! | #VALUE! | #VALUE! | #VALUE! |  |  | #VALUE! | #VALUE! | #VALUE! | #VALUE! | #VALUE! |  |  | #VALUE! | #VALUE! | #VALUE! | #VALUE! | #VALUE! | #VALUE! | #VALUE! | #VALUE! | 0 | #REF! | #VALUE! | #VALUE! | #VALUE! | #VALUE! | #VALUE! | #VALUE! | #VALUE! | 0
|  |  |  | 0 | 51 | 0 |  |  | 1 | 1.0842e-19 | 0 | 1.0669e-18 | 1.0669e-18 | 1.0669e-18 | 0 | 0 |  |  |  |  | #VALUE! | #VALUE! | #VALUE! |  |  | #VALUE! | #VALUE! | #VALUE! | #VALUE! | #VALUE! | #VALUE! | #VALUE! | #VALUE! |  |  |  |  | #VALUE! | #VALUE! | #VALUE! |  |  | #VALUE! | #VALUE! | #VALUE! | #VALUE! | #VALUE! | #VALUE! | #VALUE! | #VALUE! |  |  |  |  | #VALUE! | #VALUE! | #VALUE! |  |  | #VALUE! | #VALUE! | #VALUE! | #VALUE! | #VALUE! | #VALUE! | #VALUE! | #VALUE! |  |  |  |  | #VALUE! | #VALUE! | #VALUE! |  |  | #VALUE! | #VALUE! | #VALUE! | #VALUE! | #VALUE! | #VALUE! | #VALUE! | #VALUE! |  |  |  |  | #VALUE! | #VALUE! | #VALUE! |  |  | #VALUE! | #VALUE! | #VALUE! | #VALUE! | #VALUE! | #VALUE! | #VALUE! | #VALUE! |  |  | #VALUE! | #VALUE! | #VALUE! | #VALUE! | #VALUE! |  |  | #VALUE! | #VALUE! | #VALUE! | #VALUE! | #VALUE! | #VALUE! | #VALUE! | #VALUE! |  |  | #VALUE! | #VALUE! | #VALUE! | #VALUE! | #VALUE! |  |  | #VALUE! | #VALUE! | #VALUE! | #VALUE! | #VALUE! | #VALUE! | #VALUE! | #VALUE! | 0 | #REF! | #VALUE! | #VALUE! | #VALUE! | #VALUE! | #VALUE! | #VALUE! | #VALUE! | 0
|  |  |  | 0 | 51 | 0 |  |  | 1 | 1.0842e-19 | 0 | 1.0669e-18 | 1.0669e-18 | 1.0669e-18 | 0 | 0 |  |  |  |  | #VALUE! | #VALUE! | #VALUE! |  |  | #VALUE! | #VALUE! | #VALUE! | #VALUE! | #VALUE! | #VALUE! | #VALUE! | #VALUE! |  |  |  |  | #VALUE! | #VALUE! | #VALUE! |  |  | #VALUE! | #VALUE! | #VALUE! | #VALUE! | #VALUE! | #VALUE! | #VALUE! | #VALUE! |  |  |  |  | #VALUE! | #VALUE! | #VALUE! |  |  | #VALUE! | #VALUE! | #VALUE! | #VALUE! | #VALUE! | #VALUE! | #VALUE! | #VALUE! |  |  |  |  | #VALUE! | #VALUE! | #VALUE! |  |  | #VALUE! | #VALUE! | #VALUE! | #VALUE! | #VALUE! | #VALUE! | #VALUE! | #VALUE! |  |  |  |  | #VALUE! | #VALUE! | #VALUE! |  |  | #VALUE! | #VALUE! | #VALUE! | #VALUE! | #VALUE! | #VALUE! | #VALUE! | #VALUE! |  |  | #VALUE! | #VALUE! | #VALUE! | #VALUE! | #VALUE! |  |  | #VALUE! | #VALUE! | #VALUE! | #VALUE! | #VALUE! | #VALUE! | #VALUE! | #VALUE! |  |  | #VALUE! | #VALUE! | #VALUE! | #VALUE! | #VALUE! |  |  | #VALUE! | #VALUE! | #VALUE! | #VALUE! | #VALUE! | #VALUE! | #VALUE! | #VALUE! | 0 | #REF! | #VALUE! | #VALUE! | #VALUE! | #VALUE! | #VALUE! | #VALUE! | #VALUE! | 0
|  |  |  | 0 | 51 | 0 |  |  | 1 | 1.0842e-19 | 0 | 1.0669e-18 | 1.0669e-18 | 1.0669e-18 | 0 | 0 |  |  |  |  | #VALUE! | #VALUE! | #VALUE! |  |  | #VALUE! | #VALUE! | #VALUE! | #VALUE! | #VALUE! | #VALUE! | #VALUE! | #VALUE! |  |  |  |  | #VALUE! | #VALUE! | #VALUE! |  |  | #VALUE! | #VALUE! | #VALUE! | #VALUE! | #VALUE! | #VALUE! | #VALUE! | #VALUE! |  |  |  |  | #VALUE! | #VALUE! | #VALUE! |  |  | #VALUE! | #VALUE! | #VALUE! | #VALUE! | #VALUE! | #VALUE! | #VALUE! | #VALUE! |  |  |  |  | #VALUE! | #VALUE! | #VALUE! |  |  | #VALUE! | #VALUE! | #VALUE! | #VALUE! | #VALUE! | #VALUE! | #VALUE! | #VALUE! |  |  |  |  | #VALUE! | #VALUE! | #VALUE! |  |  | #VALUE! | #VALUE! | #VALUE! | #VALUE! | #VALUE! | #VALUE! | #VALUE! | #VALUE! |  |  | #VALUE! | #VALUE! | #VALUE! | #VALUE! | #VALUE! |  |  | #VALUE! | #VALUE! | #VALUE! | #VALUE! | #VALUE! | #VALUE! | #VALUE! | #VALUE! |  |  | #VALUE! | #VALUE! | #VALUE! | #VALUE! | #VALUE! |  |  | #VALUE! | #VALUE! | #VALUE! | #VALUE! | #VALUE! | #VALUE! | #VALUE! | #VALUE! | 0 | #REF! | #VALUE! | #VALUE! | #VALUE! | #VALUE! | #VALUE! | #VALUE! | #VALUE! | 0
|  |  |  | 0 | 51 | 0 |  |  | 1 | 1.0842e-19 | 0 | 1.0669e-18 | 1.0669e-18 | 1.0669e-18 | 0 | 0 |  |  |  |  | #VALUE! | #VALUE! | #VALUE! |  |  | #VALUE! | #VALUE! | #VALUE! | #VALUE! | #VALUE! | #VALUE! | #VALUE! | #VALUE! |  |  |  |  | #VALUE! | #VALUE! | #VALUE! |  |  | #VALUE! | #VALUE! | #VALUE! | #VALUE! | #VALUE! | #VALUE! | #VALUE! | #VALUE! |  |  |  |  | #VALUE! | #VALUE! | #VALUE! |  |  | #VALUE! | #VALUE! | #VALUE! | #VALUE! | #VALUE! | #VALUE! | #VALUE! | #VALUE! |  |  |  |  | #VALUE! | #VALUE! | #VALUE! |  |  | #VALUE! | #VALUE! | #VALUE! | #VALUE! | #VALUE! | #VALUE! | #VALUE! | #VALUE! |  |  |  |  | #VALUE! | #VALUE! | #VALUE! |  |  | #VALUE! | #VALUE! | #VALUE! | #VALUE! | #VALUE! | #VALUE! | #VALUE! | #VALUE! |  |  | #VALUE! | #VALUE! | #VALUE! | #VALUE! | #VALUE! |  |  | #VALUE! | #VALUE! | #VALUE! | #VALUE! | #VALUE! | #VALUE! | #VALUE! | #VALUE! |  |  | #VALUE! | #VALUE! | #VALUE! | #VALUE! | #VALUE! |  |  | #VALUE! | #VALUE! | #VALUE! | #VALUE! | #VALUE! | #VALUE! | #VALUE! | #VALUE! | 0 | #REF! | #VALUE! | #VALUE! | #VALUE! | #VALUE! | #VALUE! | #VALUE! | #VALUE! | 0
|  |  |  | 0 | 51 | 0 |  |  | 1 | 1.0842e-19 | 0 | 1.0669e-18 | 1.0669e-18 | 1.0669e-18 | 0 | 0 |  |  |  |  | #VALUE! | #VALUE! | #VALUE! |  |  | #VALUE! | #VALUE! | #VALUE! | #VALUE! | #VALUE! | #VALUE! | #VALUE! | #VALUE! |  |  |  |  | #VALUE! | #VALUE! | #VALUE! |  |  | #VALUE! | #VALUE! | #VALUE! | #VALUE! | #VALUE! | #VALUE! | #VALUE! | #VALUE! |  |  |  |  | #VALUE! | #VALUE! | #VALUE! |  |  | #VALUE! | #VALUE! | #VALUE! | #VALUE! | #VALUE! | #VALUE! | #VALUE! | #VALUE! |  |  |  |  | #VALUE! | #VALUE! | #VALUE! |  |  | #VALUE! | #VALUE! | #VALUE! | #VALUE! | #VALUE! | #VALUE! | #VALUE! | #VALUE! |  |  |  |  | #VALUE! | #VALUE! | #VALUE! |  |  | #VALUE! | #VALUE! | #VALUE! | #VALUE! | #VALUE! | #VALUE! | #VALUE! | #VALUE! |  |  | #VALUE! | #VALUE! | #VALUE! | #VALUE! | #VALUE! |  |  | #VALUE! | #VALUE! | #VALUE! | #VALUE! | #VALUE! | #VALUE! | #VALUE! | #VALUE! |  |  | #VALUE! | #VALUE! | #VALUE! | #VALUE! | #VALUE! |  |  | #VALUE! | #VALUE! | #VALUE! | #VALUE! | #VALUE! | #VALUE! | #VALUE! | #VALUE! | 0 | #REF! | #VALUE! | #VALUE! | #VALUE! | #VALUE! | #VALUE! | #VALUE! | #VALUE! | 0
|  |  |  | 0 | 51 | 0 |  |  | 1 | 1.0842e-19 | 0 | 1.0669e-18 | 1.0669e-18 | 1.0669e-18 | 0 | 0 |  |  |  |  | #VALUE! | #VALUE! | #VALUE! |  |  | #VALUE! | #VALUE! | #VALUE! | #VALUE! | #VALUE! | #VALUE! | #VALUE! | #VALUE! |  |  |  |  | #VALUE! | #VALUE! | #VALUE! |  |  | #VALUE! | #VALUE! | #VALUE! | #VALUE! | #VALUE! | #VALUE! | #VALUE! | #VALUE! |  |  |  |  | #VALUE! | #VALUE! | #VALUE! |  |  | #VALUE! | #VALUE! | #VALUE! | #VALUE! | #VALUE! | #VALUE! | #VALUE! | #VALUE! |  |  |  |  | #VALUE! | #VALUE! | #VALUE! |  |  | #VALUE! | #VALUE! | #VALUE! | #VALUE! | #VALUE! | #VALUE! | #VALUE! | #VALUE! |  |  |  |  | #VALUE! | #VALUE! | #VALUE! |  |  | #VALUE! | #VALUE! | #VALUE! | #VALUE! | #VALUE! | #VALUE! | #VALUE! | #VALUE! |  |  | #VALUE! | #VALUE! | #VALUE! | #VALUE! | #VALUE! |  |  | #VALUE! | #VALUE! | #VALUE! | #VALUE! | #VALUE! | #VALUE! | #VALUE! | #VALUE! |  |  | #VALUE! | #VALUE! | #VALUE! | #VALUE! | #VALUE! |  |  | #VALUE! | #VALUE! | #VALUE! | #VALUE! | #VALUE! | #VALUE! | #VALUE! | #VALUE! | 0 | #REF! | #VALUE! | #VALUE! | #VALUE! | #VALUE! | #VALUE! | #VALUE! | #VALUE! | 0
|  |  |  | 0 | 51 | 0 |  |  | 1 | 1.0842e-19 | 0 | 1.0669e-18 | 1.0669e-18 | 1.0669e-18 | 0 | 0 |  |  |  |  | #VALUE! | #VALUE! | #VALUE! |  |  | #VALUE! | #VALUE! | #VALUE! | #VALUE! | #VALUE! | #VALUE! | #VALUE! | #VALUE! |  |  |  |  | #VALUE! | #VALUE! | #VALUE! |  |  | #VALUE! | #VALUE! | #VALUE! | #VALUE! | #VALUE! | #VALUE! | #VALUE! | #VALUE! |  |  |  |  | #VALUE! | #VALUE! | #VALUE! |  |  | #VALUE! | #VALUE! | #VALUE! | #VALUE! | #VALUE! | #VALUE! | #VALUE! | #VALUE! |  |  |  |  | #VALUE! | #VALUE! | #VALUE! |  |  | #VALUE! | #VALUE! | #VALUE! | #VALUE! | #VALUE! | #VALUE! | #VALUE! | #VALUE! |  |  |  |  | #VALUE! | #VALUE! | #VALUE! |  |  | #VALUE! | #VALUE! | #VALUE! | #VALUE! | #VALUE! | #VALUE! | #VALUE! | #VALUE! |  |  | #VALUE! | #VALUE! | #VALUE! | #VALUE! | #VALUE! |  |  | #VALUE! | #VALUE! | #VALUE! | #VALUE! | #VALUE! | #VALUE! | #VALUE! | #VALUE! |  |  | #VALUE! | #VALUE! | #VALUE! | #VALUE! | #VALUE! |  |  | #VALUE! | #VALUE! | #VALUE! | #VALUE! | #VALUE! | #VALUE! | #VALUE! | #VALUE! | 0 | #REF! | #VALUE! | #VALUE! | #VALUE! | #VALUE! | #VALUE! | #VALUE! | #VALUE! | 0
|  |  |  | 0 | 51 | 0 |  |  | 1 | 1.0842e-19 | 0 | 1.0669e-18 | 1.0669e-18 | 1.0669e-18 | 0 | 0 |  |  |  |  | #VALUE! | #VALUE! | #VALUE! |  |  | #VALUE! | #VALUE! | #VALUE! | #VALUE! | #VALUE! | #VALUE! | #VALUE! | #VALUE! |  |  |  |  | #VALUE! | #VALUE! | #VALUE! |  |  | #VALUE! | #VALUE! | #VALUE! | #VALUE! | #VALUE! | #VALUE! | #VALUE! | #VALUE! |  |  |  |  | #VALUE! | #VALUE! | #VALUE! |  |  | #VALUE! | #VALUE! | #VALUE! | #VALUE! | #VALUE! | #VALUE! | #VALUE! | #VALUE! |  |  |  |  | #VALUE! | #VALUE! | #VALUE! |  |  | #VALUE! | #VALUE! | #VALUE! | #VALUE! | #VALUE! | #VALUE! | #VALUE! | #VALUE! |  |  |  |  | #VALUE! | #VALUE! | #VALUE! |  |  | #VALUE! | #VALUE! | #VALUE! | #VALUE! | #VALUE! | #VALUE! | #VALUE! | #VALUE! |  |  | #VALUE! | #VALUE! | #VALUE! | #VALUE! | #VALUE! |  |  | #VALUE! | #VALUE! | #VALUE! | #VALUE! | #VALUE! | #VALUE! | #VALUE! | #VALUE! |  |  | #VALUE! | #VALUE! | #VALUE! | #VALUE! | #VALUE! |  |  | #VALUE! | #VALUE! | #VALUE! | #VALUE! | #VALUE! | #VALUE! | #VALUE! | #VALUE! | 0 | #REF! | #VALUE! | #VALUE! | #VALUE! | #VALUE! | #VALUE! | #VALUE! | #VALUE! | 0
|  |  |  | 0 | 51 | 0 |  |  | 1 | 1.0842e-19 | 0 | 1.0669e-18 | 1.0669e-18 | 1.0669e-18 | 0 | 0 |  |  |  |  | #VALUE! | #VALUE! | #VALUE! |  |  | #VALUE! | #VALUE! | #VALUE! | #VALUE! | #VALUE! | #VALUE! | #VALUE! | #VALUE! |  |  |  |  | #VALUE! | #VALUE! | #VALUE! |  |  | #VALUE! | #VALUE! | #VALUE! | #VALUE! | #VALUE! | #VALUE! | #VALUE! | #VALUE! |  |  |  |  | #VALUE! | #VALUE! | #VALUE! |  |  | #VALUE! | #VALUE! | #VALUE! | #VALUE! | #VALUE! | #VALUE! | #VALUE! | #VALUE! |  |  |  |  | #VALUE! | #VALUE! | #VALUE! |  |  | #VALUE! | #VALUE! | #VALUE! | #VALUE! | #VALUE! | #VALUE! | #VALUE! | #VALUE! |  |  |  |  | #VALUE! | #VALUE! | #VALUE! |  |  | #VALUE! | #VALUE! | #VALUE! | #VALUE! | #VALUE! | #VALUE! | #VALUE! | #VALUE! |  |  | #VALUE! | #VALUE! | #VALUE! | #VALUE! | #VALUE! |  |  | #VALUE! | #VALUE! | #VALUE! | #VALUE! | #VALUE! | #VALUE! | #VALUE! | #VALUE! |  |  | #VALUE! | #VALUE! | #VALUE! | #VALUE! | #VALUE! |  |  | #VALUE! | #VALUE! | #VALUE! | #VALUE! | #VALUE! | #VALUE! | #VALUE! | #VALUE! | 0 | #REF! | #VALUE! | #VALUE! | #VALUE! | #VALUE! | #VALUE! | #VALUE! | #VALUE! | 0
|  |  |  | 0 | 51 | 0 |  |  | 1 | 1.0842e-19 | 0 | 1.0669e-18 | 1.0669e-18 | 1.0669e-18 | 0 | 0 |  |  |  |  | #VALUE! | #VALUE! | #VALUE! |  |  | #VALUE! | #VALUE! | #VALUE! | #VALUE! | #VALUE! | #VALUE! | #VALUE! | #VALUE! |  |  |  |  | #VALUE! | #VALUE! | #VALUE! |  |  | #VALUE! | #VALUE! | #VALUE! | #VALUE! | #VALUE! | #VALUE! | #VALUE! | #VALUE! |  |  |  |  | #VALUE! | #VALUE! | #VALUE! |  |  | #VALUE! | #VALUE! | #VALUE! | #VALUE! | #VALUE! | #VALUE! | #VALUE! | #VALUE! |  |  |  |  | #VALUE! | #VALUE! | #VALUE! |  |  | #VALUE! | #VALUE! | #VALUE! | #VALUE! | #VALUE! | #VALUE! | #VALUE! | #VALUE! |  |  |  |  | #VALUE! | #VALUE! | #VALUE! |  |  | #VALUE! | #VALUE! | #VALUE! | #VALUE! | #VALUE! | #VALUE! | #VALUE! | #VALUE! |  |  | #VALUE! | #VALUE! | #VALUE! | #VALUE! | #VALUE! |  |  | #VALUE! | #VALUE! | #VALUE! | #VALUE! | #VALUE! | #VALUE! | #VALUE! | #VALUE! |  |  | #VALUE! | #VALUE! | #VALUE! | #VALUE! | #VALUE! |  |  | #VALUE! | #VALUE! | #VALUE! | #VALUE! | #VALUE! | #VALUE! | #VALUE! | #VALUE! | 0 | #REF! | #VALUE! | #VALUE! | #VALUE! | #VALUE! | #VALUE! | #VALUE! | #VALUE! | 0
|  |  |  | 0 | 51 | 0 |  |  | 1 | 1.0842e-19 | 0 | 1.0669e-18 | 1.0669e-18 | 1.0669e-18 | 0 | 0 |  |  |  |  | #VALUE! | #VALUE! | #VALUE! |  |  | #VALUE! | #VALUE! | #VALUE! | #VALUE! | #VALUE! | #VALUE! | #VALUE! | #VALUE! |  |  |  |  | #VALUE! | #VALUE! | #VALUE! |  |  | #VALUE! | #VALUE! | #VALUE! | #VALUE! | #VALUE! | #VALUE! | #VALUE! | #VALUE! |  |  |  |  | #VALUE! | #VALUE! | #VALUE! |  |  | #VALUE! | #VALUE! | #VALUE! | #VALUE! | #VALUE! | #VALUE! | #VALUE! | #VALUE! |  |  |  |  | #VALUE! | #VALUE! | #VALUE! |  |  | #VALUE! | #VALUE! | #VALUE! | #VALUE! | #VALUE! | #VALUE! | #VALUE! | #VALUE! |  |  |  |  | #VALUE! | #VALUE! | #VALUE! |  |  | #VALUE! | #VALUE! | #VALUE! | #VALUE! | #VALUE! | #VALUE! | #VALUE! | #VALUE! |  |  | #VALUE! | #VALUE! | #VALUE! | #VALUE! | #VALUE! |  |  | #VALUE! | #VALUE! | #VALUE! | #VALUE! | #VALUE! | #VALUE! | #VALUE! | #VALUE! |  |  | #VALUE! | #VALUE! | #VALUE! | #VALUE! | #VALUE! |  |  | #VALUE! | #VALUE! | #VALUE! | #VALUE! | #VALUE! | #VALUE! | #VALUE! | #VALUE! | 0 | #REF! | #VALUE! | #VALUE! | #VALUE! | #VALUE! | #VALUE! | #VALUE! | #VALUE! | 0
|  |  |  | 0 | 51 | 0 |  |  | 1 | 1.0842e-19 | 0 | 1.0669e-18 | 1.0669e-18 | 1.0669e-18 | 0 | 0 |  |  |  |  | #VALUE! | #VALUE! | #VALUE! |  |  | #VALUE! | #VALUE! | #VALUE! | #VALUE! | #VALUE! | #VALUE! | #VALUE! | #VALUE! |  |  |  |  | #VALUE! | #VALUE! | #VALUE! |  |  | #VALUE! | #VALUE! | #VALUE! | #VALUE! | #VALUE! | #VALUE! | #VALUE! | #VALUE! |  |  |  |  | #VALUE! | #VALUE! | #VALUE! |  |  | #VALUE! | #VALUE! | #VALUE! | #VALUE! | #VALUE! | #VALUE! | #VALUE! | #VALUE! |  |  |  |  | #VALUE! | #VALUE! | #VALUE! |  |  | #VALUE! | #VALUE! | #VALUE! | #VALUE! | #VALUE! | #VALUE! | #VALUE! | #VALUE! |  |  |  |  | #VALUE! | #VALUE! | #VALUE! |  |  | #VALUE! | #VALUE! | #VALUE! | #VALUE! | #VALUE! | #VALUE! | #VALUE! | #VALUE! |  |  | #VALUE! | #VALUE! | #VALUE! | #VALUE! | #VALUE! |  |  | #VALUE! | #VALUE! | #VALUE! | #VALUE! | #VALUE! | #VALUE! | #VALUE! | #VALUE! |  |  | #VALUE! | #VALUE! | #VALUE! | #VALUE! | #VALUE! |  |  | #VALUE! | #VALUE! | #VALUE! | #VALUE! | #VALUE! | #VALUE! | #VALUE! | #VALUE! | 0 | #REF! | #VALUE! | #VALUE! | #VALUE! | #VALUE! | #VALUE! | #VALUE! | #VALUE! | 0
|  |  |  | 0 | 51 | 0 |  |  | 1 | 1.0842e-19 | 0 | 1.0669e-18 | 1.0669e-18 | 1.0669e-18 | 0 | 0 |  |  |  |  | #VALUE! | #VALUE! | #VALUE! |  |  | #VALUE! | #VALUE! | #VALUE! | #VALUE! | #VALUE! | #VALUE! | #VALUE! | #VALUE! |  |  |  |  | #VALUE! | #VALUE! | #VALUE! |  |  | #VALUE! | #VALUE! | #VALUE! | #VALUE! | #VALUE! | #VALUE! | #VALUE! | #VALUE! |  |  |  |  | #VALUE! | #VALUE! | #VALUE! |  |  | #VALUE! | #VALUE! | #VALUE! | #VALUE! | #VALUE! | #VALUE! | #VALUE! | #VALUE! |  |  |  |  | #VALUE! | #VALUE! | #VALUE! |  |  | #VALUE! | #VALUE! | #VALUE! | #VALUE! | #VALUE! | #VALUE! | #VALUE! | #VALUE! |  |  |  |  | #VALUE! | #VALUE! | #VALUE! |  |  | #VALUE! | #VALUE! | #VALUE! | #VALUE! | #VALUE! | #VALUE! | #VALUE! | #VALUE! |  |  | #VALUE! | #VALUE! | #VALUE! | #VALUE! | #VALUE! |  |  | #VALUE! | #VALUE! | #VALUE! | #VALUE! | #VALUE! | #VALUE! | #VALUE! | #VALUE! |  |  | #VALUE! | #VALUE! | #VALUE! | #VALUE! | #VALUE! |  |  | #VALUE! | #VALUE! | #VALUE! | #VALUE! | #VALUE! | #VALUE! | #VALUE! | #VALUE! | 0 | #REF! | #VALUE! | #VALUE! | #VALUE! | #VALUE! | #VALUE! | #VALUE! | #VALUE! | 0
|  |  |  | 0 | 51 | 0 |  |  | 1 | 1.0842e-19 | 0 | 1.0669e-18 | 1.0669e-18 | 1.0669e-18 | 0 | 0 |  |  |  |  | #VALUE! | #VALUE! | #VALUE! |  |  | #VALUE! | #VALUE! | #VALUE! | #VALUE! | #VALUE! | #VALUE! | #VALUE! | #VALUE! |  |  |  |  | #VALUE! | #VALUE! | #VALUE! |  |  | #VALUE! | #VALUE! | #VALUE! | #VALUE! | #VALUE! | #VALUE! | #VALUE! | #VALUE! |  |  |  |  | #VALUE! | #VALUE! | #VALUE! |  |  | #VALUE! | #VALUE! | #VALUE! | #VALUE! | #VALUE! | #VALUE! | #VALUE! | #VALUE! |  |  |  |  | #VALUE! | #VALUE! | #VALUE! |  |  | #VALUE! | #VALUE! | #VALUE! | #VALUE! | #VALUE! | #VALUE! | #VALUE! | #VALUE! |  |  |  |  | #VALUE! | #VALUE! | #VALUE! |  |  | #VALUE! | #VALUE! | #VALUE! | #VALUE! | #VALUE! | #VALUE! | #VALUE! | #VALUE! |  |  | #VALUE! | #VALUE! | #VALUE! | #VALUE! | #VALUE! |  |  | #VALUE! | #VALUE! | #VALUE! | #VALUE! | #VALUE! | #VALUE! | #VALUE! | #VALUE! |  |  | #VALUE! | #VALUE! | #VALUE! | #VALUE! | #VALUE! |  |  | #VALUE! | #VALUE! | #VALUE! | #VALUE! | #VALUE! | #VALUE! | #VALUE! | #VALUE! | 0 | #REF! | #VALUE! | #VALUE! | #VALUE! | #VALUE! | #VALUE! | #VALUE! | #VALUE! | 0
|  |  |  | 0 | 51 | 0 |  |  | 1 | 1.0842e-19 | 0 | 1.0669e-18 | 1.0669e-18 | 1.0669e-18 | 0 | 0 |  |  |  |  | #VALUE! | #VALUE! | #VALUE! |  |  | #VALUE! | #VALUE! | #VALUE! | #VALUE! | #VALUE! | #VALUE! | #VALUE! | #VALUE! |  |  |  |  | #VALUE! | #VALUE! | #VALUE! |  |  | #VALUE! | #VALUE! | #VALUE! | #VALUE! | #VALUE! | #VALUE! | #VALUE! | #VALUE! |  |  |  |  | #VALUE! | #VALUE! | #VALUE! |  |  | #VALUE! | #VALUE! | #VALUE! | #VALUE! | #VALUE! | #VALUE! | #VALUE! | #VALUE! |  |  |  |  | #VALUE! | #VALUE! | #VALUE! |  |  | #VALUE! | #VALUE! | #VALUE! | #VALUE! | #VALUE! | #VALUE! | #VALUE! | #VALUE! |  |  |  |  | #VALUE! | #VALUE! | #VALUE! |  |  | #VALUE! | #VALUE! | #VALUE! | #VALUE! | #VALUE! | #VALUE! | #VALUE! | #VALUE! |  |  | #VALUE! | #VALUE! | #VALUE! | #VALUE! | #VALUE! |  |  | #VALUE! | #VALUE! | #VALUE! | #VALUE! | #VALUE! | #VALUE! | #VALUE! | #VALUE! |  |  | #VALUE! | #VALUE! | #VALUE! | #VALUE! | #VALUE! |  |  | #VALUE! | #VALUE! | #VALUE! | #VALUE! | #VALUE! | #VALUE! | #VALUE! | #VALUE! | 0 | #REF! | #VALUE! | #VALUE! | #VALUE! | #VALUE! | #VALUE! | #VALUE! | #VALUE! | 0
|  |  |  | 0 | 51 | 0 |  |  | 1 | 1.0842e-19 | 0 | 1.0669e-18 | 1.0669e-18 | 1.0669e-18 | 0 | 0 |  |  |  |  | #VALUE! | #VALUE! | #VALUE! |  |  | #VALUE! | #VALUE! | #VALUE! | #VALUE! | #VALUE! | #VALUE! | #VALUE! | #VALUE! |  |  |  |  | #VALUE! | #VALUE! | #VALUE! |  |  | #VALUE! | #VALUE! | #VALUE! | #VALUE! | #VALUE! | #VALUE! | #VALUE! | #VALUE! |  |  |  |  | #VALUE! | #VALUE! | #VALUE! |  |  | #VALUE! | #VALUE! | #VALUE! | #VALUE! | #VALUE! | #VALUE! | #VALUE! | #VALUE! |  |  |  |  | #VALUE! | #VALUE! | #VALUE! |  |  | #VALUE! | #VALUE! | #VALUE! | #VALUE! | #VALUE! | #VALUE! | #VALUE! | #VALUE! |  |  |  |  | #VALUE! | #VALUE! | #VALUE! |  |  | #VALUE! | #VALUE! | #VALUE! | #VALUE! | #VALUE! | #VALUE! | #VALUE! | #VALUE! |  |  | #VALUE! | #VALUE! | #VALUE! | #VALUE! | #VALUE! |  |  | #VALUE! | #VALUE! | #VALUE! | #VALUE! | #VALUE! | #VALUE! | #VALUE! | #VALUE! |  |  | #VALUE! | #VALUE! | #VALUE! | #VALUE! | #VALUE! |  |  | #VALUE! | #VALUE! | #VALUE! | #VALUE! | #VALUE! | #VALUE! | #VALUE! | #VALUE! | 0 | #REF! | #VALUE! | #VALUE! | #VALUE! | #VALUE! | #VALUE! | #VALUE! | #VALUE! | 0
|  |  |  | 0 | 51 | 0 |  |  | 1 | 1.0842e-19 | 0 | 1.0669e-18 | 1.0669e-18 | 1.0669e-18 | 0 | 0 |  |  |  |  | #VALUE! | #VALUE! | #VALUE! |  |  | #VALUE! | #VALUE! | #VALUE! | #VALUE! | #VALUE! | #VALUE! | #VALUE! | #VALUE! |  |  |  |  | #VALUE! | #VALUE! | #VALUE! |  |  | #VALUE! | #VALUE! | #VALUE! | #VALUE! | #VALUE! | #VALUE! | #VALUE! | #VALUE! |  |  |  |  | #VALUE! | #VALUE! | #VALUE! |  |  | #VALUE! | #VALUE! | #VALUE! | #VALUE! | #VALUE! | #VALUE! | #VALUE! | #VALUE! |  |  |  |  | #VALUE! | #VALUE! | #VALUE! |  |  | #VALUE! | #VALUE! | #VALUE! | #VALUE! | #VALUE! | #VALUE! | #VALUE! | #VALUE! |  |  |  |  | #VALUE! | #VALUE! | #VALUE! |  |  | #VALUE! | #VALUE! | #VALUE! | #VALUE! | #VALUE! | #VALUE! | #VALUE! | #VALUE! |  |  | #VALUE! | #VALUE! | #VALUE! | #VALUE! | #VALUE! |  |  | #VALUE! | #VALUE! | #VALUE! | #VALUE! | #VALUE! | #VALUE! | #VALUE! | #VALUE! |  |  | #VALUE! | #VALUE! | #VALUE! | #VALUE! | #VALUE! |  |  | #VALUE! | #VALUE! | #VALUE! | #VALUE! | #VALUE! | #VALUE! | #VALUE! | #VALUE! | 0 | #REF! | #VALUE! | #VALUE! | #VALUE! | #VALUE! | #VALUE! | #VALUE! | #VALUE! | 0
|  |  |  | 0 | 51 | 0 |  |  | 1 | 1.0842e-19 | 0 | 1.0669e-18 | 1.0669e-18 | 1.0669e-18 | 0 | 0 |  |  |  |  | #VALUE! | #VALUE! | #VALUE! |  |  | #VALUE! | #VALUE! | #VALUE! | #VALUE! | #VALUE! | #VALUE! | #VALUE! | #VALUE! |  |  |  |  | #VALUE! | #VALUE! | #VALUE! |  |  | #VALUE! | #VALUE! | #VALUE! | #VALUE! | #VALUE! | #VALUE! | #VALUE! | #VALUE! |  |  |  |  | #VALUE! | #VALUE! | #VALUE! |  |  | #VALUE! | #VALUE! | #VALUE! | #VALUE! | #VALUE! | #VALUE! | #VALUE! | #VALUE! |  |  |  |  | #VALUE! | #VALUE! | #VALUE! |  |  | #VALUE! | #VALUE! | #VALUE! | #VALUE! | #VALUE! | #VALUE! | #VALUE! | #VALUE! |  |  |  |  | #VALUE! | #VALUE! | #VALUE! |  |  | #VALUE! | #VALUE! | #VALUE! | #VALUE! | #VALUE! | #VALUE! | #VALUE! | #VALUE! |  |  | #VALUE! | #VALUE! | #VALUE! | #VALUE! | #VALUE! |  |  | #VALUE! | #VALUE! | #VALUE! | #VALUE! | #VALUE! | #VALUE! | #VALUE! | #VALUE! |  |  | #VALUE! | #VALUE! | #VALUE! | #VALUE! | #VALUE! |  |  | #VALUE! | #VALUE! | #VALUE! | #VALUE! | #VALUE! | #VALUE! | #VALUE! | #VALUE! | 0 | #REF! | #VALUE! | #VALUE! | #VALUE! | #VALUE! | #VALUE! | #VALUE! | #VALUE! | 0
|  |  |  | 0 | 51 | 0 |  |  | 1 | 1.0842e-19 | 0 | 1.0669e-18 | 1.0669e-18 | 1.0669e-18 | 0 | 0 |  |  |  |  | #VALUE! | #VALUE! | #VALUE! |  |  | #VALUE! | #VALUE! | #VALUE! | #VALUE! | #VALUE! | #VALUE! | #VALUE! | #VALUE! |  |  |  |  | #VALUE! | #VALUE! | #VALUE! |  |  | #VALUE! | #VALUE! | #VALUE! | #VALUE! | #VALUE! | #VALUE! | #VALUE! | #VALUE! |  |  |  |  | #VALUE! | #VALUE! | #VALUE! |  |  | #VALUE! | #VALUE! | #VALUE! | #VALUE! | #VALUE! | #VALUE! | #VALUE! | #VALUE! |  |  |  |  | #VALUE! | #VALUE! | #VALUE! |  |  | #VALUE! | #VALUE! | #VALUE! | #VALUE! | #VALUE! | #VALUE! | #VALUE! | #VALUE! |  |  |  |  | #VALUE! | #VALUE! | #VALUE! |  |  | #VALUE! | #VALUE! | #VALUE! | #VALUE! | #VALUE! | #VALUE! | #VALUE! | #VALUE! |  |  | #VALUE! | #VALUE! | #VALUE! | #VALUE! | #VALUE! |  |  | #VALUE! | #VALUE! | #VALUE! | #VALUE! | #VALUE! | #VALUE! | #VALUE! | #VALUE! |  |  | #VALUE! | #VALUE! | #VALUE! | #VALUE! | #VALUE! |  |  | #VALUE! | #VALUE! | #VALUE! | #VALUE! | #VALUE! | #VALUE! | #VALUE! | #VALUE! | 0 | #REF! | #VALUE! | #VALUE! | #VALUE! | #VALUE! | #VALUE! | #VALUE! | #VALUE! | 0
|  |  |  | 0 | 51 | 0 |  |  | 1 | 1.0842e-19 | 0 | 1.0669e-18 | 1.0669e-18 | 1.0669e-18 | 0 | 0 |  |  |  |  | #VALUE! | #VALUE! | #VALUE! |  |  | #VALUE! | #VALUE! | #VALUE! | #VALUE! | #VALUE! | #VALUE! | #VALUE! | #VALUE! |  |  |  |  | #VALUE! | #VALUE! | #VALUE! |  |  | #VALUE! | #VALUE! | #VALUE! | #VALUE! | #VALUE! | #VALUE! | #VALUE! | #VALUE! |  |  |  |  | #VALUE! | #VALUE! | #VALUE! |  |  | #VALUE! | #VALUE! | #VALUE! | #VALUE! | #VALUE! | #VALUE! | #VALUE! | #VALUE! |  |  |  |  | #VALUE! | #VALUE! | #VALUE! |  |  | #VALUE! | #VALUE! | #VALUE! | #VALUE! | #VALUE! | #VALUE! | #VALUE! | #VALUE! |  |  |  |  | #VALUE! | #VALUE! | #VALUE! |  |  | #VALUE! | #VALUE! | #VALUE! | #VALUE! | #VALUE! | #VALUE! | #VALUE! | #VALUE! |  |  | #VALUE! | #VALUE! | #VALUE! | #VALUE! | #VALUE! |  |  | #VALUE! | #VALUE! | #VALUE! | #VALUE! | #VALUE! | #VALUE! | #VALUE! | #VALUE! |  |  | #VALUE! | #VALUE! | #VALUE! | #VALUE! | #VALUE! |  |  | #VALUE! | #VALUE! | #VALUE! | #VALUE! | #VALUE! | #VALUE! | #VALUE! | #VALUE! | 0 | #REF! | #VALUE! | #VALUE! | #VALUE! | #VALUE! | #VALUE! | #VALUE! | #VALUE! | 0
|  |  |  | 0 | 51 | 0 |  |  | 1 | 1.0842e-19 | 0 | 1.0669e-18 | 1.0669e-18 | 1.0669e-18 | 0 | 0 |  |  |  |  | #VALUE! | #VALUE! | #VALUE! |  |  | #VALUE! | #VALUE! | #VALUE! | #VALUE! | #VALUE! | #VALUE! | #VALUE! | #VALUE! |  |  |  |  | #VALUE! | #VALUE! | #VALUE! |  |  | #VALUE! | #VALUE! | #VALUE! | #VALUE! | #VALUE! | #VALUE! | #VALUE! | #VALUE! |  |  |  |  | #VALUE! | #VALUE! | #VALUE! |  |  | #VALUE! | #VALUE! | #VALUE! | #VALUE! | #VALUE! | #VALUE! | #VALUE! | #VALUE! |  |  |  |  | #VALUE! | #VALUE! | #VALUE! |  |  | #VALUE! | #VALUE! | #VALUE! | #VALUE! | #VALUE! | #VALUE! | #VALUE! | #VALUE! |  |  |  |  | #VALUE! | #VALUE! | #VALUE! |  |  | #VALUE! | #VALUE! | #VALUE! | #VALUE! | #VALUE! | #VALUE! | #VALUE! | #VALUE! |  |  | #VALUE! | #VALUE! | #VALUE! | #VALUE! | #VALUE! |  |  | #VALUE! | #VALUE! | #VALUE! | #VALUE! | #VALUE! | #VALUE! | #VALUE! | #VALUE! |  |  | #VALUE! | #VALUE! | #VALUE! | #VALUE! | #VALUE! |  |  | #VALUE! | #VALUE! | #VALUE! | #VALUE! | #VALUE! | #VALUE! | #VALUE! | #VALUE! | 0 | #REF! | #VALUE! | #VALUE! | #VALUE! | #VALUE! | #VALUE! | #VALUE! | #VALUE! | 0
|  |  |  | 0 | 51 | 0 |  |  | 1 | 1.0842e-19 | 0 | 1.0669e-18 | 1.0669e-18 | 1.0669e-18 | 0 | 0 |  |  |  |  | #VALUE! | #VALUE! | #VALUE! |  |  | #VALUE! | #VALUE! | #VALUE! | #VALUE! | #VALUE! | #VALUE! | #VALUE! | #VALUE! |  |  |  |  | #VALUE! | #VALUE! | #VALUE! |  |  | #VALUE! | #VALUE! | #VALUE! | #VALUE! | #VALUE! | #VALUE! | #VALUE! | #VALUE! |  |  |  |  | #VALUE! | #VALUE! | #VALUE! |  |  | #VALUE! | #VALUE! | #VALUE! | #VALUE! | #VALUE! | #VALUE! | #VALUE! | #VALUE! |  |  |  |  | #VALUE! | #VALUE! | #VALUE! |  |  | #VALUE! | #VALUE! | #VALUE! | #VALUE! | #VALUE! | #VALUE! | #VALUE! | #VALUE! |  |  |  |  | #VALUE! | #VALUE! | #VALUE! |  |  | #VALUE! | #VALUE! | #VALUE! | #VALUE! | #VALUE! | #VALUE! | #VALUE! | #VALUE! |  |  | #VALUE! | #VALUE! | #VALUE! | #VALUE! | #VALUE! |  |  | #VALUE! | #VALUE! | #VALUE! | #VALUE! | #VALUE! | #VALUE! | #VALUE! | #VALUE! |  |  | #VALUE! | #VALUE! | #VALUE! | #VALUE! | #VALUE! |  |  | #VALUE! | #VALUE! | #VALUE! | #VALUE! | #VALUE! | #VALUE! | #VALUE! | #VALUE! | 0 | #REF! | #VALUE! | #VALUE! | #VALUE! | #VALUE! | #VALUE! | #VALUE! | #VALUE! | 0
|  |  |  | 0 | 51 | 0 |  |  | 1 | 1.0842e-19 | 0 | 1.0669e-18 | 1.0669e-18 | 1.0669e-18 | 0 | 0 |  |  |  |  | #VALUE! | #VALUE! | #VALUE! |  |  | #VALUE! | #VALUE! | #VALUE! | #VALUE! | #VALUE! | #VALUE! | #VALUE! | #VALUE! |  |  |  |  | #VALUE! | #VALUE! | #VALUE! |  |  | #VALUE! | #VALUE! | #VALUE! | #VALUE! | #VALUE! | #VALUE! | #VALUE! | #VALUE! |  |  |  |  | #VALUE! | #VALUE! | #VALUE! |  |  | #VALUE! | #VALUE! | #VALUE! | #VALUE! | #VALUE! | #VALUE! | #VALUE! | #VALUE! |  |  |  |  | #VALUE! | #VALUE! | #VALUE! |  |  | #VALUE! | #VALUE! | #VALUE! | #VALUE! | #VALUE! | #VALUE! | #VALUE! | #VALUE! |  |  |  |  | #VALUE! | #VALUE! | #VALUE! |  |  | #VALUE! | #VALUE! | #VALUE! | #VALUE! | #VALUE! | #VALUE! | #VALUE! | #VALUE! |  |  | #VALUE! | #VALUE! | #VALUE! | #VALUE! | #VALUE! |  |  | #VALUE! | #VALUE! | #VALUE! | #VALUE! | #VALUE! | #VALUE! | #VALUE! | #VALUE! |  |  | #VALUE! | #VALUE! | #VALUE! | #VALUE! | #VALUE! |  |  | #VALUE! | #VALUE! | #VALUE! | #VALUE! | #VALUE! | #VALUE! | #VALUE! | #VALUE! | 0 | #REF! | #VALUE! | #VALUE! | #VALUE! | #VALUE! | #VALUE! | #VALUE! | #VALUE! | 0
|  |  |  | 0 | 51 | 0 |  |  | 1 | 1.0842e-19 | 0 | 1.0669e-18 | 1.0669e-18 | 1.0669e-18 | 0 | 0 |  |  |  |  | #VALUE! | #VALUE! | #VALUE! |  |  | #VALUE! | #VALUE! | #VALUE! | #VALUE! | #VALUE! | #VALUE! | #VALUE! | #VALUE! |  |  |  |  | #VALUE! | #VALUE! | #VALUE! |  |  | #VALUE! | #VALUE! | #VALUE! | #VALUE! | #VALUE! | #VALUE! | #VALUE! | #VALUE! |  |  |  |  | #VALUE! | #VALUE! | #VALUE! |  |  | #VALUE! | #VALUE! | #VALUE! | #VALUE! | #VALUE! | #VALUE! | #VALUE! | #VALUE! |  |  |  |  | #VALUE! | #VALUE! | #VALUE! |  |  | #VALUE! | #VALUE! | #VALUE! | #VALUE! | #VALUE! | #VALUE! | #VALUE! | #VALUE! |  |  |  |  | #VALUE! | #VALUE! | #VALUE! |  |  | #VALUE! | #VALUE! | #VALUE! | #VALUE! | #VALUE! | #VALUE! | #VALUE! | #VALUE! |  |  | #VALUE! | #VALUE! | #VALUE! | #VALUE! | #VALUE! |  |  | #VALUE! | #VALUE! | #VALUE! | #VALUE! | #VALUE! | #VALUE! | #VALUE! | #VALUE! |  |  | #VALUE! | #VALUE! | #VALUE! | #VALUE! | #VALUE! |  |  | #VALUE! | #VALUE! | #VALUE! | #VALUE! | #VALUE! | #VALUE! | #VALUE! | #VALUE! | 0 | #REF! | #VALUE! | #VALUE! | #VALUE! | #VALUE! | #VALUE! | #VALUE! | #VALUE! | 0
|  |  |  | 0 | 51 | 0 |  |  | 1 | 1.0842e-19 | 0 | 1.0669e-18 | 1.0669e-18 | 1.0669e-18 | 0 | 0 |  |  |  |  | #VALUE! | #VALUE! | #VALUE! |  |  | #VALUE! | #VALUE! | #VALUE! | #VALUE! | #VALUE! | #VALUE! | #VALUE! | #VALUE! |  |  |  |  | #VALUE! | #VALUE! | #VALUE! |  |  | #VALUE! | #VALUE! | #VALUE! | #VALUE! | #VALUE! | #VALUE! | #VALUE! | #VALUE! |  |  |  |  | #VALUE! | #VALUE! | #VALUE! |  |  | #VALUE! | #VALUE! | #VALUE! | #VALUE! | #VALUE! | #VALUE! | #VALUE! | #VALUE! |  |  |  |  | #VALUE! | #VALUE! | #VALUE! |  |  | #VALUE! | #VALUE! | #VALUE! | #VALUE! | #VALUE! | #VALUE! | #VALUE! | #VALUE! |  |  |  |  | #VALUE! | #VALUE! | #VALUE! |  |  | #VALUE! | #VALUE! | #VALUE! | #VALUE! | #VALUE! | #VALUE! | #VALUE! | #VALUE! |  |  | #VALUE! | #VALUE! | #VALUE! | #VALUE! | #VALUE! |  |  | #VALUE! | #VALUE! | #VALUE! | #VALUE! | #VALUE! | #VALUE! | #VALUE! | #VALUE! |  |  | #VALUE! | #VALUE! | #VALUE! | #VALUE! | #VALUE! |  |  | #VALUE! | #VALUE! | #VALUE! | #VALUE! | #VALUE! | #VALUE! | #VALUE! | #VALUE! | 0 | #REF! | #VALUE! | #VALUE! | #VALUE! | #VALUE! | #VALUE! | #VALUE! | #VALUE! | 0
|  |  |  | 0 | 51 | 0 |  |  | 1 | 1.0842e-19 | 0 | 1.0669e-18 | 1.0669e-18 | 1.0669e-18 | 0 | 0 |  |  |  |  | #VALUE! | #VALUE! | #VALUE! |  |  | #VALUE! | #VALUE! | #VALUE! | #VALUE! | #VALUE! | #VALUE! | #VALUE! | #VALUE! |  |  |  |  | #VALUE! | #VALUE! | #VALUE! |  |  | #VALUE! | #VALUE! | #VALUE! | #VALUE! | #VALUE! | #VALUE! | #VALUE! | #VALUE! |  |  |  |  | #VALUE! | #VALUE! | #VALUE! |  |  | #VALUE! | #VALUE! | #VALUE! | #VALUE! | #VALUE! | #VALUE! | #VALUE! | #VALUE! |  |  |  |  | #VALUE! | #VALUE! | #VALUE! |  |  | #VALUE! | #VALUE! | #VALUE! | #VALUE! | #VALUE! | #VALUE! | #VALUE! | #VALUE! |  |  |  |  | #VALUE! | #VALUE! | #VALUE! |  |  | #VALUE! | #VALUE! | #VALUE! | #VALUE! | #VALUE! | #VALUE! | #VALUE! | #VALUE! |  |  | #VALUE! | #VALUE! | #VALUE! | #VALUE! | #VALUE! |  |  | #VALUE! | #VALUE! | #VALUE! | #VALUE! | #VALUE! | #VALUE! | #VALUE! | #VALUE! |  |  | #VALUE! | #VALUE! | #VALUE! | #VALUE! | #VALUE! |  |  | #VALUE! | #VALUE! | #VALUE! | #VALUE! | #VALUE! | #VALUE! | #VALUE! | #VALUE! | 0 | #REF! | #VALUE! | #VALUE! | #VALUE! | #VALUE! | #VALUE! | #VALUE! | #VALUE! | 0
|  |  |  | 0 | 51 | 0 |  |  | 1 | 1.0842e-19 | 0 | 1.0669e-18 | 1.0669e-18 | 1.0669e-18 | 0 | 0 |  |  |  |  | #VALUE! | #VALUE! | #VALUE! |  |  | #VALUE! | #VALUE! | #VALUE! | #VALUE! | #VALUE! | #VALUE! | #VALUE! | #VALUE! |  |  |  |  | #VALUE! | #VALUE! | #VALUE! |  |  | #VALUE! | #VALUE! | #VALUE! | #VALUE! | #VALUE! | #VALUE! | #VALUE! | #VALUE! |  |  |  |  | #VALUE! | #VALUE! | #VALUE! |  |  | #VALUE! | #VALUE! | #VALUE! | #VALUE! | #VALUE! | #VALUE! | #VALUE! | #VALUE! |  |  |  |  | #VALUE! | #VALUE! | #VALUE! |  |  | #VALUE! | #VALUE! | #VALUE! | #VALUE! | #VALUE! | #VALUE! | #VALUE! | #VALUE! |  |  |  |  | #VALUE! | #VALUE! | #VALUE! |  |  | #VALUE! | #VALUE! | #VALUE! | #VALUE! | #VALUE! | #VALUE! | #VALUE! | #VALUE! |  |  | #VALUE! | #VALUE! | #VALUE! | #VALUE! | #VALUE! |  |  | #VALUE! | #VALUE! | #VALUE! | #VALUE! | #VALUE! | #VALUE! | #VALUE! | #VALUE! |  |  | #VALUE! | #VALUE! | #VALUE! | #VALUE! | #VALUE! |  |  | #VALUE! | #VALUE! | #VALUE! | #VALUE! | #VALUE! | #VALUE! | #VALUE! | #VALUE! | 0 | #REF! | #VALUE! | #VALUE! | #VALUE! | #VALUE! | #VALUE! | #VALUE! | #VALUE! | 0
|  |  |  | 0 | 51 | 0 |  |  | 1 | 1.0842e-19 | 0 | 1.0669e-18 | 1.0669e-18 | 1.0669e-18 | 0 | 0 |  |  |  |  | #VALUE! | #VALUE! | #VALUE! |  |  | #VALUE! | #VALUE! | #VALUE! | #VALUE! | #VALUE! | #VALUE! | #VALUE! | #VALUE! |  |  |  |  | #VALUE! | #VALUE! | #VALUE! |  |  | #VALUE! | #VALUE! | #VALUE! | #VALUE! | #VALUE! | #VALUE! | #VALUE! | #VALUE! |  |  |  |  | #VALUE! | #VALUE! | #VALUE! |  |  | #VALUE! | #VALUE! | #VALUE! | #VALUE! | #VALUE! | #VALUE! | #VALUE! | #VALUE! |  |  |  |  | #VALUE! | #VALUE! | #VALUE! |  |  | #VALUE! | #VALUE! | #VALUE! | #VALUE! | #VALUE! | #VALUE! | #VALUE! | #VALUE! |  |  |  |  | #VALUE! | #VALUE! | #VALUE! |  |  | #VALUE! | #VALUE! | #VALUE! | #VALUE! | #VALUE! | #VALUE! | #VALUE! | #VALUE! |  |  | #VALUE! | #VALUE! | #VALUE! | #VALUE! | #VALUE! |  |  | #VALUE! | #VALUE! | #VALUE! | #VALUE! | #VALUE! | #VALUE! | #VALUE! | #VALUE! |  |  | #VALUE! | #VALUE! | #VALUE! | #VALUE! | #VALUE! |  |  | #VALUE! | #VALUE! | #VALUE! | #VALUE! | #VALUE! | #VALUE! | #VALUE! | #VALUE! | 0 | #REF! | #VALUE! | #VALUE! | #VALUE! | #VALUE! | #VALUE! | #VALUE! | #VALUE! | 0
|  |  |  | 0 | 51 | 0 |  |  | 1 | 1.0842e-19 | 0 | 1.0669e-18 | 1.0669e-18 | 1.0669e-18 | 0 | 0 |  |  |  |  | #VALUE! | #VALUE! | #VALUE! |  |  | #VALUE! | #VALUE! | #VALUE! | #VALUE! | #VALUE! | #VALUE! | #VALUE! | #VALUE! |  |  |  |  | #VALUE! | #VALUE! | #VALUE! |  |  | #VALUE! | #VALUE! | #VALUE! | #VALUE! | #VALUE! | #VALUE! | #VALUE! | #VALUE! |  |  |  |  | #VALUE! | #VALUE! | #VALUE! |  |  | #VALUE! | #VALUE! | #VALUE! | #VALUE! | #VALUE! | #VALUE! | #VALUE! | #VALUE! |  |  |  |  | #VALUE! | #VALUE! | #VALUE! |  |  | #VALUE! | #VALUE! | #VALUE! | #VALUE! | #VALUE! | #VALUE! | #VALUE! | #VALUE! |  |  |  |  | #VALUE! | #VALUE! | #VALUE! |  |  | #VALUE! | #VALUE! | #VALUE! | #VALUE! | #VALUE! | #VALUE! | #VALUE! | #VALUE! |  |  | #VALUE! | #VALUE! | #VALUE! | #VALUE! | #VALUE! |  |  | #VALUE! | #VALUE! | #VALUE! | #VALUE! | #VALUE! | #VALUE! | #VALUE! | #VALUE! |  |  | #VALUE! | #VALUE! | #VALUE! | #VALUE! | #VALUE! |  |  | #VALUE! | #VALUE! | #VALUE! | #VALUE! | #VALUE! | #VALUE! | #VALUE! | #VALUE! | 0 | #REF! | #VALUE! | #VALUE! | #VALUE! | #VALUE! | #VALUE! | #VALUE! | #VALUE! | 0
|  |  |  | 0 | 51 | 0 |  |  | 1 | 1.0842e-19 | 0 | 1.0669e-18 | 1.0669e-18 | 1.0669e-18 | 0 | 0 |  |  |  |  | #VALUE! | #VALUE! | #VALUE! |  |  | #VALUE! | #VALUE! | #VALUE! | #VALUE! | #VALUE! | #VALUE! | #VALUE! | #VALUE! |  |  |  |  | #VALUE! | #VALUE! | #VALUE! |  |  | #VALUE! | #VALUE! | #VALUE! | #VALUE! | #VALUE! | #VALUE! | #VALUE! | #VALUE! |  |  |  |  | #VALUE! | #VALUE! | #VALUE! |  |  | #VALUE! | #VALUE! | #VALUE! | #VALUE! | #VALUE! | #VALUE! | #VALUE! | #VALUE! |  |  |  |  | #VALUE! | #VALUE! | #VALUE! |  |  | #VALUE! | #VALUE! | #VALUE! | #VALUE! | #VALUE! | #VALUE! | #VALUE! | #VALUE! |  |  |  |  | #VALUE! | #VALUE! | #VALUE! |  |  | #VALUE! | #VALUE! | #VALUE! | #VALUE! | #VALUE! | #VALUE! | #VALUE! | #VALUE! |  |  | #VALUE! | #VALUE! | #VALUE! | #VALUE! | #VALUE! |  |  | #VALUE! | #VALUE! | #VALUE! | #VALUE! | #VALUE! | #VALUE! | #VALUE! | #VALUE! |  |  | #VALUE! | #VALUE! | #VALUE! | #VALUE! | #VALUE! |  |  | #VALUE! | #VALUE! | #VALUE! | #VALUE! | #VALUE! | #VALUE! | #VALUE! | #VALUE! | 0 | #REF! | #VALUE! | #VALUE! | #VALUE! | #VALUE! | #VALUE! | #VALUE! | #VALUE! | 0
|  |  |  | 0 | 51 | 0 |  |  | 1 | 1.0842e-19 | 0 | 1.0669e-18 | 1.0669e-18 | 1.0669e-18 | 0 | 0 |  |  |  |  | #VALUE! | #VALUE! | #VALUE! |  |  | #VALUE! | #VALUE! | #VALUE! | #VALUE! | #VALUE! | #VALUE! | #VALUE! | #VALUE! |  |  |  |  | #VALUE! | #VALUE! | #VALUE! |  |  | #VALUE! | #VALUE! | #VALUE! | #VALUE! | #VALUE! | #VALUE! | #VALUE! | #VALUE! |  |  |  |  | #VALUE! | #VALUE! | #VALUE! |  |  | #VALUE! | #VALUE! | #VALUE! | #VALUE! | #VALUE! | #VALUE! | #VALUE! | #VALUE! |  |  |  |  | #VALUE! | #VALUE! | #VALUE! |  |  | #VALUE! | #VALUE! | #VALUE! | #VALUE! | #VALUE! | #VALUE! | #VALUE! | #VALUE! |  |  |  |  | #VALUE! | #VALUE! | #VALUE! |  |  | #VALUE! | #VALUE! | #VALUE! | #VALUE! | #VALUE! | #VALUE! | #VALUE! | #VALUE! |  |  | #VALUE! | #VALUE! | #VALUE! | #VALUE! | #VALUE! |  |  | #VALUE! | #VALUE! | #VALUE! | #VALUE! | #VALUE! | #VALUE! | #VALUE! | #VALUE! |  |  | #VALUE! | #VALUE! | #VALUE! | #VALUE! | #VALUE! |  |  | #VALUE! | #VALUE! | #VALUE! | #VALUE! | #VALUE! | #VALUE! | #VALUE! | #VALUE! | 0 | #REF! | #VALUE! | #VALUE! | #VALUE! | #VALUE! | #VALUE! | #VALUE! | #VALUE! | 0
|  |  |  | 0 | 51 | 0 |  |  | 1 | 1.0842e-19 | 0 | 1.0669e-18 | 1.0669e-18 | 1.0669e-18 | 0 | 0 |  |  |  |  | #VALUE! | #VALUE! | #VALUE! |  |  | #VALUE! | #VALUE! | #VALUE! | #VALUE! | #VALUE! | #VALUE! | #VALUE! | #VALUE! |  |  |  |  | #VALUE! | #VALUE! | #VALUE! |  |  | #VALUE! | #VALUE! | #VALUE! | #VALUE! | #VALUE! | #VALUE! | #VALUE! | #VALUE! |  |  |  |  | #VALUE! | #VALUE! | #VALUE! |  |  | #VALUE! | #VALUE! | #VALUE! | #VALUE! | #VALUE! | #VALUE! | #VALUE! | #VALUE! |  |  |  |  | #VALUE! | #VALUE! | #VALUE! |  |  | #VALUE! | #VALUE! | #VALUE! | #VALUE! | #VALUE! | #VALUE! | #VALUE! | #VALUE! |  |  |  |  | #VALUE! | #VALUE! | #VALUE! |  |  | #VALUE! | #VALUE! | #VALUE! | #VALUE! | #VALUE! | #VALUE! | #VALUE! | #VALUE! |  |  | #VALUE! | #VALUE! | #VALUE! | #VALUE! | #VALUE! |  |  | #VALUE! | #VALUE! | #VALUE! | #VALUE! | #VALUE! | #VALUE! | #VALUE! | #VALUE! |  |  | #VALUE! | #VALUE! | #VALUE! | #VALUE! | #VALUE! |  |  | #VALUE! | #VALUE! | #VALUE! | #VALUE! | #VALUE! | #VALUE! | #VALUE! | #VALUE! | 0 | #REF! | #VALUE! | #VALUE! | #VALUE! | #VALUE! | #VALUE! | #VALUE! | #VALUE! | 0
|  |  |  | 0 | 51 | 0 |  |  | 1 | 1.0842e-19 | 0 | 1.0669e-18 | 1.0669e-18 | 1.0669e-18 | 0 | 0 |  |  |  |  | #VALUE! | #VALUE! | #VALUE! |  |  | #VALUE! | #VALUE! | #VALUE! | #VALUE! | #VALUE! | #VALUE! | #VALUE! | #VALUE! |  |  |  |  | #VALUE! | #VALUE! | #VALUE! |  |  | #VALUE! | #VALUE! | #VALUE! | #VALUE! | #VALUE! | #VALUE! | #VALUE! | #VALUE! |  |  |  |  | #VALUE! | #VALUE! | #VALUE! |  |  | #VALUE! | #VALUE! | #VALUE! | #VALUE! | #VALUE! | #VALUE! | #VALUE! | #VALUE! |  |  |  |  | #VALUE! | #VALUE! | #VALUE! |  |  | #VALUE! | #VALUE! | #VALUE! | #VALUE! | #VALUE! | #VALUE! | #VALUE! | #VALUE! |  |  |  |  | #VALUE! | #VALUE! | #VALUE! |  |  | #VALUE! | #VALUE! | #VALUE! | #VALUE! | #VALUE! | #VALUE! | #VALUE! | #VALUE! |  |  | #VALUE! | #VALUE! | #VALUE! | #VALUE! | #VALUE! |  |  | #VALUE! | #VALUE! | #VALUE! | #VALUE! | #VALUE! | #VALUE! | #VALUE! | #VALUE! |  |  | #VALUE! | #VALUE! | #VALUE! | #VALUE! | #VALUE! |  |  | #VALUE! | #VALUE! | #VALUE! | #VALUE! | #VALUE! | #VALUE! | #VALUE! | #VALUE! | 0 | #REF! | #VALUE! | #VALUE! | #VALUE! | #VALUE! | #VALUE! | #VALUE! | #VALUE! | 0
|  |  |  | 0 | 51 | 0 |  |  | 1 | 1.0842e-19 | 0 | 1.0669e-18 | 1.0669e-18 | 1.0669e-18 | 0 | 0 |  |  |  |  | #VALUE! | #VALUE! | #VALUE! |  |  | #VALUE! | #VALUE! | #VALUE! | #VALUE! | #VALUE! | #VALUE! | #VALUE! | #VALUE! |  |  |  |  | #VALUE! | #VALUE! | #VALUE! |  |  | #VALUE! | #VALUE! | #VALUE! | #VALUE! | #VALUE! | #VALUE! | #VALUE! | #VALUE! |  |  |  |  | #VALUE! | #VALUE! | #VALUE! |  |  | #VALUE! | #VALUE! | #VALUE! | #VALUE! | #VALUE! | #VALUE! | #VALUE! | #VALUE! |  |  |  |  | #VALUE! | #VALUE! | #VALUE! |  |  | #VALUE! | #VALUE! | #VALUE! | #VALUE! | #VALUE! | #VALUE! | #VALUE! | #VALUE! |  |  |  |  | #VALUE! | #VALUE! | #VALUE! |  |  | #VALUE! | #VALUE! | #VALUE! | #VALUE! | #VALUE! | #VALUE! | #VALUE! | #VALUE! |  |  | #VALUE! | #VALUE! | #VALUE! | #VALUE! | #VALUE! |  |  | #VALUE! | #VALUE! | #VALUE! | #VALUE! | #VALUE! | #VALUE! | #VALUE! | #VALUE! |  |  | #VALUE! | #VALUE! | #VALUE! | #VALUE! | #VALUE! |  |  | #VALUE! | #VALUE! | #VALUE! | #VALUE! | #VALUE! | #VALUE! | #VALUE! | #VALUE! | 0 | #REF! | #VALUE! | #VALUE! | #VALUE! | #VALUE! | #VALUE! | #VALUE! | #VALUE! | 0
|  |  |  | 0 | 51 | 0 |  |  | 1 | 1.0842e-19 | 0 | 1.0669e-18 | 1.0669e-18 | 1.0669e-18 | 0 | 0 |  |  |  |  | #VALUE! | #VALUE! | #VALUE! |  |  | #VALUE! | #VALUE! | #VALUE! | #VALUE! | #VALUE! | #VALUE! | #VALUE! | #VALUE! |  |  |  |  | #VALUE! | #VALUE! | #VALUE! |  |  | #VALUE! | #VALUE! | #VALUE! | #VALUE! | #VALUE! | #VALUE! | #VALUE! | #VALUE! |  |  |  |  | #VALUE! | #VALUE! | #VALUE! |  |  | #VALUE! | #VALUE! | #VALUE! | #VALUE! | #VALUE! | #VALUE! | #VALUE! | #VALUE! |  |  |  |  | #VALUE! | #VALUE! | #VALUE! |  |  | #VALUE! | #VALUE! | #VALUE! | #VALUE! | #VALUE! | #VALUE! | #VALUE! | #VALUE! |  |  |  |  | #VALUE! | #VALUE! | #VALUE! |  |  | #VALUE! | #VALUE! | #VALUE! | #VALUE! | #VALUE! | #VALUE! | #VALUE! | #VALUE! |  |  | #VALUE! | #VALUE! | #VALUE! | #VALUE! | #VALUE! |  |  | #VALUE! | #VALUE! | #VALUE! | #VALUE! | #VALUE! | #VALUE! | #VALUE! | #VALUE! |  |  | #VALUE! | #VALUE! | #VALUE! | #VALUE! | #VALUE! |  |  | #VALUE! | #VALUE! | #VALUE! | #VALUE! | #VALUE! | #VALUE! | #VALUE! | #VALUE! | 0 | #REF! | #VALUE! | #VALUE! | #VALUE! | #VALUE! | #VALUE! | #VALUE! | #VALUE! | 0
|  |  |  | 0 | 51 | 0 |  |  | 1 | 1.0842e-19 | 0 | 1.0669e-18 | 1.0669e-18 | 1.0669e-18 | 0 | 0 |  |  |  |  | #VALUE! | #VALUE! | #VALUE! |  |  | #VALUE! | #VALUE! | #VALUE! | #VALUE! | #VALUE! | #VALUE! | #VALUE! | #VALUE! |  |  |  |  | #VALUE! | #VALUE! | #VALUE! |  |  | #VALUE! | #VALUE! | #VALUE! | #VALUE! | #VALUE! | #VALUE! | #VALUE! | #VALUE! |  |  |  |  | #VALUE! | #VALUE! | #VALUE! |  |  | #VALUE! | #VALUE! | #VALUE! | #VALUE! | #VALUE! | #VALUE! | #VALUE! | #VALUE! |  |  |  |  | #VALUE! | #VALUE! | #VALUE! |  |  | #VALUE! | #VALUE! | #VALUE! | #VALUE! | #VALUE! | #VALUE! | #VALUE! | #VALUE! |  |  |  |  | #VALUE! | #VALUE! | #VALUE! |  |  | #VALUE! | #VALUE! | #VALUE! | #VALUE! | #VALUE! | #VALUE! | #VALUE! | #VALUE! |  |  | #VALUE! | #VALUE! | #VALUE! | #VALUE! | #VALUE! |  |  | #VALUE! | #VALUE! | #VALUE! | #VALUE! | #VALUE! | #VALUE! | #VALUE! | #VALUE! |  |  | #VALUE! | #VALUE! | #VALUE! | #VALUE! | #VALUE! |  |  | #VALUE! | #VALUE! | #VALUE! | #VALUE! | #VALUE! | #VALUE! | #VALUE! | #VALUE! | 0 | #REF! | #VALUE! | #VALUE! | #VALUE! | #VALUE! | #VALUE! | #VALUE! | #VALUE! | 0
|  |  |  | 0 | 51 | 0 |  |  | 1 | 1.0842e-19 | 0 | 1.0669e-18 | 1.0669e-18 | 1.0669e-18 | 0 | 0 |  |  |  |  | #VALUE! | #VALUE! | #VALUE! |  |  | #VALUE! | #VALUE! | #VALUE! | #VALUE! | #VALUE! | #VALUE! | #VALUE! | #VALUE! |  |  |  |  | #VALUE! | #VALUE! | #VALUE! |  |  | #VALUE! | #VALUE! | #VALUE! | #VALUE! | #VALUE! | #VALUE! | #VALUE! | #VALUE! |  |  |  |  | #VALUE! | #VALUE! | #VALUE! |  |  | #VALUE! | #VALUE! | #VALUE! | #VALUE! | #VALUE! | #VALUE! | #VALUE! | #VALUE! |  |  |  |  | #VALUE! | #VALUE! | #VALUE! |  |  | #VALUE! | #VALUE! | #VALUE! | #VALUE! | #VALUE! | #VALUE! | #VALUE! | #VALUE! |  |  |  |  | #VALUE! | #VALUE! | #VALUE! |  |  | #VALUE! | #VALUE! | #VALUE! | #VALUE! | #VALUE! | #VALUE! | #VALUE! | #VALUE! |  |  | #VALUE! | #VALUE! | #VALUE! | #VALUE! | #VALUE! |  |  | #VALUE! | #VALUE! | #VALUE! | #VALUE! | #VALUE! | #VALUE! | #VALUE! | #VALUE! |  |  | #VALUE! | #VALUE! | #VALUE! | #VALUE! | #VALUE! |  |  | #VALUE! | #VALUE! | #VALUE! | #VALUE! | #VALUE! | #VALUE! | #VALUE! | #VALUE! | 0 | #REF! | #VALUE! | #VALUE! | #VALUE! | #VALUE! | #VALUE! | #VALUE! | #VALUE! | 0
|  |  |  | 0 | 51 | 0 |  |  | 1 | 1.0842e-19 | 0 | 1.0669e-18 | 1.0669e-18 | 1.0669e-18 | 0 | 0 |  |  |  |  | #VALUE! | #VALUE! | #VALUE! |  |  | #VALUE! | #VALUE! | #VALUE! | #VALUE! | #VALUE! | #VALUE! | #VALUE! | #VALUE! |  |  |  |  | #VALUE! | #VALUE! | #VALUE! |  |  | #VALUE! | #VALUE! | #VALUE! | #VALUE! | #VALUE! | #VALUE! | #VALUE! | #VALUE! |  |  |  |  | #VALUE! | #VALUE! | #VALUE! |  |  | #VALUE! | #VALUE! | #VALUE! | #VALUE! | #VALUE! | #VALUE! | #VALUE! | #VALUE! |  |  |  |  | #VALUE! | #VALUE! | #VALUE! |  |  | #VALUE! | #VALUE! | #VALUE! | #VALUE! | #VALUE! | #VALUE! | #VALUE! | #VALUE! |  |  |  |  | #VALUE! | #VALUE! | #VALUE! |  |  | #VALUE! | #VALUE! | #VALUE! | #VALUE! | #VALUE! | #VALUE! | #VALUE! | #VALUE! |  |  | #VALUE! | #VALUE! | #VALUE! | #VALUE! | #VALUE! |  |  | #VALUE! | #VALUE! | #VALUE! | #VALUE! | #VALUE! | #VALUE! | #VALUE! | #VALUE! |  |  | #VALUE! | #VALUE! | #VALUE! | #VALUE! | #VALUE! |  |  | #VALUE! | #VALUE! | #VALUE! | #VALUE! | #VALUE! | #VALUE! | #VALUE! | #VALUE! | 0 | #REF! | #VALUE! | #VALUE! | #VALUE! | #VALUE! | #VALUE! | #VALUE! | #VALUE! | 0
|  |  |  | 0 | 51 | 0 |  |  | 1 | 1.0842e-19 | 0 | 1.0669e-18 | 1.0669e-18 | 1.0669e-18 | 0 | 0 |  |  |  |  | #VALUE! | #VALUE! | #VALUE! |  |  | #VALUE! | #VALUE! | #VALUE! | #VALUE! | #VALUE! | #VALUE! | #VALUE! | #VALUE! |  |  |  |  | #VALUE! | #VALUE! | #VALUE! |  |  | #VALUE! | #VALUE! | #VALUE! | #VALUE! | #VALUE! | #VALUE! | #VALUE! | #VALUE! |  |  |  |  | #VALUE! | #VALUE! | #VALUE! |  |  | #VALUE! | #VALUE! | #VALUE! | #VALUE! | #VALUE! | #VALUE! | #VALUE! | #VALUE! |  |  |  |  | #VALUE! | #VALUE! | #VALUE! |  |  | #VALUE! | #VALUE! | #VALUE! | #VALUE! | #VALUE! | #VALUE! | #VALUE! | #VALUE! |  |  |  |  | #VALUE! | #VALUE! | #VALUE! |  |  | #VALUE! | #VALUE! | #VALUE! | #VALUE! | #VALUE! | #VALUE! | #VALUE! | #VALUE! |  |  | #VALUE! | #VALUE! | #VALUE! | #VALUE! | #VALUE! |  |  | #VALUE! | #VALUE! | #VALUE! | #VALUE! | #VALUE! | #VALUE! | #VALUE! | #VALUE! |  |  | #VALUE! | #VALUE! | #VALUE! | #VALUE! | #VALUE! |  |  | #VALUE! | #VALUE! | #VALUE! | #VALUE! | #VALUE! | #VALUE! | #VALUE! | #VALUE! | 0 | #REF! | #VALUE! | #VALUE! | #VALUE! | #VALUE! | #VALUE! | #VALUE! | #VALUE! | 0
|  |  |  | 0 | 51 | 0 |  |  | 1 | 1.0842e-19 | 0 | 1.0669e-18 | 1.0669e-18 | 1.0669e-18 | 0 | 0 |  |  |  |  | #VALUE! | #VALUE! | #VALUE! |  |  | #VALUE! | #VALUE! | #VALUE! | #VALUE! | #VALUE! | #VALUE! | #VALUE! | #VALUE! |  |  |  |  | #VALUE! | #VALUE! | #VALUE! |  |  | #VALUE! | #VALUE! | #VALUE! | #VALUE! | #VALUE! | #VALUE! | #VALUE! | #VALUE! |  |  |  |  | #VALUE! | #VALUE! | #VALUE! |  |  | #VALUE! | #VALUE! | #VALUE! | #VALUE! | #VALUE! | #VALUE! | #VALUE! | #VALUE! |  |  |  |  | #VALUE! | #VALUE! | #VALUE! |  |  | #VALUE! | #VALUE! | #VALUE! | #VALUE! | #VALUE! | #VALUE! | #VALUE! | #VALUE! |  |  |  |  | #VALUE! | #VALUE! | #VALUE! |  |  | #VALUE! | #VALUE! | #VALUE! | #VALUE! | #VALUE! | #VALUE! | #VALUE! | #VALUE! |  |  | #VALUE! | #VALUE! | #VALUE! | #VALUE! | #VALUE! |  |  | #VALUE! | #VALUE! | #VALUE! | #VALUE! | #VALUE! | #VALUE! | #VALUE! | #VALUE! |  |  | #VALUE! | #VALUE! | #VALUE! | #VALUE! | #VALUE! |  |  | #VALUE! | #VALUE! | #VALUE! | #VALUE! | #VALUE! | #VALUE! | #VALUE! | #VALUE! | 0 | #REF! | #VALUE! | #VALUE! | #VALUE! | #VALUE! | #VALUE! | #VALUE! | #VALUE! | 0
|  |  |  | 0 | 51 | 0 |  |  | 1 | 1.0842e-19 | 0 | 1.0669e-18 | 1.0669e-18 | 1.0669e-18 | 0 | 0 |  |  |  |  | #VALUE! | #VALUE! | #VALUE! |  |  | #VALUE! | #VALUE! | #VALUE! | #VALUE! | #VALUE! | #VALUE! | #VALUE! | #VALUE! |  |  |  |  | #VALUE! | #VALUE! | #VALUE! |  |  | #VALUE! | #VALUE! | #VALUE! | #VALUE! | #VALUE! | #VALUE! | #VALUE! | #VALUE! |  |  |  |  | #VALUE! | #VALUE! | #VALUE! |  |  | #VALUE! | #VALUE! | #VALUE! | #VALUE! | #VALUE! | #VALUE! | #VALUE! | #VALUE! |  |  |  |  | #VALUE! | #VALUE! | #VALUE! |  |  | #VALUE! | #VALUE! | #VALUE! | #VALUE! | #VALUE! | #VALUE! | #VALUE! | #VALUE! |  |  |  |  | #VALUE! | #VALUE! | #VALUE! |  |  | #VALUE! | #VALUE! | #VALUE! | #VALUE! | #VALUE! | #VALUE! | #VALUE! | #VALUE! |  |  | #VALUE! | #VALUE! | #VALUE! | #VALUE! | #VALUE! |  |  | #VALUE! | #VALUE! | #VALUE! | #VALUE! | #VALUE! | #VALUE! | #VALUE! | #VALUE! |  |  | #VALUE! | #VALUE! | #VALUE! | #VALUE! | #VALUE! |  |  | #VALUE! | #VALUE! | #VALUE! | #VALUE! | #VALUE! | #VALUE! | #VALUE! | #VALUE! | 0 | #REF! | #VALUE! | #VALUE! | #VALUE! | #VALUE! | #VALUE! | #VALUE! | #VALUE! | 0
|  |  |  | 0 | 51 | 0 |  |  | 1 | 1.0842e-19 | 0 | 1.0669e-18 | 1.0669e-18 | 1.0669e-18 | 0 | 0 |  |  |  |  | #VALUE! | #VALUE! | #VALUE! |  |  | #VALUE! | #VALUE! | #VALUE! | #VALUE! | #VALUE! | #VALUE! | #VALUE! | #VALUE! |  |  |  |  | #VALUE! | #VALUE! | #VALUE! |  |  | #VALUE! | #VALUE! | #VALUE! | #VALUE! | #VALUE! | #VALUE! | #VALUE! | #VALUE! |  |  |  |  | #VALUE! | #VALUE! | #VALUE! |  |  | #VALUE! | #VALUE! | #VALUE! | #VALUE! | #VALUE! | #VALUE! | #VALUE! | #VALUE! |  |  |  |  | #VALUE! | #VALUE! | #VALUE! |  |  | #VALUE! | #VALUE! | #VALUE! | #VALUE! | #VALUE! | #VALUE! | #VALUE! | #VALUE! |  |  |  |  | #VALUE! | #VALUE! | #VALUE! |  |  | #VALUE! | #VALUE! | #VALUE! | #VALUE! | #VALUE! | #VALUE! | #VALUE! | #VALUE! |  |  | #VALUE! | #VALUE! | #VALUE! | #VALUE! | #VALUE! |  |  | #VALUE! | #VALUE! | #VALUE! | #VALUE! | #VALUE! | #VALUE! | #VALUE! | #VALUE! |  |  | #VALUE! | #VALUE! | #VALUE! | #VALUE! | #VALUE! |  |  | #VALUE! | #VALUE! | #VALUE! | #VALUE! | #VALUE! | #VALUE! | #VALUE! | #VALUE! | 0 | #REF! | #VALUE! | #VALUE! | #VALUE! | #VALUE! | #VALUE! | #VALUE! | #VALUE! | 0
|  |  |  | 0 | 51 | 0 |  |  | 1 | 1.0842e-19 | 0 | 1.0669e-18 | 1.0669e-18 | 1.0669e-18 | 0 | 0 |  |  |  |  | #VALUE! | #VALUE! | #VALUE! |  |  | #VALUE! | #VALUE! | #VALUE! | #VALUE! | #VALUE! | #VALUE! | #VALUE! | #VALUE! |  |  |  |  | #VALUE! | #VALUE! | #VALUE! |  |  | #VALUE! | #VALUE! | #VALUE! | #VALUE! | #VALUE! | #VALUE! | #VALUE! | #VALUE! |  |  |  |  | #VALUE! | #VALUE! | #VALUE! |  |  | #VALUE! | #VALUE! | #VALUE! | #VALUE! | #VALUE! | #VALUE! | #VALUE! | #VALUE! |  |  |  |  | #VALUE! | #VALUE! | #VALUE! |  |  | #VALUE! | #VALUE! | #VALUE! | #VALUE! | #VALUE! | #VALUE! | #VALUE! | #VALUE! |  |  |  |  | #VALUE! | #VALUE! | #VALUE! |  |  | #VALUE! | #VALUE! | #VALUE! | #VALUE! | #VALUE! | #VALUE! | #VALUE! | #VALUE! |  |  | #VALUE! | #VALUE! | #VALUE! | #VALUE! | #VALUE! |  |  | #VALUE! | #VALUE! | #VALUE! | #VALUE! | #VALUE! | #VALUE! | #VALUE! | #VALUE! |  |  | #VALUE! | #VALUE! | #VALUE! | #VALUE! | #VALUE! |  |  | #VALUE! | #VALUE! | #VALUE! | #VALUE! | #VALUE! | #VALUE! | #VALUE! | #VALUE! | 0 | #REF! | #VALUE! | #VALUE! | #VALUE! | #VALUE! | #VALUE! | #VALUE! | #VALUE! | 0
|  |  |  | 0 | 51 | 0 |  |  | 1 | 1.0842e-19 | 0 | 1.0669e-18 | 1.0669e-18 | 1.0669e-18 | 0 | 0 |  |  |  |  | #VALUE! | #VALUE! | #VALUE! |  |  | #VALUE! | #VALUE! | #VALUE! | #VALUE! | #VALUE! | #VALUE! | #VALUE! | #VALUE! |  |  |  |  | #VALUE! | #VALUE! | #VALUE! |  |  | #VALUE! | #VALUE! | #VALUE! | #VALUE! | #VALUE! | #VALUE! | #VALUE! | #VALUE! |  |  |  |  | #VALUE! | #VALUE! | #VALUE! |  |  | #VALUE! | #VALUE! | #VALUE! | #VALUE! | #VALUE! | #VALUE! | #VALUE! | #VALUE! |  |  |  |  | #VALUE! | #VALUE! | #VALUE! |  |  | #VALUE! | #VALUE! | #VALUE! | #VALUE! | #VALUE! | #VALUE! | #VALUE! | #VALUE! |  |  |  |  | #VALUE! | #VALUE! | #VALUE! |  |  | #VALUE! | #VALUE! | #VALUE! | #VALUE! | #VALUE! | #VALUE! | #VALUE! | #VALUE! |  |  | #VALUE! | #VALUE! | #VALUE! | #VALUE! | #VALUE! |  |  | #VALUE! | #VALUE! | #VALUE! | #VALUE! | #VALUE! | #VALUE! | #VALUE! | #VALUE! |  |  | #VALUE! | #VALUE! | #VALUE! | #VALUE! | #VALUE! |  |  | #VALUE! | #VALUE! | #VALUE! | #VALUE! | #VALUE! | #VALUE! | #VALUE! | #VALUE! | 0 | #REF! | #VALUE! | #VALUE! | #VALUE! | #VALUE! | #VALUE! | #VALUE! | #VALUE! | 0
|  |  |  | 0 | 51 | 0 |  |  | 1 | 1.0842e-19 | 0 | 1.0669e-18 | 1.0669e-18 | 1.0669e-18 | 0 | 0 |  |  |  |  | #VALUE! | #VALUE! | #VALUE! |  |  | #VALUE! | #VALUE! | #VALUE! | #VALUE! | #VALUE! | #VALUE! | #VALUE! | #VALUE! |  |  |  |  | #VALUE! | #VALUE! | #VALUE! |  |  | #VALUE! | #VALUE! | #VALUE! | #VALUE! | #VALUE! | #VALUE! | #VALUE! | #VALUE! |  |  |  |  | #VALUE! | #VALUE! | #VALUE! |  |  | #VALUE! | #VALUE! | #VALUE! | #VALUE! | #VALUE! | #VALUE! | #VALUE! | #VALUE! |  |  |  |  | #VALUE! | #VALUE! | #VALUE! |  |  | #VALUE! | #VALUE! | #VALUE! | #VALUE! | #VALUE! | #VALUE! | #VALUE! | #VALUE! |  |  |  |  | #VALUE! | #VALUE! | #VALUE! |  |  | #VALUE! | #VALUE! | #VALUE! | #VALUE! | #VALUE! | #VALUE! | #VALUE! | #VALUE! |  |  | #VALUE! | #VALUE! | #VALUE! | #VALUE! | #VALUE! |  |  | #VALUE! | #VALUE! | #VALUE! | #VALUE! | #VALUE! | #VALUE! | #VALUE! | #VALUE! |  |  | #VALUE! | #VALUE! | #VALUE! | #VALUE! | #VALUE! |  |  | #VALUE! | #VALUE! | #VALUE! | #VALUE! | #VALUE! | #VALUE! | #VALUE! | #VALUE! | 0 | #REF! | #VALUE! | #VALUE! | #VALUE! | #VALUE! | #VALUE! | #VALUE! | #VALUE! | 0
|  |  |  | 0 | 51 | 0 |  |  | 1 | 1.0842e-19 | 0 | 1.0669e-18 | 1.0669e-18 | 1.0669e-18 | 0 | 0 |  |  |  |  | #VALUE! | #VALUE! | #VALUE! |  |  | #VALUE! | #VALUE! | #VALUE! | #VALUE! | #VALUE! | #VALUE! | #VALUE! | #VALUE! |  |  |  |  | #VALUE! | #VALUE! | #VALUE! |  |  | #VALUE! | #VALUE! | #VALUE! | #VALUE! | #VALUE! | #VALUE! | #VALUE! | #VALUE! |  |  |  |  | #VALUE! | #VALUE! | #VALUE! |  |  | #VALUE! | #VALUE! | #VALUE! | #VALUE! | #VALUE! | #VALUE! | #VALUE! | #VALUE! |  |  |  |  | #VALUE! | #VALUE! | #VALUE! |  |  | #VALUE! | #VALUE! | #VALUE! | #VALUE! | #VALUE! | #VALUE! | #VALUE! | #VALUE! |  |  |  |  | #VALUE! | #VALUE! | #VALUE! |  |  | #VALUE! | #VALUE! | #VALUE! | #VALUE! | #VALUE! | #VALUE! | #VALUE! | #VALUE! |  |  | #VALUE! | #VALUE! | #VALUE! | #VALUE! | #VALUE! |  |  | #VALUE! | #VALUE! | #VALUE! | #VALUE! | #VALUE! | #VALUE! | #VALUE! | #VALUE! |  |  | #VALUE! | #VALUE! | #VALUE! | #VALUE! | #VALUE! |  |  | #VALUE! | #VALUE! | #VALUE! | #VALUE! | #VALUE! | #VALUE! | #VALUE! | #VALUE! | 0 | #REF! | #VALUE! | #VALUE! | #VALUE! | #VALUE! | #VALUE! | #VALUE! | #VALUE! | 0
|  |  |  | 0 | 51 | 0 |  |  | 1 | 1.0842e-19 | 0 | 1.0669e-18 | 1.0669e-18 | 1.0669e-18 | 0 | 0 |  |  |  |  | #VALUE! | #VALUE! | #VALUE! |  |  | #VALUE! | #VALUE! | #VALUE! | #VALUE! | #VALUE! | #VALUE! | #VALUE! | #VALUE! |  |  |  |  | #VALUE! | #VALUE! | #VALUE! |  |  | #VALUE! | #VALUE! | #VALUE! | #VALUE! | #VALUE! | #VALUE! | #VALUE! | #VALUE! |  |  |  |  | #VALUE! | #VALUE! | #VALUE! |  |  | #VALUE! | #VALUE! | #VALUE! | #VALUE! | #VALUE! | #VALUE! | #VALUE! | #VALUE! |  |  |  |  | #VALUE! | #VALUE! | #VALUE! |  |  | #VALUE! | #VALUE! | #VALUE! | #VALUE! | #VALUE! | #VALUE! | #VALUE! | #VALUE! |  |  |  |  | #VALUE! | #VALUE! | #VALUE! |  |  | #VALUE! | #VALUE! | #VALUE! | #VALUE! | #VALUE! | #VALUE! | #VALUE! | #VALUE! |  |  | #VALUE! | #VALUE! | #VALUE! | #VALUE! | #VALUE! |  |  | #VALUE! | #VALUE! | #VALUE! | #VALUE! | #VALUE! | #VALUE! | #VALUE! | #VALUE! |  |  | #VALUE! | #VALUE! | #VALUE! | #VALUE! | #VALUE! |  |  | #VALUE! | #VALUE! | #VALUE! | #VALUE! | #VALUE! | #VALUE! | #VALUE! | #VALUE! | 0 | #REF! | #VALUE! | #VALUE! | #VALUE! | #VALUE! | #VALUE! | #VALUE! | #VALUE! | 0
|  |  |  | 0 | 51 | 0 |  |  | 1 | 1.0842e-19 | 0 | 1.0669e-18 | 1.0669e-18 | 1.0669e-18 | 0 | 0 |  |  |  |  | #VALUE! | #VALUE! | #VALUE! |  |  | #VALUE! | #VALUE! | #VALUE! | #VALUE! | #VALUE! | #VALUE! | #VALUE! | #VALUE! |  |  |  |  | #VALUE! | #VALUE! | #VALUE! |  |  | #VALUE! | #VALUE! | #VALUE! | #VALUE! | #VALUE! | #VALUE! | #VALUE! | #VALUE! |  |  |  |  | #VALUE! | #VALUE! | #VALUE! |  |  | #VALUE! | #VALUE! | #VALUE! | #VALUE! | #VALUE! | #VALUE! | #VALUE! | #VALUE! |  |  |  |  | #VALUE! | #VALUE! | #VALUE! |  |  | #VALUE! | #VALUE! | #VALUE! | #VALUE! | #VALUE! | #VALUE! | #VALUE! | #VALUE! |  |  |  |  | #VALUE! | #VALUE! | #VALUE! |  |  | #VALUE! | #VALUE! | #VALUE! | #VALUE! | #VALUE! | #VALUE! | #VALUE! | #VALUE! |  |  | #VALUE! | #VALUE! | #VALUE! | #VALUE! | #VALUE! |  |  | #VALUE! | #VALUE! | #VALUE! | #VALUE! | #VALUE! | #VALUE! | #VALUE! | #VALUE! |  |  | #VALUE! | #VALUE! | #VALUE! | #VALUE! | #VALUE! |  |  | #VALUE! | #VALUE! | #VALUE! | #VALUE! | #VALUE! | #VALUE! | #VALUE! | #VALUE! | 0 | #REF! | #VALUE! | #VALUE! | #VALUE! | #VALUE! | #VALUE! | #VALUE! | #VALUE! | 0
|  |  |  | 0 | 51 | 0 |  |  | 1 | 1.0842e-19 | 0 | 1.0669e-18 | 1.0669e-18 | 1.0669e-18 | 0 | 0 |  |  |  |  | #VALUE! | #VALUE! | #VALUE! |  |  | #VALUE! | #VALUE! | #VALUE! | #VALUE! | #VALUE! | #VALUE! | #VALUE! | #VALUE! |  |  |  |  | #VALUE! | #VALUE! | #VALUE! |  |  | #VALUE! | #VALUE! | #VALUE! | #VALUE! | #VALUE! | #VALUE! | #VALUE! | #VALUE! |  |  |  |  | #VALUE! | #VALUE! | #VALUE! |  |  | #VALUE! | #VALUE! | #VALUE! | #VALUE! | #VALUE! | #VALUE! | #VALUE! | #VALUE! |  |  |  |  | #VALUE! | #VALUE! | #VALUE! |  |  | #VALUE! | #VALUE! | #VALUE! | #VALUE! | #VALUE! | #VALUE! | #VALUE! | #VALUE! |  |  |  |  | #VALUE! | #VALUE! | #VALUE! |  |  | #VALUE! | #VALUE! | #VALUE! | #VALUE! | #VALUE! | #VALUE! | #VALUE! | #VALUE! |  |  | #VALUE! | #VALUE! | #VALUE! | #VALUE! | #VALUE! |  |  | #VALUE! | #VALUE! | #VALUE! | #VALUE! | #VALUE! | #VALUE! | #VALUE! | #VALUE! |  |  | #VALUE! | #VALUE! | #VALUE! | #VALUE! | #VALUE! |  |  | #VALUE! | #VALUE! | #VALUE! | #VALUE! | #VALUE! | #VALUE! | #VALUE! | #VALUE! | 0 | #REF! | #VALUE! | #VALUE! | #VALUE! | #VALUE! | #VALUE! | #VALUE! | #VALUE! | 0
|  |  |  | 0 | 51 | 0 |  |  | 1 | 1.0842e-19 | 0 | 1.0669e-18 | 1.0669e-18 | 1.0669e-18 | 0 | 0 |  |  |  |  | #VALUE! | #VALUE! | #VALUE! |  |  | #VALUE! | #VALUE! | #VALUE! | #VALUE! | #VALUE! | #VALUE! | #VALUE! | #VALUE! |  |  |  |  | #VALUE! | #VALUE! | #VALUE! |  |  | #VALUE! | #VALUE! | #VALUE! | #VALUE! | #VALUE! | #VALUE! | #VALUE! | #VALUE! |  |  |  |  | #VALUE! | #VALUE! | #VALUE! |  |  | #VALUE! | #VALUE! | #VALUE! | #VALUE! | #VALUE! | #VALUE! | #VALUE! | #VALUE! |  |  |  |  | #VALUE! | #VALUE! | #VALUE! |  |  | #VALUE! | #VALUE! | #VALUE! | #VALUE! | #VALUE! | #VALUE! | #VALUE! | #VALUE! |  |  |  |  | #VALUE! | #VALUE! | #VALUE! |  |  | #VALUE! | #VALUE! | #VALUE! | #VALUE! | #VALUE! | #VALUE! | #VALUE! | #VALUE! |  |  | #VALUE! | #VALUE! | #VALUE! | #VALUE! | #VALUE! |  |  | #VALUE! | #VALUE! | #VALUE! | #VALUE! | #VALUE! | #VALUE! | #VALUE! | #VALUE! |  |  | #VALUE! | #VALUE! | #VALUE! | #VALUE! | #VALUE! |  |  | #VALUE! | #VALUE! | #VALUE! | #VALUE! | #VALUE! | #VALUE! | #VALUE! | #VALUE! | 0 | #REF! | #VALUE! | #VALUE! | #VALUE! | #VALUE! | #VALUE! | #VALUE! | #VALUE! | 0
|  |  |  | 0 | 51 | 0 |  |  | 1 | 1.0842e-19 | 0 | 1.0669e-18 | 1.0669e-18 | 1.0669e-18 | 0 | 0 |  |  |  |  | #VALUE! | #VALUE! | #VALUE! |  |  | #VALUE! | #VALUE! | #VALUE! | #VALUE! | #VALUE! | #VALUE! | #VALUE! | #VALUE! |  |  |  |  | #VALUE! | #VALUE! | #VALUE! |  |  | #VALUE! | #VALUE! | #VALUE! | #VALUE! | #VALUE! | #VALUE! | #VALUE! | #VALUE! |  |  |  |  | #VALUE! | #VALUE! | #VALUE! |  |  | #VALUE! | #VALUE! | #VALUE! | #VALUE! | #VALUE! | #VALUE! | #VALUE! | #VALUE! |  |  |  |  | #VALUE! | #VALUE! | #VALUE! |  |  | #VALUE! | #VALUE! | #VALUE! | #VALUE! | #VALUE! | #VALUE! | #VALUE! | #VALUE! |  |  |  |  | #VALUE! | #VALUE! | #VALUE! |  |  | #VALUE! | #VALUE! | #VALUE! | #VALUE! | #VALUE! | #VALUE! | #VALUE! | #VALUE! |  |  | #VALUE! | #VALUE! | #VALUE! | #VALUE! | #VALUE! |  |  | #VALUE! | #VALUE! | #VALUE! | #VALUE! | #VALUE! | #VALUE! | #VALUE! | #VALUE! |  |  | #VALUE! | #VALUE! | #VALUE! | #VALUE! | #VALUE! |  |  | #VALUE! | #VALUE! | #VALUE! | #VALUE! | #VALUE! | #VALUE! | #VALUE! | #VALUE! | 0 | #REF! | #VALUE! | #VALUE! | #VALUE! | #VALUE! | #VALUE! | #VALUE! | #VALUE! | 0
|  |  |  | 0 | 51 | 0 |  |  | 1 | 1.0842e-19 | 0 | 1.0669e-18 | 1.0669e-18 | 1.0669e-18 | 0 | 0 |  |  |  |  | #VALUE! | #VALUE! | #VALUE! |  |  | #VALUE! | #VALUE! | #VALUE! | #VALUE! | #VALUE! | #VALUE! | #VALUE! | #VALUE! |  |  |  |  | #VALUE! | #VALUE! | #VALUE! |  |  | #VALUE! | #VALUE! | #VALUE! | #VALUE! | #VALUE! | #VALUE! | #VALUE! | #VALUE! |  |  |  |  | #VALUE! | #VALUE! | #VALUE! |  |  | #VALUE! | #VALUE! | #VALUE! | #VALUE! | #VALUE! | #VALUE! | #VALUE! | #VALUE! |  |  |  |  | #VALUE! | #VALUE! | #VALUE! |  |  | #VALUE! | #VALUE! | #VALUE! | #VALUE! | #VALUE! | #VALUE! | #VALUE! | #VALUE! |  |  |  |  | #VALUE! | #VALUE! | #VALUE! |  |  | #VALUE! | #VALUE! | #VALUE! | #VALUE! | #VALUE! | #VALUE! | #VALUE! | #VALUE! |  |  | #VALUE! | #VALUE! | #VALUE! | #VALUE! | #VALUE! |  |  | #VALUE! | #VALUE! | #VALUE! | #VALUE! | #VALUE! | #VALUE! | #VALUE! | #VALUE! |  |  | #VALUE! | #VALUE! | #VALUE! | #VALUE! | #VALUE! |  |  | #VALUE! | #VALUE! | #VALUE! | #VALUE! | #VALUE! | #VALUE! | #VALUE! | #VALUE! | 0 | #REF! | #VALUE! | #VALUE! | #VALUE! | #VALUE! | #VALUE! | #VALUE! | #VALUE! | 0
|  |  |  | 0 | 51 | 0 |  |  | 1 | 1.0842e-19 | 0 | 1.0669e-18 | 1.0669e-18 | 1.0669e-18 | 0 | 0 |  |  |  |  | #VALUE! | #VALUE! | #VALUE! |  |  | #VALUE! | #VALUE! | #VALUE! | #VALUE! | #VALUE! | #VALUE! | #VALUE! | #VALUE! |  |  |  |  | #VALUE! | #VALUE! | #VALUE! |  |  | #VALUE! | #VALUE! | #VALUE! | #VALUE! | #VALUE! | #VALUE! | #VALUE! | #VALUE! |  |  |  |  | #VALUE! | #VALUE! | #VALUE! |  |  | #VALUE! | #VALUE! | #VALUE! | #VALUE! | #VALUE! | #VALUE! | #VALUE! | #VALUE! |  |  |  |  | #VALUE! | #VALUE! | #VALUE! |  |  | #VALUE! | #VALUE! | #VALUE! | #VALUE! | #VALUE! | #VALUE! | #VALUE! | #VALUE! |  |  |  |  | #VALUE! | #VALUE! | #VALUE! |  |  | #VALUE! | #VALUE! | #VALUE! | #VALUE! | #VALUE! | #VALUE! | #VALUE! | #VALUE! |  |  | #VALUE! | #VALUE! | #VALUE! | #VALUE! | #VALUE! |  |  | #VALUE! | #VALUE! | #VALUE! | #VALUE! | #VALUE! | #VALUE! | #VALUE! | #VALUE! |  |  | #VALUE! | #VALUE! | #VALUE! | #VALUE! | #VALUE! |  |  | #VALUE! | #VALUE! | #VALUE! | #VALUE! | #VALUE! | #VALUE! | #VALUE! | #VALUE! | 0 | #REF! | #VALUE! | #VALUE! | #VALUE! | #VALUE! | #VALUE! | #VALUE! | #VALUE! | 0
|  |  |  | 0 | 51 | 0 |  |  | 1 | 1.0842e-19 | 0 | 1.0669e-18 | 1.0669e-18 | 1.0669e-18 | 0 | 0 |  |  |  |  | #VALUE! | #VALUE! | #VALUE! |  |  | #VALUE! | #VALUE! | #VALUE! | #VALUE! | #VALUE! | #VALUE! | #VALUE! | #VALUE! |  |  |  |  | #VALUE! | #VALUE! | #VALUE! |  |  | #VALUE! | #VALUE! | #VALUE! | #VALUE! | #VALUE! | #VALUE! | #VALUE! | #VALUE! |  |  |  |  | #VALUE! | #VALUE! | #VALUE! |  |  | #VALUE! | #VALUE! | #VALUE! | #VALUE! | #VALUE! | #VALUE! | #VALUE! | #VALUE! |  |  |  |  | #VALUE! | #VALUE! | #VALUE! |  |  | #VALUE! | #VALUE! | #VALUE! | #VALUE! | #VALUE! | #VALUE! | #VALUE! | #VALUE! |  |  |  |  | #VALUE! | #VALUE! | #VALUE! |  |  | #VALUE! | #VALUE! | #VALUE! | #VALUE! | #VALUE! | #VALUE! | #VALUE! | #VALUE! |  |  | #VALUE! | #VALUE! | #VALUE! | #VALUE! | #VALUE! |  |  | #VALUE! | #VALUE! | #VALUE! | #VALUE! | #VALUE! | #VALUE! | #VALUE! | #VALUE! |  |  | #VALUE! | #VALUE! | #VALUE! | #VALUE! | #VALUE! |  |  | #VALUE! | #VALUE! | #VALUE! | #VALUE! | #VALUE! | #VALUE! | #VALUE! | #VALUE! | 0 | #REF! | #VALUE! | #VALUE! | #VALUE! | #VALUE! | #VALUE! | #VALUE! | #VALUE! | 0
|  |  |  | 0 | 51 | 0 |  |  | 1 | 1.0842e-19 | 0 | 1.0669e-18 | 1.0669e-18 | 1.0669e-18 | 0 | 0 |  |  |  |  | #VALUE! | #VALUE! | #VALUE! |  |  | #VALUE! | #VALUE! | #VALUE! | #VALUE! | #VALUE! | #VALUE! | #VALUE! | #VALUE! |  |  |  |  | #VALUE! | #VALUE! | #VALUE! |  |  | #VALUE! | #VALUE! | #VALUE! | #VALUE! | #VALUE! | #VALUE! | #VALUE! | #VALUE! |  |  |  |  | #VALUE! | #VALUE! | #VALUE! |  |  | #VALUE! | #VALUE! | #VALUE! | #VALUE! | #VALUE! | #VALUE! | #VALUE! | #VALUE! |  |  |  |  | #VALUE! | #VALUE! | #VALUE! |  |  | #VALUE! | #VALUE! | #VALUE! | #VALUE! | #VALUE! | #VALUE! | #VALUE! | #VALUE! |  |  |  |  | #VALUE! | #VALUE! | #VALUE! |  |  | #VALUE! | #VALUE! | #VALUE! | #VALUE! | #VALUE! | #VALUE! | #VALUE! | #VALUE! |  |  | #VALUE! | #VALUE! | #VALUE! | #VALUE! | #VALUE! |  |  | #VALUE! | #VALUE! | #VALUE! | #VALUE! | #VALUE! | #VALUE! | #VALUE! | #VALUE! |  |  | #VALUE! | #VALUE! | #VALUE! | #VALUE! | #VALUE! |  |  | #VALUE! | #VALUE! | #VALUE! | #VALUE! | #VALUE! | #VALUE! | #VALUE! | #VALUE! | 0 | #REF! | #VALUE! | #VALUE! | #VALUE! | #VALUE! | #VALUE! | #VALUE! | #VALUE! | 0
|  |  |  | 0 | 51 | 0 |  |  | 1 | 1.0842e-19 | 0 | 1.0669e-18 | 1.0669e-18 | 1.0669e-18 | 0 | 0 |  |  |  |  | #VALUE! | #VALUE! | #VALUE! |  |  | #VALUE! | #VALUE! | #VALUE! | #VALUE! | #VALUE! | #VALUE! | #VALUE! | #VALUE! |  |  |  |  | #VALUE! | #VALUE! | #VALUE! |  |  | #VALUE! | #VALUE! | #VALUE! | #VALUE! | #VALUE! | #VALUE! | #VALUE! | #VALUE! |  |  |  |  | #VALUE! | #VALUE! | #VALUE! |  |  | #VALUE! | #VALUE! | #VALUE! | #VALUE! | #VALUE! | #VALUE! | #VALUE! | #VALUE! |  |  |  |  | #VALUE! | #VALUE! | #VALUE! |  |  | #VALUE! | #VALUE! | #VALUE! | #VALUE! | #VALUE! | #VALUE! | #VALUE! | #VALUE! |  |  |  |  | #VALUE! | #VALUE! | #VALUE! |  |  | #VALUE! | #VALUE! | #VALUE! | #VALUE! | #VALUE! | #VALUE! | #VALUE! | #VALUE! |  |  | #VALUE! | #VALUE! | #VALUE! | #VALUE! | #VALUE! |  |  | #VALUE! | #VALUE! | #VALUE! | #VALUE! | #VALUE! | #VALUE! | #VALUE! | #VALUE! |  |  | #VALUE! | #VALUE! | #VALUE! | #VALUE! | #VALUE! |  |  | #VALUE! | #VALUE! | #VALUE! | #VALUE! | #VALUE! | #VALUE! | #VALUE! | #VALUE! | 0 | #REF! | #VALUE! | #VALUE! | #VALUE! | #VALUE! | #VALUE! | #VALUE! | #VALUE! | 0
|  |  |  | 0 | 51 | 0 |  |  | 1 | 1.0842e-19 | 0 | 1.0669e-18 | 1.0669e-18 | 1.0669e-18 | 0 | 0 |  |  |  |  | #VALUE! | #VALUE! | #VALUE! |  |  | #VALUE! | #VALUE! | #VALUE! | #VALUE! | #VALUE! | #VALUE! | #VALUE! | #VALUE! |  |  |  |  | #VALUE! | #VALUE! | #VALUE! |  |  | #VALUE! | #VALUE! | #VALUE! | #VALUE! | #VALUE! | #VALUE! | #VALUE! | #VALUE! |  |  |  |  | #VALUE! | #VALUE! | #VALUE! |  |  | #VALUE! | #VALUE! | #VALUE! | #VALUE! | #VALUE! | #VALUE! | #VALUE! | #VALUE! |  |  |  |  | #VALUE! | #VALUE! | #VALUE! |  |  | #VALUE! | #VALUE! | #VALUE! | #VALUE! | #VALUE! | #VALUE! | #VALUE! | #VALUE! |  |  |  |  | #VALUE! | #VALUE! | #VALUE! |  |  | #VALUE! | #VALUE! | #VALUE! | #VALUE! | #VALUE! | #VALUE! | #VALUE! | #VALUE! |  |  | #VALUE! | #VALUE! | #VALUE! | #VALUE! | #VALUE! |  |  | #VALUE! | #VALUE! | #VALUE! | #VALUE! | #VALUE! | #VALUE! | #VALUE! | #VALUE! |  |  | #VALUE! | #VALUE! | #VALUE! | #VALUE! | #VALUE! |  |  | #VALUE! | #VALUE! | #VALUE! | #VALUE! | #VALUE! | #VALUE! | #VALUE! | #VALUE! | 0 | #REF! | #VALUE! | #VALUE! | #VALUE! | #VALUE! | #VALUE! | #VALUE! | #VALUE! | 0
|  |  |  | 0 | 51 | 0 |  |  | 1 | 1.0842e-19 | 0 | 1.0669e-18 | 1.0669e-18 | 1.0669e-18 | 0 | 0 |  |  |  |  | #VALUE! | #VALUE! | #VALUE! |  |  | #VALUE! | #VALUE! | #VALUE! | #VALUE! | #VALUE! | #VALUE! | #VALUE! | #VALUE! |  |  |  |  | #VALUE! | #VALUE! | #VALUE! |  |  | #VALUE! | #VALUE! | #VALUE! | #VALUE! | #VALUE! | #VALUE! | #VALUE! | #VALUE! |  |  |  |  | #VALUE! | #VALUE! | #VALUE! |  |  | #VALUE! | #VALUE! | #VALUE! | #VALUE! | #VALUE! | #VALUE! | #VALUE! | #VALUE! |  |  |  |  | #VALUE! | #VALUE! | #VALUE! |  |  | #VALUE! | #VALUE! | #VALUE! | #VALUE! | #VALUE! | #VALUE! | #VALUE! | #VALUE! |  |  |  |  | #VALUE! | #VALUE! | #VALUE! |  |  | #VALUE! | #VALUE! | #VALUE! | #VALUE! | #VALUE! | #VALUE! | #VALUE! | #VALUE! |  |  | #VALUE! | #VALUE! | #VALUE! | #VALUE! | #VALUE! |  |  | #VALUE! | #VALUE! | #VALUE! | #VALUE! | #VALUE! | #VALUE! | #VALUE! | #VALUE! |  |  | #VALUE! | #VALUE! | #VALUE! | #VALUE! | #VALUE! |  |  | #VALUE! | #VALUE! | #VALUE! | #VALUE! | #VALUE! | #VALUE! | #VALUE! | #VALUE! | 0 | #REF! | #VALUE! | #VALUE! | #VALUE! | #VALUE! | #VALUE! | #VALUE! | #VALUE! | 0
|  |  |  | 0 | 51 | 0 |  |  | 1 | 1.0842e-19 | 0 | 1.0669e-18 | 1.0669e-18 | 1.0669e-18 | 0 | 0 |  |  |  |  | #VALUE! | #VALUE! | #VALUE! |  |  | #VALUE! | #VALUE! | #VALUE! | #VALUE! | #VALUE! | #VALUE! | #VALUE! | #VALUE! |  |  |  |  | #VALUE! | #VALUE! | #VALUE! |  |  | #VALUE! | #VALUE! | #VALUE! | #VALUE! | #VALUE! | #VALUE! | #VALUE! | #VALUE! |  |  |  |  | #VALUE! | #VALUE! | #VALUE! |  |  | #VALUE! | #VALUE! | #VALUE! | #VALUE! | #VALUE! | #VALUE! | #VALUE! | #VALUE! |  |  |  |  | #VALUE! | #VALUE! | #VALUE! |  |  | #VALUE! | #VALUE! | #VALUE! | #VALUE! | #VALUE! | #VALUE! | #VALUE! | #VALUE! |  |  |  |  | #VALUE! | #VALUE! | #VALUE! |  |  | #VALUE! | #VALUE! | #VALUE! | #VALUE! | #VALUE! | #VALUE! | #VALUE! | #VALUE! |  |  | #VALUE! | #VALUE! | #VALUE! | #VALUE! | #VALUE! |  |  | #VALUE! | #VALUE! | #VALUE! | #VALUE! | #VALUE! | #VALUE! | #VALUE! | #VALUE! |  |  | #VALUE! | #VALUE! | #VALUE! | #VALUE! | #VALUE! |  |  | #VALUE! | #VALUE! | #VALUE! | #VALUE! | #VALUE! | #VALUE! | #VALUE! | #VALUE! | 0 | #REF! | #VALUE! | #VALUE! | #VALUE! | #VALUE! | #VALUE! | #VALUE! | #VALUE! | 0
|  |  |  | 0 | 51 | 0 |  |  | 1 | 1.0842e-19 | 0 | 1.0669e-18 | 1.0669e-18 | 1.0669e-18 | 0 | 0 |  |  |  |  | #VALUE! | #VALUE! | #VALUE! |  |  | #VALUE! | #VALUE! | #VALUE! | #VALUE! | #VALUE! | #VALUE! | #VALUE! | #VALUE! |  |  |  |  | #VALUE! | #VALUE! | #VALUE! |  |  | #VALUE! | #VALUE! | #VALUE! | #VALUE! | #VALUE! | #VALUE! | #VALUE! | #VALUE! |  |  |  |  | #VALUE! | #VALUE! | #VALUE! |  |  | #VALUE! | #VALUE! | #VALUE! | #VALUE! | #VALUE! | #VALUE! | #VALUE! | #VALUE! |  |  |  |  | #VALUE! | #VALUE! | #VALUE! |  |  | #VALUE! | #VALUE! | #VALUE! | #VALUE! | #VALUE! | #VALUE! | #VALUE! | #VALUE! |  |  |  |  | #VALUE! | #VALUE! | #VALUE! |  |  | #VALUE! | #VALUE! | #VALUE! | #VALUE! | #VALUE! | #VALUE! | #VALUE! | #VALUE! |  |  | #VALUE! | #VALUE! | #VALUE! | #VALUE! | #VALUE! |  |  | #VALUE! | #VALUE! | #VALUE! | #VALUE! | #VALUE! | #VALUE! | #VALUE! | #VALUE! |  |  | #VALUE! | #VALUE! | #VALUE! | #VALUE! | #VALUE! |  |  | #VALUE! | #VALUE! | #VALUE! | #VALUE! | #VALUE! | #VALUE! | #VALUE! | #VALUE! | 0 | #REF! | #VALUE! | #VALUE! | #VALUE! | #VALUE! | #VALUE! | #VALUE! | #VALUE! | 0
|  |  |  | 0 | 51 | 0 |  |  | 1 | 1.0842e-19 | 0 | 1.0669e-18 | 1.0669e-18 | 1.0669e-18 | 0 | 0 |  |  |  |  | #VALUE! | #VALUE! | #VALUE! |  |  | #VALUE! | #VALUE! | #VALUE! | #VALUE! | #VALUE! | #VALUE! | #VALUE! | #VALUE! |  |  |  |  | #VALUE! | #VALUE! | #VALUE! |  |  | #VALUE! | #VALUE! | #VALUE! | #VALUE! | #VALUE! | #VALUE! | #VALUE! | #VALUE! |  |  |  |  | #VALUE! | #VALUE! | #VALUE! |  |  | #VALUE! | #VALUE! | #VALUE! | #VALUE! | #VALUE! | #VALUE! | #VALUE! | #VALUE! |  |  |  |  | #VALUE! | #VALUE! | #VALUE! |  |  | #VALUE! | #VALUE! | #VALUE! | #VALUE! | #VALUE! | #VALUE! | #VALUE! | #VALUE! |  |  |  |  | #VALUE! | #VALUE! | #VALUE! |  |  | #VALUE! | #VALUE! | #VALUE! | #VALUE! | #VALUE! | #VALUE! | #VALUE! | #VALUE! |  |  | #VALUE! | #VALUE! | #VALUE! | #VALUE! | #VALUE! |  |  | #VALUE! | #VALUE! | #VALUE! | #VALUE! | #VALUE! | #VALUE! | #VALUE! | #VALUE! |  |  | #VALUE! | #VALUE! | #VALUE! | #VALUE! | #VALUE! |  |  | #VALUE! | #VALUE! | #VALUE! | #VALUE! | #VALUE! | #VALUE! | #VALUE! | #VALUE! | 0 | #REF! | #VALUE! | #VALUE! | #VALUE! | #VALUE! | #VALUE! | #VALUE! | #VALUE! | 0
|  |  |  | 0 | 51 | 0 |  |  | 1 | 1.0842e-19 | 0 | 1.0669e-18 | 1.0669e-18 | 1.0669e-18 | 0 | 0 |  |  |  |  | #VALUE! | #VALUE! | #VALUE! |  |  | #VALUE! | #VALUE! | #VALUE! | #VALUE! | #VALUE! | #VALUE! | #VALUE! | #VALUE! |  |  |  |  | #VALUE! | #VALUE! | #VALUE! |  |  | #VALUE! | #VALUE! | #VALUE! | #VALUE! | #VALUE! | #VALUE! | #VALUE! | #VALUE! |  |  |  |  | #VALUE! | #VALUE! | #VALUE! |  |  | #VALUE! | #VALUE! | #VALUE! | #VALUE! | #VALUE! | #VALUE! | #VALUE! | #VALUE! |  |  |  |  | #VALUE! | #VALUE! | #VALUE! |  |  | #VALUE! | #VALUE! | #VALUE! | #VALUE! | #VALUE! | #VALUE! | #VALUE! | #VALUE! |  |  |  |  | #VALUE! | #VALUE! | #VALUE! |  |  | #VALUE! | #VALUE! | #VALUE! | #VALUE! | #VALUE! | #VALUE! | #VALUE! | #VALUE! |  |  | #VALUE! | #VALUE! | #VALUE! | #VALUE! | #VALUE! |  |  | #VALUE! | #VALUE! | #VALUE! | #VALUE! | #VALUE! | #VALUE! | #VALUE! | #VALUE! |  |  | #VALUE! | #VALUE! | #VALUE! | #VALUE! | #VALUE! |  |  | #VALUE! | #VALUE! | #VALUE! | #VALUE! | #VALUE! | #VALUE! | #VALUE! | #VALUE! | 0 | #REF! | #VALUE! | #VALUE! | #VALUE! | #VALUE! | #VALUE! | #VALUE! | #VALUE! | 0
|  |  |  | 0 | 51 | 0 |  |  | 1 | 1.0842e-19 | 0 | 1.0669e-18 | 1.0669e-18 | 1.0669e-18 | 0 | 0 |  |  |  |  | #VALUE! | #VALUE! | #VALUE! |  |  | #VALUE! | #VALUE! | #VALUE! | #VALUE! | #VALUE! | #VALUE! | #VALUE! | #VALUE! |  |  |  |  | #VALUE! | #VALUE! | #VALUE! |  |  | #VALUE! | #VALUE! | #VALUE! | #VALUE! | #VALUE! | #VALUE! | #VALUE! | #VALUE! |  |  |  |  | #VALUE! | #VALUE! | #VALUE! |  |  | #VALUE! | #VALUE! | #VALUE! | #VALUE! | #VALUE! | #VALUE! | #VALUE! | #VALUE! |  |  |  |  | #VALUE! | #VALUE! | #VALUE! |  |  | #VALUE! | #VALUE! | #VALUE! | #VALUE! | #VALUE! | #VALUE! | #VALUE! | #VALUE! |  |  |  |  | #VALUE! | #VALUE! | #VALUE! |  |  | #VALUE! | #VALUE! | #VALUE! | #VALUE! | #VALUE! | #VALUE! | #VALUE! | #VALUE! |  |  | #VALUE! | #VALUE! | #VALUE! | #VALUE! | #VALUE! |  |  | #VALUE! | #VALUE! | #VALUE! | #VALUE! | #VALUE! | #VALUE! | #VALUE! | #VALUE! |  |  | #VALUE! | #VALUE! | #VALUE! | #VALUE! | #VALUE! |  |  | #VALUE! | #VALUE! | #VALUE! | #VALUE! | #VALUE! | #VALUE! | #VALUE! | #VALUE! | 0 | #REF! | #VALUE! | #VALUE! | #VALUE! | #VALUE! | #VALUE! | #VALUE! | #VALUE! | 0
|  |  |  | 0 | 51 | 0 |  |  | 1 | 1.0842e-19 | 0 | 1.0669e-18 | 1.0669e-18 | 1.0669e-18 | 0 | 0 |  |  |  |  | #VALUE! | #VALUE! | #VALUE! |  |  | #VALUE! | #VALUE! | #VALUE! | #VALUE! | #VALUE! | #VALUE! | #VALUE! | #VALUE! |  |  |  |  | #VALUE! | #VALUE! | #VALUE! |  |  | #VALUE! | #VALUE! | #VALUE! | #VALUE! | #VALUE! | #VALUE! | #VALUE! | #VALUE! |  |  |  |  | #VALUE! | #VALUE! | #VALUE! |  |  | #VALUE! | #VALUE! | #VALUE! | #VALUE! | #VALUE! | #VALUE! | #VALUE! | #VALUE! |  |  |  |  | #VALUE! | #VALUE! | #VALUE! |  |  | #VALUE! | #VALUE! | #VALUE! | #VALUE! | #VALUE! | #VALUE! | #VALUE! | #VALUE! |  |  |  |  | #VALUE! | #VALUE! | #VALUE! |  |  | #VALUE! | #VALUE! | #VALUE! | #VALUE! | #VALUE! | #VALUE! | #VALUE! | #VALUE! |  |  | #VALUE! | #VALUE! | #VALUE! | #VALUE! | #VALUE! |  |  | #VALUE! | #VALUE! | #VALUE! | #VALUE! | #VALUE! | #VALUE! | #VALUE! | #VALUE! |  |  | #VALUE! | #VALUE! | #VALUE! | #VALUE! | #VALUE! |  |  | #VALUE! | #VALUE! | #VALUE! | #VALUE! | #VALUE! | #VALUE! | #VALUE! | #VALUE! | 0 | #REF! | #VALUE! | #VALUE! | #VALUE! | #VALUE! | #VALUE! | #VALUE! | #VALUE! | 0
|  |  |  | 0 | 51 | 0 |  |  | 1 | 1.0842e-19 | 0 | 1.0669e-18 | 1.0669e-18 | 1.0669e-18 | 0 | 0 |  |  |  |  | #VALUE! | #VALUE! | #VALUE! |  |  | #VALUE! | #VALUE! | #VALUE! | #VALUE! | #VALUE! | #VALUE! | #VALUE! | #VALUE! |  |  |  |  | #VALUE! | #VALUE! | #VALUE! |  |  | #VALUE! | #VALUE! | #VALUE! | #VALUE! | #VALUE! | #VALUE! | #VALUE! | #VALUE! |  |  |  |  | #VALUE! | #VALUE! | #VALUE! |  |  | #VALUE! | #VALUE! | #VALUE! | #VALUE! | #VALUE! | #VALUE! | #VALUE! | #VALUE! |  |  |  |  | #VALUE! | #VALUE! | #VALUE! |  |  | #VALUE! | #VALUE! | #VALUE! | #VALUE! | #VALUE! | #VALUE! | #VALUE! | #VALUE! |  |  |  |  | #VALUE! | #VALUE! | #VALUE! |  |  | #VALUE! | #VALUE! | #VALUE! | #VALUE! | #VALUE! | #VALUE! | #VALUE! | #VALUE! |  |  | #VALUE! | #VALUE! | #VALUE! | #VALUE! | #VALUE! |  |  | #VALUE! | #VALUE! | #VALUE! | #VALUE! | #VALUE! | #VALUE! | #VALUE! | #VALUE! |  |  | #VALUE! | #VALUE! | #VALUE! | #VALUE! | #VALUE! |  |  | #VALUE! | #VALUE! | #VALUE! | #VALUE! | #VALUE! | #VALUE! | #VALUE! | #VALUE! | 0 | #REF! | #VALUE! | #VALUE! | #VALUE! | #VALUE! | #VALUE! | #VALUE! | #VALUE! | 0
|  |  |  | 0 | 51 | 0 |  |  | 1 | 1.0842e-19 | 0 | 1.0669e-18 | 1.0669e-18 | 1.0669e-18 | 0 | 0 |  |  |  |  | #VALUE! | #VALUE! | #VALUE! |  |  | #VALUE! | #VALUE! | #VALUE! | #VALUE! | #VALUE! | #VALUE! | #VALUE! | #VALUE! |  |  |  |  | #VALUE! | #VALUE! | #VALUE! |  |  | #VALUE! | #VALUE! | #VALUE! | #VALUE! | #VALUE! | #VALUE! | #VALUE! | #VALUE! |  |  |  |  | #VALUE! | #VALUE! | #VALUE! |  |  | #VALUE! | #VALUE! | #VALUE! | #VALUE! | #VALUE! | #VALUE! | #VALUE! | #VALUE! |  |  |  |  | #VALUE! | #VALUE! | #VALUE! |  |  | #VALUE! | #VALUE! | #VALUE! | #VALUE! | #VALUE! | #VALUE! | #VALUE! | #VALUE! |  |  |  |  | #VALUE! | #VALUE! | #VALUE! |  |  | #VALUE! | #VALUE! | #VALUE! | #VALUE! | #VALUE! | #VALUE! | #VALUE! | #VALUE! |  |  | #VALUE! | #VALUE! | #VALUE! | #VALUE! | #VALUE! |  |  | #VALUE! | #VALUE! | #VALUE! | #VALUE! | #VALUE! | #VALUE! | #VALUE! | #VALUE! |  |  | #VALUE! | #VALUE! | #VALUE! | #VALUE! | #VALUE! |  |  | #VALUE! | #VALUE! | #VALUE! | #VALUE! | #VALUE! | #VALUE! | #VALUE! | #VALUE! | 0 | #REF! | #VALUE! | #VALUE! | #VALUE! | #VALUE! | #VALUE! | #VALUE! | #VALUE! | 0
|  |  |  | 0 | 51 | 0 |  |  | 1 | 1.0842e-19 | 0 | 1.0669e-18 | 1.0669e-18 | 1.0669e-18 | 0 | 0 |  |  |  |  | #VALUE! | #VALUE! | #VALUE! |  |  | #VALUE! | #VALUE! | #VALUE! | #VALUE! | #VALUE! | #VALUE! | #VALUE! | #VALUE! |  |  |  |  | #VALUE! | #VALUE! | #VALUE! |  |  | #VALUE! | #VALUE! | #VALUE! | #VALUE! | #VALUE! | #VALUE! | #VALUE! | #VALUE! |  |  |  |  | #VALUE! | #VALUE! | #VALUE! |  |  | #VALUE! | #VALUE! | #VALUE! | #VALUE! | #VALUE! | #VALUE! | #VALUE! | #VALUE! |  |  |  |  | #VALUE! | #VALUE! | #VALUE! |  |  | #VALUE! | #VALUE! | #VALUE! | #VALUE! | #VALUE! | #VALUE! | #VALUE! | #VALUE! |  |  |  |  | #VALUE! | #VALUE! | #VALUE! |  |  | #VALUE! | #VALUE! | #VALUE! | #VALUE! | #VALUE! | #VALUE! | #VALUE! | #VALUE! |  |  | #VALUE! | #VALUE! | #VALUE! | #VALUE! | #VALUE! |  |  | #VALUE! | #VALUE! | #VALUE! | #VALUE! | #VALUE! | #VALUE! | #VALUE! | #VALUE! |  |  | #VALUE! | #VALUE! | #VALUE! | #VALUE! | #VALUE! |  |  | #VALUE! | #VALUE! | #VALUE! | #VALUE! | #VALUE! | #VALUE! | #VALUE! | #VALUE! | 0 | #REF! | #VALUE! | #VALUE! | #VALUE! | #VALUE! | #VALUE! | #VALUE! | #VALUE! | 0
|  |  |  | 0 | 51 | 0 |  |  | 1 | 1.0842e-19 | 0 | 1.0669e-18 | 1.0669e-18 | 1.0669e-18 | 0 | 0 |  |  |  |  | #VALUE! | #VALUE! | #VALUE! |  |  | #VALUE! | #VALUE! | #VALUE! | #VALUE! | #VALUE! | #VALUE! | #VALUE! | #VALUE! |  |  |  |  | #VALUE! | #VALUE! | #VALUE! |  |  | #VALUE! | #VALUE! | #VALUE! | #VALUE! | #VALUE! | #VALUE! | #VALUE! | #VALUE! |  |  |  |  | #VALUE! | #VALUE! | #VALUE! |  |  | #VALUE! | #VALUE! | #VALUE! | #VALUE! | #VALUE! | #VALUE! | #VALUE! | #VALUE! |  |  |  |  | #VALUE! | #VALUE! | #VALUE! |  |  | #VALUE! | #VALUE! | #VALUE! | #VALUE! | #VALUE! | #VALUE! | #VALUE! | #VALUE! |  |  |  |  | #VALUE! | #VALUE! | #VALUE! |  |  | #VALUE! | #VALUE! | #VALUE! | #VALUE! | #VALUE! | #VALUE! | #VALUE! | #VALUE! |  |  | #VALUE! | #VALUE! | #VALUE! | #VALUE! | #VALUE! |  |  | #VALUE! | #VALUE! | #VALUE! | #VALUE! | #VALUE! | #VALUE! | #VALUE! | #VALUE! |  |  | #VALUE! | #VALUE! | #VALUE! | #VALUE! | #VALUE! |  |  | #VALUE! | #VALUE! | #VALUE! | #VALUE! | #VALUE! | #VALUE! | #VALUE! | #VALUE! | 0 | #REF! | #VALUE! | #VALUE! | #VALUE! | #VALUE! | #VALUE! | #VALUE! | #VALUE! | 0
|  |  |  | 0 | 51 | 0 |  |  | 1 | 1.0842e-19 | 0 | 1.0669e-18 | 1.0669e-18 | 1.0669e-18 | 0 | 0 |  |  |  |  | #VALUE! | #VALUE! | #VALUE! |  |  | #VALUE! | #VALUE! | #VALUE! | #VALUE! | #VALUE! | #VALUE! | #VALUE! | #VALUE! |  |  |  |  | #VALUE! | #VALUE! | #VALUE! |  |  | #VALUE! | #VALUE! | #VALUE! | #VALUE! | #VALUE! | #VALUE! | #VALUE! | #VALUE! |  |  |  |  | #VALUE! | #VALUE! | #VALUE! |  |  | #VALUE! | #VALUE! | #VALUE! | #VALUE! | #VALUE! | #VALUE! | #VALUE! | #VALUE! |  |  |  |  | #VALUE! | #VALUE! | #VALUE! |  |  | #VALUE! | #VALUE! | #VALUE! | #VALUE! | #VALUE! | #VALUE! | #VALUE! | #VALUE! |  |  |  |  | #VALUE! | #VALUE! | #VALUE! |  |  | #VALUE! | #VALUE! | #VALUE! | #VALUE! | #VALUE! | #VALUE! | #VALUE! | #VALUE! |  |  | #VALUE! | #VALUE! | #VALUE! | #VALUE! | #VALUE! |  |  | #VALUE! | #VALUE! | #VALUE! | #VALUE! | #VALUE! | #VALUE! | #VALUE! | #VALUE! |  |  | #VALUE! | #VALUE! | #VALUE! | #VALUE! | #VALUE! |  |  | #VALUE! | #VALUE! | #VALUE! | #VALUE! | #VALUE! | #VALUE! | #VALUE! | #VALUE! | 0 | #REF! | #VALUE! | #VALUE! | #VALUE! | #VALUE! | #VALUE! | #VALUE! | #VALUE! | 0
|  |  |  | 0 | 51 | 0 |  |  | 1 | 1.0842e-19 | 0 | 1.0669e-18 | 1.0669e-18 | 1.0669e-18 | 0 | 0 |  |  |  |  | #VALUE! | #VALUE! | #VALUE! |  |  | #VALUE! | #VALUE! | #VALUE! | #VALUE! | #VALUE! | #VALUE! | #VALUE! | #VALUE! |  |  |  |  | #VALUE! | #VALUE! | #VALUE! |  |  | #VALUE! | #VALUE! | #VALUE! | #VALUE! | #VALUE! | #VALUE! | #VALUE! | #VALUE! |  |  |  |  | #VALUE! | #VALUE! | #VALUE! |  |  | #VALUE! | #VALUE! | #VALUE! | #VALUE! | #VALUE! | #VALUE! | #VALUE! | #VALUE! |  |  |  |  | #VALUE! | #VALUE! | #VALUE! |  |  | #VALUE! | #VALUE! | #VALUE! | #VALUE! | #VALUE! | #VALUE! | #VALUE! | #VALUE! |  |  |  |  | #VALUE! | #VALUE! | #VALUE! |  |  | #VALUE! | #VALUE! | #VALUE! | #VALUE! | #VALUE! | #VALUE! | #VALUE! | #VALUE! |  |  | #VALUE! | #VALUE! | #VALUE! | #VALUE! | #VALUE! |  |  | #VALUE! | #VALUE! | #VALUE! | #VALUE! | #VALUE! | #VALUE! | #VALUE! | #VALUE! |  |  | #VALUE! | #VALUE! | #VALUE! | #VALUE! | #VALUE! |  |  | #VALUE! | #VALUE! | #VALUE! | #VALUE! | #VALUE! | #VALUE! | #VALUE! | #VALUE! | 0 | #REF! | #VALUE! | #VALUE! | #VALUE! | #VALUE! | #VALUE! | #VALUE! | #VALUE! | 0
|  |  |  | 0 | 51 | 0 |  |  | 1 | 1.0842e-19 | 0 | 1.0669e-18 | 1.0669e-18 | 1.0669e-18 | 0 | 0 |  |  |  |  | #VALUE! | #VALUE! | #VALUE! |  |  | #VALUE! | #VALUE! | #VALUE! | #VALUE! | #VALUE! | #VALUE! | #VALUE! | #VALUE! |  |  |  |  | #VALUE! | #VALUE! | #VALUE! |  |  | #VALUE! | #VALUE! | #VALUE! | #VALUE! | #VALUE! | #VALUE! | #VALUE! | #VALUE! |  |  |  |  | #VALUE! | #VALUE! | #VALUE! |  |  | #VALUE! | #VALUE! | #VALUE! | #VALUE! | #VALUE! | #VALUE! | #VALUE! | #VALUE! |  |  |  |  | #VALUE! | #VALUE! | #VALUE! |  |  | #VALUE! | #VALUE! | #VALUE! | #VALUE! | #VALUE! | #VALUE! | #VALUE! | #VALUE! |  |  |  |  | #VALUE! | #VALUE! | #VALUE! |  |  | #VALUE! | #VALUE! | #VALUE! | #VALUE! | #VALUE! | #VALUE! | #VALUE! | #VALUE! |  |  | #VALUE! | #VALUE! | #VALUE! | #VALUE! | #VALUE! |  |  | #VALUE! | #VALUE! | #VALUE! | #VALUE! | #VALUE! | #VALUE! | #VALUE! | #VALUE! |  |  | #VALUE! | #VALUE! | #VALUE! | #VALUE! | #VALUE! |  |  | #VALUE! | #VALUE! | #VALUE! | #VALUE! | #VALUE! | #VALUE! | #VALUE! | #VALUE! | 0 | #REF! | #VALUE! | #VALUE! | #VALUE! | #VALUE! | #VALUE! | #VALUE! | #VALUE! | 0
|  |  |  | 0 | 51 | 0 |  |  | 1 | 1.0842e-19 | 0 | 1.0669e-18 | 1.0669e-18 | 1.0669e-18 | 0 | 0 |  |  |  |  | #VALUE! | #VALUE! | #VALUE! |  |  | #VALUE! | #VALUE! | #VALUE! | #VALUE! | #VALUE! | #VALUE! | #VALUE! | #VALUE! |  |  |  |  | #VALUE! | #VALUE! | #VALUE! |  |  | #VALUE! | #VALUE! | #VALUE! | #VALUE! | #VALUE! | #VALUE! | #VALUE! | #VALUE! |  |  |  |  | #VALUE! | #VALUE! | #VALUE! |  |  | #VALUE! | #VALUE! | #VALUE! | #VALUE! | #VALUE! | #VALUE! | #VALUE! | #VALUE! |  |  |  |  | #VALUE! | #VALUE! | #VALUE! |  |  | #VALUE! | #VALUE! | #VALUE! | #VALUE! | #VALUE! | #VALUE! | #VALUE! | #VALUE! |  |  |  |  | #VALUE! | #VALUE! | #VALUE! |  |  | #VALUE! | #VALUE! | #VALUE! | #VALUE! | #VALUE! | #VALUE! | #VALUE! | #VALUE! |  |  | #VALUE! | #VALUE! | #VALUE! | #VALUE! | #VALUE! |  |  | #VALUE! | #VALUE! | #VALUE! | #VALUE! | #VALUE! | #VALUE! | #VALUE! | #VALUE! |  |  | #VALUE! | #VALUE! | #VALUE! | #VALUE! | #VALUE! |  |  | #VALUE! | #VALUE! | #VALUE! | #VALUE! | #VALUE! | #VALUE! | #VALUE! | #VALUE! | 0 | #REF! | #VALUE! | #VALUE! | #VALUE! | #VALUE! | #VALUE! | #VALUE! | #VALUE! | 0
|  |  |  | 0 | 51 | 0 |  |  | 1 | 1.0842e-19 | 0 | 1.0669e-18 | 1.0669e-18 | 1.0669e-18 | 0 | 0 |  |  |  |  | #VALUE! | #VALUE! | #VALUE! |  |  | #VALUE! | #VALUE! | #VALUE! | #VALUE! | #VALUE! | #VALUE! | #VALUE! | #VALUE! |  |  |  |  | #VALUE! | #VALUE! | #VALUE! |  |  | #VALUE! | #VALUE! | #VALUE! | #VALUE! | #VALUE! | #VALUE! | #VALUE! | #VALUE! |  |  |  |  | #VALUE! | #VALUE! | #VALUE! |  |  | #VALUE! | #VALUE! | #VALUE! | #VALUE! | #VALUE! | #VALUE! | #VALUE! | #VALUE! |  |  |  |  | #VALUE! | #VALUE! | #VALUE! |  |  | #VALUE! | #VALUE! | #VALUE! | #VALUE! | #VALUE! | #VALUE! | #VALUE! | #VALUE! |  |  |  |  | #VALUE! | #VALUE! | #VALUE! |  |  | #VALUE! | #VALUE! | #VALUE! | #VALUE! | #VALUE! | #VALUE! | #VALUE! | #VALUE! |  |  | #VALUE! | #VALUE! | #VALUE! | #VALUE! | #VALUE! |  |  | #VALUE! | #VALUE! | #VALUE! | #VALUE! | #VALUE! | #VALUE! | #VALUE! | #VALUE! |  |  | #VALUE! | #VALUE! | #VALUE! | #VALUE! | #VALUE! |  |  | #VALUE! | #VALUE! | #VALUE! | #VALUE! | #VALUE! | #VALUE! | #VALUE! | #VALUE! | 0 | #REF! | #VALUE! | #VALUE! | #VALUE! | #VALUE! | #VALUE! | #VALUE! | #VALUE! | 0
|  |  |  | 0 | 51 | 0 |  |  | 1 | 1.0842e-19 | 0 | 1.0669e-18 | 1.0669e-18 | 1.0669e-18 | 0 | 0 |  |  |  |  | #VALUE! | #VALUE! | #VALUE! |  |  | #VALUE! | #VALUE! | #VALUE! | #VALUE! | #VALUE! | #VALUE! | #VALUE! | #VALUE! |  |  |  |  | #VALUE! | #VALUE! | #VALUE! |  |  | #VALUE! | #VALUE! | #VALUE! | #VALUE! | #VALUE! | #VALUE! | #VALUE! | #VALUE! |  |  |  |  | #VALUE! | #VALUE! | #VALUE! |  |  | #VALUE! | #VALUE! | #VALUE! | #VALUE! | #VALUE! | #VALUE! | #VALUE! | #VALUE! |  |  |  |  | #VALUE! | #VALUE! | #VALUE! |  |  | #VALUE! | #VALUE! | #VALUE! | #VALUE! | #VALUE! | #VALUE! | #VALUE! | #VALUE! |  |  |  |  | #VALUE! | #VALUE! | #VALUE! |  |  | #VALUE! | #VALUE! | #VALUE! | #VALUE! | #VALUE! | #VALUE! | #VALUE! | #VALUE! |  |  | #VALUE! | #VALUE! | #VALUE! | #VALUE! | #VALUE! |  |  | #VALUE! | #VALUE! | #VALUE! | #VALUE! | #VALUE! | #VALUE! | #VALUE! | #VALUE! |  |  | #VALUE! | #VALUE! | #VALUE! | #VALUE! | #VALUE! |  |  | #VALUE! | #VALUE! | #VALUE! | #VALUE! | #VALUE! | #VALUE! | #VALUE! | #VALUE! | 0 | #REF! | #VALUE! | #VALUE! | #VALUE! | #VALUE! | #VALUE! | #VALUE! | #VALUE! | 0
|  |  |  | 0 | 51 | 0 |  |  | 1 | 1.0842e-19 | 0 | 1.0669e-18 | 1.0669e-18 | 1.0669e-18 | 0 | 0 |  |  |  |  | #VALUE! | #VALUE! | #VALUE! |  |  | #VALUE! | #VALUE! | #VALUE! | #VALUE! | #VALUE! | #VALUE! | #VALUE! | #VALUE! |  |  |  |  | #VALUE! | #VALUE! | #VALUE! |  |  | #VALUE! | #VALUE! | #VALUE! | #VALUE! | #VALUE! | #VALUE! | #VALUE! | #VALUE! |  |  |  |  | #VALUE! | #VALUE! | #VALUE! |  |  | #VALUE! | #VALUE! | #VALUE! | #VALUE! | #VALUE! | #VALUE! | #VALUE! | #VALUE! |  |  |  |  | #VALUE! | #VALUE! | #VALUE! |  |  | #VALUE! | #VALUE! | #VALUE! | #VALUE! | #VALUE! | #VALUE! | #VALUE! | #VALUE! |  |  |  |  | #VALUE! | #VALUE! | #VALUE! |  |  | #VALUE! | #VALUE! | #VALUE! | #VALUE! | #VALUE! | #VALUE! | #VALUE! | #VALUE! |  |  | #VALUE! | #VALUE! | #VALUE! | #VALUE! | #VALUE! |  |  | #VALUE! | #VALUE! | #VALUE! | #VALUE! | #VALUE! | #VALUE! | #VALUE! | #VALUE! |  |  | #VALUE! | #VALUE! | #VALUE! | #VALUE! | #VALUE! |  |  | #VALUE! | #VALUE! | #VALUE! | #VALUE! | #VALUE! | #VALUE! | #VALUE! | #VALUE! | 0 | #REF! | #VALUE! | #VALUE! | #VALUE! | #VALUE! | #VALUE! | #VALUE! | #VALUE! | 0
|  |  |  | 0 | 51 | 0 |  |  | 1 | 1.0842e-19 | 0 | 1.0669e-18 | 1.0669e-18 | 1.0669e-18 | 0 | 0 |  |  |  |  | #VALUE! | #VALUE! | #VALUE! |  |  | #VALUE! | #VALUE! | #VALUE! | #VALUE! | #VALUE! | #VALUE! | #VALUE! | #VALUE! |  |  |  |  | #VALUE! | #VALUE! | #VALUE! |  |  | #VALUE! | #VALUE! | #VALUE! | #VALUE! | #VALUE! | #VALUE! | #VALUE! | #VALUE! |  |  |  |  | #VALUE! | #VALUE! | #VALUE! |  |  | #VALUE! | #VALUE! | #VALUE! | #VALUE! | #VALUE! | #VALUE! | #VALUE! | #VALUE! |  |  |  |  | #VALUE! | #VALUE! | #VALUE! |  |  | #VALUE! | #VALUE! | #VALUE! | #VALUE! | #VALUE! | #VALUE! | #VALUE! | #VALUE! |  |  |  |  | #VALUE! | #VALUE! | #VALUE! |  |  | #VALUE! | #VALUE! | #VALUE! | #VALUE! | #VALUE! | #VALUE! | #VALUE! | #VALUE! |  |  | #VALUE! | #VALUE! | #VALUE! | #VALUE! | #VALUE! |  |  | #VALUE! | #VALUE! | #VALUE! | #VALUE! | #VALUE! | #VALUE! | #VALUE! | #VALUE! |  |  | #VALUE! | #VALUE! | #VALUE! | #VALUE! | #VALUE! |  |  | #VALUE! | #VALUE! | #VALUE! | #VALUE! | #VALUE! | #VALUE! | #VALUE! | #VALUE! | 0 | #REF! | #VALUE! | #VALUE! | #VALUE! | #VALUE! | #VALUE! | #VALUE! | #VALUE! | 0
|  |  |  | 0 | 51 | 0 |  |  | 1 | 1.0842e-19 | 0 | 1.0669e-18 | 1.0669e-18 | 1.0669e-18 | 0 | 0 |  |  |  |  | #VALUE! | #VALUE! | #VALUE! |  |  | #VALUE! | #VALUE! | #VALUE! | #VALUE! | #VALUE! | #VALUE! | #VALUE! | #VALUE! |  |  |  |  | #VALUE! | #VALUE! | #VALUE! |  |  | #VALUE! | #VALUE! | #VALUE! | #VALUE! | #VALUE! | #VALUE! | #VALUE! | #VALUE! |  |  |  |  | #VALUE! | #VALUE! | #VALUE! |  |  | #VALUE! | #VALUE! | #VALUE! | #VALUE! | #VALUE! | #VALUE! | #VALUE! | #VALUE! |  |  |  |  | #VALUE! | #VALUE! | #VALUE! |  |  | #VALUE! | #VALUE! | #VALUE! | #VALUE! | #VALUE! | #VALUE! | #VALUE! | #VALUE! |  |  |  |  | #VALUE! | #VALUE! | #VALUE! |  |  | #VALUE! | #VALUE! | #VALUE! | #VALUE! | #VALUE! | #VALUE! | #VALUE! | #VALUE! |  |  | #VALUE! | #VALUE! | #VALUE! | #VALUE! | #VALUE! |  |  | #VALUE! | #VALUE! | #VALUE! | #VALUE! | #VALUE! | #VALUE! | #VALUE! | #VALUE! |  |  | #VALUE! | #VALUE! | #VALUE! | #VALUE! | #VALUE! |  |  | #VALUE! | #VALUE! | #VALUE! | #VALUE! | #VALUE! | #VALUE! | #VALUE! | #VALUE! | 0 | #REF! | #VALUE! | #VALUE! | #VALUE! | #VALUE! | #VALUE! | #VALUE! | #VALUE! | 0
|  |  |  | 0 | 51 | 0 |  |  | 1 | 1.0842e-19 | 0 | 1.0669e-18 | 1.0669e-18 | 1.0669e-18 | 0 | 0 |  |  |  |  | #VALUE! | #VALUE! | #VALUE! |  |  | #VALUE! | #VALUE! | #VALUE! | #VALUE! | #VALUE! | #VALUE! | #VALUE! | #VALUE! |  |  |  |  | #VALUE! | #VALUE! | #VALUE! |  |  | #VALUE! | #VALUE! | #VALUE! | #VALUE! | #VALUE! | #VALUE! | #VALUE! | #VALUE! |  |  |  |  | #VALUE! | #VALUE! | #VALUE! |  |  | #VALUE! | #VALUE! | #VALUE! | #VALUE! | #VALUE! | #VALUE! | #VALUE! | #VALUE! |  |  |  |  | #VALUE! | #VALUE! | #VALUE! |  |  | #VALUE! | #VALUE! | #VALUE! | #VALUE! | #VALUE! | #VALUE! | #VALUE! | #VALUE! |  |  |  |  | #VALUE! | #VALUE! | #VALUE! |  |  | #VALUE! | #VALUE! | #VALUE! | #VALUE! | #VALUE! | #VALUE! | #VALUE! | #VALUE! |  |  | #VALUE! | #VALUE! | #VALUE! | #VALUE! | #VALUE! |  |  | #VALUE! | #VALUE! | #VALUE! | #VALUE! | #VALUE! | #VALUE! | #VALUE! | #VALUE! |  |  | #VALUE! | #VALUE! | #VALUE! | #VALUE! | #VALUE! |  |  | #VALUE! | #VALUE! | #VALUE! | #VALUE! | #VALUE! | #VALUE! | #VALUE! | #VALUE! | 0 | #REF! | #VALUE! | #VALUE! | #VALUE! | #VALUE! | #VALUE! | #VALUE! | #VALUE! | 0
|  |  |  | 0 | 51 | 0 |  |  | 1 | 1.0842e-19 | 0 | 1.0669e-18 | 1.0669e-18 | 1.0669e-18 | 0 | 0 |  |  |  |  | #VALUE! | #VALUE! | #VALUE! |  |  | #VALUE! | #VALUE! | #VALUE! | #VALUE! | #VALUE! | #VALUE! | #VALUE! | #VALUE! |  |  |  |  | #VALUE! | #VALUE! | #VALUE! |  |  | #VALUE! | #VALUE! | #VALUE! | #VALUE! | #VALUE! | #VALUE! | #VALUE! | #VALUE! |  |  |  |  | #VALUE! | #VALUE! | #VALUE! |  |  | #VALUE! | #VALUE! | #VALUE! | #VALUE! | #VALUE! | #VALUE! | #VALUE! | #VALUE! |  |  |  |  | #VALUE! | #VALUE! | #VALUE! |  |  | #VALUE! | #VALUE! | #VALUE! | #VALUE! | #VALUE! | #VALUE! | #VALUE! | #VALUE! |  |  |  |  | #VALUE! | #VALUE! | #VALUE! |  |  | #VALUE! | #VALUE! | #VALUE! | #VALUE! | #VALUE! | #VALUE! | #VALUE! | #VALUE! |  |  | #VALUE! | #VALUE! | #VALUE! | #VALUE! | #VALUE! |  |  | #VALUE! | #VALUE! | #VALUE! | #VALUE! | #VALUE! | #VALUE! | #VALUE! | #VALUE! |  |  | #VALUE! | #VALUE! | #VALUE! | #VALUE! | #VALUE! |  |  | #VALUE! | #VALUE! | #VALUE! | #VALUE! | #VALUE! | #VALUE! | #VALUE! | #VALUE! | 0 | #REF! | #VALUE! | #VALUE! | #VALUE! | #VALUE! | #VALUE! | #VALUE! | #VALUE! | 0
|  |  |  | 0 | 51 | 0 |  |  | 1 | 1.0842e-19 | 0 | 1.0669e-18 | 1.0669e-18 | 1.0669e-18 | 0 | 0 |  |  |  |  | #VALUE! | #VALUE! | #VALUE! |  |  | #VALUE! | #VALUE! | #VALUE! | #VALUE! | #VALUE! | #VALUE! | #VALUE! | #VALUE! |  |  |  |  | #VALUE! | #VALUE! | #VALUE! |  |  | #VALUE! | #VALUE! | #VALUE! | #VALUE! | #VALUE! | #VALUE! | #VALUE! | #VALUE! |  |  |  |  | #VALUE! | #VALUE! | #VALUE! |  |  | #VALUE! | #VALUE! | #VALUE! | #VALUE! | #VALUE! | #VALUE! | #VALUE! | #VALUE! |  |  |  |  | #VALUE! | #VALUE! | #VALUE! |  |  | #VALUE! | #VALUE! | #VALUE! | #VALUE! | #VALUE! | #VALUE! | #VALUE! | #VALUE! |  |  |  |  | #VALUE! | #VALUE! | #VALUE! |  |  | #VALUE! | #VALUE! | #VALUE! | #VALUE! | #VALUE! | #VALUE! | #VALUE! | #VALUE! |  |  | #VALUE! | #VALUE! | #VALUE! | #VALUE! | #VALUE! |  |  | #VALUE! | #VALUE! | #VALUE! | #VALUE! | #VALUE! | #VALUE! | #VALUE! | #VALUE! |  |  | #VALUE! | #VALUE! | #VALUE! | #VALUE! | #VALUE! |  |  | #VALUE! | #VALUE! | #VALUE! | #VALUE! | #VALUE! | #VALUE! | #VALUE! | #VALUE! | 0 | #REF! | #VALUE! | #VALUE! | #VALUE! | #VALUE! | #VALUE! | #VALUE! | #VALUE! | 0
|  |  |  | 0 | 51 | 0 |  |  | 1 | 1.0842e-19 | 0 | 1.0669e-18 | 1.0669e-18 | 1.0669e-18 | 0 | 0 |  |  |  |  | #VALUE! | #VALUE! | #VALUE! |  |  | #VALUE! | #VALUE! | #VALUE! | #VALUE! | #VALUE! | #VALUE! | #VALUE! | #VALUE! |  |  |  |  | #VALUE! | #VALUE! | #VALUE! |  |  | #VALUE! | #VALUE! | #VALUE! | #VALUE! | #VALUE! | #VALUE! | #VALUE! | #VALUE! |  |  |  |  | #VALUE! | #VALUE! | #VALUE! |  |  | #VALUE! | #VALUE! | #VALUE! | #VALUE! | #VALUE! | #VALUE! | #VALUE! | #VALUE! |  |  |  |  | #VALUE! | #VALUE! | #VALUE! |  |  | #VALUE! | #VALUE! | #VALUE! | #VALUE! | #VALUE! | #VALUE! | #VALUE! | #VALUE! |  |  |  |  | #VALUE! | #VALUE! | #VALUE! |  |  | #VALUE! | #VALUE! | #VALUE! | #VALUE! | #VALUE! | #VALUE! | #VALUE! | #VALUE! |  |  | #VALUE! | #VALUE! | #VALUE! | #VALUE! | #VALUE! |  |  | #VALUE! | #VALUE! | #VALUE! | #VALUE! | #VALUE! | #VALUE! | #VALUE! | #VALUE! |  |  | #VALUE! | #VALUE! | #VALUE! | #VALUE! | #VALUE! |  |  | #VALUE! | #VALUE! | #VALUE! | #VALUE! | #VALUE! | #VALUE! | #VALUE! | #VALUE! | 0 | #REF! | #VALUE! | #VALUE! | #VALUE! | #VALUE! | #VALUE! | #VALUE! | #VALUE! | 0
|  |  |  | 0 | 51 | 0 |  |  | 1 | 1.0842e-19 | 0 | 1.0669e-18 | 1.0669e-18 | 1.0669e-18 | 0 | 0 |  |  |  |  | #VALUE! | #VALUE! | #VALUE! |  |  | #VALUE! | #VALUE! | #VALUE! | #VALUE! | #VALUE! | #VALUE! | #VALUE! | #VALUE! |  |  |  |  | #VALUE! | #VALUE! | #VALUE! |  |  | #VALUE! | #VALUE! | #VALUE! | #VALUE! | #VALUE! | #VALUE! | #VALUE! | #VALUE! |  |  |  |  | #VALUE! | #VALUE! | #VALUE! |  |  | #VALUE! | #VALUE! | #VALUE! | #VALUE! | #VALUE! | #VALUE! | #VALUE! | #VALUE! |  |  |  |  | #VALUE! | #VALUE! | #VALUE! |  |  | #VALUE! | #VALUE! | #VALUE! | #VALUE! | #VALUE! | #VALUE! | #VALUE! | #VALUE! |  |  |  |  | #VALUE! | #VALUE! | #VALUE! |  |  | #VALUE! | #VALUE! | #VALUE! | #VALUE! | #VALUE! | #VALUE! | #VALUE! | #VALUE! |  |  | #VALUE! | #VALUE! | #VALUE! | #VALUE! | #VALUE! |  |  | #VALUE! | #VALUE! | #VALUE! | #VALUE! | #VALUE! | #VALUE! | #VALUE! | #VALUE! |  |  | #VALUE! | #VALUE! | #VALUE! | #VALUE! | #VALUE! |  |  | #VALUE! | #VALUE! | #VALUE! | #VALUE! | #VALUE! | #VALUE! | #VALUE! | #VALUE! | 0 | #REF! | #VALUE! | #VALUE! | #VALUE! | #VALUE! | #VALUE! | #VALUE! | #VALUE! | 0
|  |  |  | 0 | 51 | 0 |  |  | 1 | 1.0842e-19 | 0 | 1.0669e-18 | 1.0669e-18 | 1.0669e-18 | 0 | 0 |  |  |  |  | #VALUE! | #VALUE! | #VALUE! |  |  | #VALUE! | #VALUE! | #VALUE! | #VALUE! | #VALUE! | #VALUE! | #VALUE! | #VALUE! |  |  |  |  | #VALUE! | #VALUE! | #VALUE! |  |  | #VALUE! | #VALUE! | #VALUE! | #VALUE! | #VALUE! | #VALUE! | #VALUE! | #VALUE! |  |  |  |  | #VALUE! | #VALUE! | #VALUE! |  |  | #VALUE! | #VALUE! | #VALUE! | #VALUE! | #VALUE! | #VALUE! | #VALUE! | #VALUE! |  |  |  |  | #VALUE! | #VALUE! | #VALUE! |  |  | #VALUE! | #VALUE! | #VALUE! | #VALUE! | #VALUE! | #VALUE! | #VALUE! | #VALUE! |  |  |  |  | #VALUE! | #VALUE! | #VALUE! |  |  | #VALUE! | #VALUE! | #VALUE! | #VALUE! | #VALUE! | #VALUE! | #VALUE! | #VALUE! |  |  | #VALUE! | #VALUE! | #VALUE! | #VALUE! | #VALUE! |  |  | #VALUE! | #VALUE! | #VALUE! | #VALUE! | #VALUE! | #VALUE! | #VALUE! | #VALUE! |  |  | #VALUE! | #VALUE! | #VALUE! | #VALUE! | #VALUE! |  |  | #VALUE! | #VALUE! | #VALUE! | #VALUE! | #VALUE! | #VALUE! | #VALUE! | #VALUE! | 0 | #REF! | #VALUE! | #VALUE! | #VALUE! | #VALUE! | #VALUE! | #VALUE! | #VALUE! | 0
|  |  |  | 0 | 51 | 0 |  |  | 1 | 1.0842e-19 | 0 | 1.0669e-18 | 1.0669e-18 | 1.0669e-18 | 0 | 0 |  |  |  |  | #VALUE! | #VALUE! | #VALUE! |  |  | #VALUE! | #VALUE! | #VALUE! | #VALUE! | #VALUE! | #VALUE! | #VALUE! | #VALUE! |  |  |  |  | #VALUE! | #VALUE! | #VALUE! |  |  | #VALUE! | #VALUE! | #VALUE! | #VALUE! | #VALUE! | #VALUE! | #VALUE! | #VALUE! |  |  |  |  | #VALUE! | #VALUE! | #VALUE! |  |  | #VALUE! | #VALUE! | #VALUE! | #VALUE! | #VALUE! | #VALUE! | #VALUE! | #VALUE! |  |  |  |  | #VALUE! | #VALUE! | #VALUE! |  |  | #VALUE! | #VALUE! | #VALUE! | #VALUE! | #VALUE! | #VALUE! | #VALUE! | #VALUE! |  |  |  |  | #VALUE! | #VALUE! | #VALUE! |  |  | #VALUE! | #VALUE! | #VALUE! | #VALUE! | #VALUE! | #VALUE! | #VALUE! | #VALUE! |  |  | #VALUE! | #VALUE! | #VALUE! | #VALUE! | #VALUE! |  |  | #VALUE! | #VALUE! | #VALUE! | #VALUE! | #VALUE! | #VALUE! | #VALUE! | #VALUE! |  |  | #VALUE! | #VALUE! | #VALUE! | #VALUE! | #VALUE! |  |  | #VALUE! | #VALUE! | #VALUE! | #VALUE! | #VALUE! | #VALUE! | #VALUE! | #VALUE! | 0 | #REF! | #VALUE! | #VALUE! | #VALUE! | #VALUE! | #VALUE! | #VALUE! | #VALUE! | 0
|  |  |  | 0 | 51 | 0 |  |  | 1 | 1.0842e-19 | 0 | 1.0669e-18 | 1.0669e-18 | 1.0669e-18 | 0 | 0 |  |  |  |  | #VALUE! | #VALUE! | #VALUE! |  |  | #VALUE! | #VALUE! | #VALUE! | #VALUE! | #VALUE! | #VALUE! | #VALUE! | #VALUE! |  |  |  |  | #VALUE! | #VALUE! | #VALUE! |  |  | #VALUE! | #VALUE! | #VALUE! | #VALUE! | #VALUE! | #VALUE! | #VALUE! | #VALUE! |  |  |  |  | #VALUE! | #VALUE! | #VALUE! |  |  | #VALUE! | #VALUE! | #VALUE! | #VALUE! | #VALUE! | #VALUE! | #VALUE! | #VALUE! |  |  |  |  | #VALUE! | #VALUE! | #VALUE! |  |  | #VALUE! | #VALUE! | #VALUE! | #VALUE! | #VALUE! | #VALUE! | #VALUE! | #VALUE! |  |  |  |  | #VALUE! | #VALUE! | #VALUE! |  |  | #VALUE! | #VALUE! | #VALUE! | #VALUE! | #VALUE! | #VALUE! | #VALUE! | #VALUE! |  |  | #VALUE! | #VALUE! | #VALUE! | #VALUE! | #VALUE! |  |  | #VALUE! | #VALUE! | #VALUE! | #VALUE! | #VALUE! | #VALUE! | #VALUE! | #VALUE! |  |  | #VALUE! | #VALUE! | #VALUE! | #VALUE! | #VALUE! |  |  | #VALUE! | #VALUE! | #VALUE! | #VALUE! | #VALUE! | #VALUE! | #VALUE! | #VALUE! | 0 | #REF! | #VALUE! | #VALUE! | #VALUE! | #VALUE! | #VALUE! | #VALUE! | #VALUE! | 0
|  |  |  | 0 | 51 | 0 |  |  | 1 | 1.0842e-19 | 0 | 1.0669e-18 | 1.0669e-18 | 1.0669e-18 | 0 | 0 |  |  |  |  | #VALUE! | #VALUE! | #VALUE! |  |  | #VALUE! | #VALUE! | #VALUE! | #VALUE! | #VALUE! | #VALUE! | #VALUE! | #VALUE! |  |  |  |  | #VALUE! | #VALUE! | #VALUE! |  |  | #VALUE! | #VALUE! | #VALUE! | #VALUE! | #VALUE! | #VALUE! | #VALUE! | #VALUE! |  |  |  |  | #VALUE! | #VALUE! | #VALUE! |  |  | #VALUE! | #VALUE! | #VALUE! | #VALUE! | #VALUE! | #VALUE! | #VALUE! | #VALUE! |  |  |  |  | #VALUE! | #VALUE! | #VALUE! |  |  | #VALUE! | #VALUE! | #VALUE! | #VALUE! | #VALUE! | #VALUE! | #VALUE! | #VALUE! |  |  |  |  | #VALUE! | #VALUE! | #VALUE! |  |  | #VALUE! | #VALUE! | #VALUE! | #VALUE! | #VALUE! | #VALUE! | #VALUE! | #VALUE! |  |  | #VALUE! | #VALUE! | #VALUE! | #VALUE! | #VALUE! |  |  | #VALUE! | #VALUE! | #VALUE! | #VALUE! | #VALUE! | #VALUE! | #VALUE! | #VALUE! |  |  | #VALUE! | #VALUE! | #VALUE! | #VALUE! | #VALUE! |  |  | #VALUE! | #VALUE! | #VALUE! | #VALUE! | #VALUE! | #VALUE! | #VALUE! | #VALUE! | 0 | #REF! | #VALUE! | #VALUE! | #VALUE! | #VALUE! | #VALUE! | #VALUE! | #VALUE! | 0
|  |  |  | 0 | 51 | 0 |  |  | 1 | 1.0842e-19 | 0 | 1.0669e-18 | 1.0669e-18 | 1.0669e-18 | 0 | 0 |  |  |  |  | #VALUE! | #VALUE! | #VALUE! |  |  | #VALUE! | #VALUE! | #VALUE! | #VALUE! | #VALUE! | #VALUE! | #VALUE! | #VALUE! |  |  |  |  | #VALUE! | #VALUE! | #VALUE! |  |  | #VALUE! | #VALUE! | #VALUE! | #VALUE! | #VALUE! | #VALUE! | #VALUE! | #VALUE! |  |  |  |  | #VALUE! | #VALUE! | #VALUE! |  |  | #VALUE! | #VALUE! | #VALUE! | #VALUE! | #VALUE! | #VALUE! | #VALUE! | #VALUE! |  |  |  |  | #VALUE! | #VALUE! | #VALUE! |  |  | #VALUE! | #VALUE! | #VALUE! | #VALUE! | #VALUE! | #VALUE! | #VALUE! | #VALUE! |  |  |  |  | #VALUE! | #VALUE! | #VALUE! |  |  | #VALUE! | #VALUE! | #VALUE! | #VALUE! | #VALUE! | #VALUE! | #VALUE! | #VALUE! |  |  | #VALUE! | #VALUE! | #VALUE! | #VALUE! | #VALUE! |  |  | #VALUE! | #VALUE! | #VALUE! | #VALUE! | #VALUE! | #VALUE! | #VALUE! | #VALUE! |  |  | #VALUE! | #VALUE! | #VALUE! | #VALUE! | #VALUE! |  |  | #VALUE! | #VALUE! | #VALUE! | #VALUE! | #VALUE! | #VALUE! | #VALUE! | #VALUE! | 0 | #REF! | #VALUE! | #VALUE! | #VALUE! | #VALUE! | #VALUE! | #VALUE! | #VALUE! | 0
|  |  |  | 0 | 51 | 0 |  |  | 1 | 1.0842e-19 | 0 | 1.0669e-18 | 1.0669e-18 | 1.0669e-18 | 0 | 0 |  |  |  |  | #VALUE! | #VALUE! | #VALUE! |  |  | #VALUE! | #VALUE! | #VALUE! | #VALUE! | #VALUE! | #VALUE! | #VALUE! | #VALUE! |  |  |  |  | #VALUE! | #VALUE! | #VALUE! |  |  | #VALUE! | #VALUE! | #VALUE! | #VALUE! | #VALUE! | #VALUE! | #VALUE! | #VALUE! |  |  |  |  | #VALUE! | #VALUE! | #VALUE! |  |  | #VALUE! | #VALUE! | #VALUE! | #VALUE! | #VALUE! | #VALUE! | #VALUE! | #VALUE! |  |  |  |  | #VALUE! | #VALUE! | #VALUE! |  |  | #VALUE! | #VALUE! | #VALUE! | #VALUE! | #VALUE! | #VALUE! | #VALUE! | #VALUE! |  |  |  |  | #VALUE! | #VALUE! | #VALUE! |  |  | #VALUE! | #VALUE! | #VALUE! | #VALUE! | #VALUE! | #VALUE! | #VALUE! | #VALUE! |  |  | #VALUE! | #VALUE! | #VALUE! | #VALUE! | #VALUE! |  |  | #VALUE! | #VALUE! | #VALUE! | #VALUE! | #VALUE! | #VALUE! | #VALUE! | #VALUE! |  |  | #VALUE! | #VALUE! | #VALUE! | #VALUE! | #VALUE! |  |  | #VALUE! | #VALUE! | #VALUE! | #VALUE! | #VALUE! | #VALUE! | #VALUE! | #VALUE! | 0 | #REF! | #VALUE! | #VALUE! | #VALUE! | #VALUE! | #VALUE! | #VALUE! | #VALUE! | 0
|  |  |  | 0 | 51 | 0 |  |  | 1 | 1.0842e-19 | 0 | 1.0669e-18 | 1.0669e-18 | 1.0669e-18 | 0 | 0 |  |  |  |  | #VALUE! | #VALUE! | #VALUE! |  |  | #VALUE! | #VALUE! | #VALUE! | #VALUE! | #VALUE! | #VALUE! | #VALUE! | #VALUE! |  |  |  |  | #VALUE! | #VALUE! | #VALUE! |  |  | #VALUE! | #VALUE! | #VALUE! | #VALUE! | #VALUE! | #VALUE! | #VALUE! | #VALUE! |  |  |  |  | #VALUE! | #VALUE! | #VALUE! |  |  | #VALUE! | #VALUE! | #VALUE! | #VALUE! | #VALUE! | #VALUE! | #VALUE! | #VALUE! |  |  |  |  | #VALUE! | #VALUE! | #VALUE! |  |  | #VALUE! | #VALUE! | #VALUE! | #VALUE! | #VALUE! | #VALUE! | #VALUE! | #VALUE! |  |  |  |  | #VALUE! | #VALUE! | #VALUE! |  |  | #VALUE! | #VALUE! | #VALUE! | #VALUE! | #VALUE! | #VALUE! | #VALUE! | #VALUE! |  |  | #VALUE! | #VALUE! | #VALUE! | #VALUE! | #VALUE! |  |  | #VALUE! | #VALUE! | #VALUE! | #VALUE! | #VALUE! | #VALUE! | #VALUE! | #VALUE! |  |  | #VALUE! | #VALUE! | #VALUE! | #VALUE! | #VALUE! |  |  | #VALUE! | #VALUE! | #VALUE! | #VALUE! | #VALUE! | #VALUE! | #VALUE! | #VALUE! | 0 | #REF! | #VALUE! | #VALUE! | #VALUE! | #VALUE! | #VALUE! | #VALUE! | #VALUE! | 0
|  |  |  | 0 | 51 | 0 |  |  | 1 | 1.0842e-19 | 0 | 1.0669e-18 | 1.0669e-18 | 1.0669e-18 | 0 | 0 |  |  |  |  | #VALUE! | #VALUE! | #VALUE! |  |  | #VALUE! | #VALUE! | #VALUE! | #VALUE! | #VALUE! | #VALUE! | #VALUE! | #VALUE! |  |  |  |  | #VALUE! | #VALUE! | #VALUE! |  |  | #VALUE! | #VALUE! | #VALUE! | #VALUE! | #VALUE! | #VALUE! | #VALUE! | #VALUE! |  |  |  |  | #VALUE! | #VALUE! | #VALUE! |  |  | #VALUE! | #VALUE! | #VALUE! | #VALUE! | #VALUE! | #VALUE! | #VALUE! | #VALUE! |  |  |  |  | #VALUE! | #VALUE! | #VALUE! |  |  | #VALUE! | #VALUE! | #VALUE! | #VALUE! | #VALUE! | #VALUE! | #VALUE! | #VALUE! |  |  |  |  | #VALUE! | #VALUE! | #VALUE! |  |  | #VALUE! | #VALUE! | #VALUE! | #VALUE! | #VALUE! | #VALUE! | #VALUE! | #VALUE! |  |  | #VALUE! | #VALUE! | #VALUE! | #VALUE! | #VALUE! |  |  | #VALUE! | #VALUE! | #VALUE! | #VALUE! | #VALUE! | #VALUE! | #VALUE! | #VALUE! |  |  | #VALUE! | #VALUE! | #VALUE! | #VALUE! | #VALUE! |  |  | #VALUE! | #VALUE! | #VALUE! | #VALUE! | #VALUE! | #VALUE! | #VALUE! | #VALUE! | 0 | #REF! | #VALUE! | #VALUE! | #VALUE! | #VALUE! | #VALUE! | #VALUE! | #VALUE! | 0
|  |  |  | 0 | 51 | 0 |  |  | 1 | 1.0842e-19 | 0 | 1.0669e-18 | 1.0669e-18 | 1.0669e-18 | 0 | 0 |  |  |  |  | #VALUE! | #VALUE! | #VALUE! |  |  | #VALUE! | #VALUE! | #VALUE! | #VALUE! | #VALUE! | #VALUE! | #VALUE! | #VALUE! |  |  |  |  | #VALUE! | #VALUE! | #VALUE! |  |  | #VALUE! | #VALUE! | #VALUE! | #VALUE! | #VALUE! | #VALUE! | #VALUE! | #VALUE! |  |  |  |  | #VALUE! | #VALUE! | #VALUE! |  |  | #VALUE! | #VALUE! | #VALUE! | #VALUE! | #VALUE! | #VALUE! | #VALUE! | #VALUE! |  |  |  |  | #VALUE! | #VALUE! | #VALUE! |  |  | #VALUE! | #VALUE! | #VALUE! | #VALUE! | #VALUE! | #VALUE! | #VALUE! | #VALUE! |  |  |  |  | #VALUE! | #VALUE! | #VALUE! |  |  | #VALUE! | #VALUE! | #VALUE! | #VALUE! | #VALUE! | #VALUE! | #VALUE! | #VALUE! |  |  | #VALUE! | #VALUE! | #VALUE! | #VALUE! | #VALUE! |  |  | #VALUE! | #VALUE! | #VALUE! | #VALUE! | #VALUE! | #VALUE! | #VALUE! | #VALUE! |  |  | #VALUE! | #VALUE! | #VALUE! | #VALUE! | #VALUE! |  |  | #VALUE! | #VALUE! | #VALUE! | #VALUE! | #VALUE! | #VALUE! | #VALUE! | #VALUE! | 0 | #REF! | #VALUE! | #VALUE! | #VALUE! | #VALUE! | #VALUE! | #VALUE! | #VALUE! | 0
|  |  |  | 0 | 51 | 0 |  |  | 1 | 1.0842e-19 | 0 | 1.0669e-18 | 1.0669e-18 | 1.0669e-18 | 0 | 0 |  |  |  |  | #VALUE! | #VALUE! | #VALUE! |  |  | #VALUE! | #VALUE! | #VALUE! | #VALUE! | #VALUE! | #VALUE! | #VALUE! | #VALUE! |  |  |  |  | #VALUE! | #VALUE! | #VALUE! |  |  | #VALUE! | #VALUE! | #VALUE! | #VALUE! | #VALUE! | #VALUE! | #VALUE! | #VALUE! |  |  |  |  | #VALUE! | #VALUE! | #VALUE! |  |  | #VALUE! | #VALUE! | #VALUE! | #VALUE! | #VALUE! | #VALUE! | #VALUE! | #VALUE! |  |  |  |  | #VALUE! | #VALUE! | #VALUE! |  |  | #VALUE! | #VALUE! | #VALUE! | #VALUE! | #VALUE! | #VALUE! | #VALUE! | #VALUE! |  |  |  |  | #VALUE! | #VALUE! | #VALUE! |  |  | #VALUE! | #VALUE! | #VALUE! | #VALUE! | #VALUE! | #VALUE! | #VALUE! | #VALUE! |  |  | #VALUE! | #VALUE! | #VALUE! | #VALUE! | #VALUE! |  |  | #VALUE! | #VALUE! | #VALUE! | #VALUE! | #VALUE! | #VALUE! | #VALUE! | #VALUE! |  |  | #VALUE! | #VALUE! | #VALUE! | #VALUE! | #VALUE! |  |  | #VALUE! | #VALUE! | #VALUE! | #VALUE! | #VALUE! | #VALUE! | #VALUE! | #VALUE! | 0 | #REF! | #VALUE! | #VALUE! | #VALUE! | #VALUE! | #VALUE! | #VALUE! | #VALUE! | 0
|  |  |  | 0 | 51 | 0 |  |  | 1 | 1.0842e-19 | 0 | 1.0669e-18 | 1.0669e-18 | 1.0669e-18 | 0 | 0 |  |  |  |  | #VALUE! | #VALUE! | #VALUE! |  |  | #VALUE! | #VALUE! | #VALUE! | #VALUE! | #VALUE! | #VALUE! | #VALUE! | #VALUE! |  |  |  |  | #VALUE! | #VALUE! | #VALUE! |  |  | #VALUE! | #VALUE! | #VALUE! | #VALUE! | #VALUE! | #VALUE! | #VALUE! | #VALUE! |  |  |  |  | #VALUE! | #VALUE! | #VALUE! |  |  | #VALUE! | #VALUE! | #VALUE! | #VALUE! | #VALUE! | #VALUE! | #VALUE! | #VALUE! |  |  |  |  | #VALUE! | #VALUE! | #VALUE! |  |  | #VALUE! | #VALUE! | #VALUE! | #VALUE! | #VALUE! | #VALUE! | #VALUE! | #VALUE! |  |  |  |  | #VALUE! | #VALUE! | #VALUE! |  |  | #VALUE! | #VALUE! | #VALUE! | #VALUE! | #VALUE! | #VALUE! | #VALUE! | #VALUE! |  |  | #VALUE! | #VALUE! | #VALUE! | #VALUE! | #VALUE! |  |  | #VALUE! | #VALUE! | #VALUE! | #VALUE! | #VALUE! | #VALUE! | #VALUE! | #VALUE! |  |  | #VALUE! | #VALUE! | #VALUE! | #VALUE! | #VALUE! |  |  | #VALUE! | #VALUE! | #VALUE! | #VALUE! | #VALUE! | #VALUE! | #VALUE! | #VALUE! | 0 | #REF! | #VALUE! | #VALUE! | #VALUE! | #VALUE! | #VALUE! | #VALUE! | #VALUE! | 0
|  |  |  | 0 | 51 | 0 |  |  | 1 | 1.0842e-19 | 0 | 1.0669e-18 | 1.0669e-18 | 1.0669e-18 | 0 | 0 |  |  |  |  | #VALUE! | #VALUE! | #VALUE! |  |  | #VALUE! | #VALUE! | #VALUE! | #VALUE! | #VALUE! | #VALUE! | #VALUE! | #VALUE! |  |  |  |  | #VALUE! | #VALUE! | #VALUE! |  |  | #VALUE! | #VALUE! | #VALUE! | #VALUE! | #VALUE! | #VALUE! | #VALUE! | #VALUE! |  |  |  |  | #VALUE! | #VALUE! | #VALUE! |  |  | #VALUE! | #VALUE! | #VALUE! | #VALUE! | #VALUE! | #VALUE! | #VALUE! | #VALUE! |  |  |  |  | #VALUE! | #VALUE! | #VALUE! |  |  | #VALUE! | #VALUE! | #VALUE! | #VALUE! | #VALUE! | #VALUE! | #VALUE! | #VALUE! |  |  |  |  | #VALUE! | #VALUE! | #VALUE! |  |  | #VALUE! | #VALUE! | #VALUE! | #VALUE! | #VALUE! | #VALUE! | #VALUE! | #VALUE! |  |  | #VALUE! | #VALUE! | #VALUE! | #VALUE! | #VALUE! |  |  | #VALUE! | #VALUE! | #VALUE! | #VALUE! | #VALUE! | #VALUE! | #VALUE! | #VALUE! |  |  | #VALUE! | #VALUE! | #VALUE! | #VALUE! | #VALUE! |  |  | #VALUE! | #VALUE! | #VALUE! | #VALUE! | #VALUE! | #VALUE! | #VALUE! | #VALUE! | 0 | #REF! | #VALUE! | #VALUE! | #VALUE! | #VALUE! | #VALUE! | #VALUE! | #VALUE! | 0
|  |  |  | 0 | 51 | 0 |  |  | 1 | 1.0842e-19 | 0 | 1.0669e-18 | 1.0669e-18 | 1.0669e-18 | 0 | 0 |  |  |  |  | #VALUE! | #VALUE! | #VALUE! |  |  | #VALUE! | #VALUE! | #VALUE! | #VALUE! | #VALUE! | #VALUE! | #VALUE! | #VALUE! |  |  |  |  | #VALUE! | #VALUE! | #VALUE! |  |  | #VALUE! | #VALUE! | #VALUE! | #VALUE! | #VALUE! | #VALUE! | #VALUE! | #VALUE! |  |  |  |  | #VALUE! | #VALUE! | #VALUE! |  |  | #VALUE! | #VALUE! | #VALUE! | #VALUE! | #VALUE! | #VALUE! | #VALUE! | #VALUE! |  |  |  |  | #VALUE! | #VALUE! | #VALUE! |  |  | #VALUE! | #VALUE! | #VALUE! | #VALUE! | #VALUE! | #VALUE! | #VALUE! | #VALUE! |  |  |  |  | #VALUE! | #VALUE! | #VALUE! |  |  | #VALUE! | #VALUE! | #VALUE! | #VALUE! | #VALUE! | #VALUE! | #VALUE! | #VALUE! |  |  | #VALUE! | #VALUE! | #VALUE! | #VALUE! | #VALUE! |  |  | #VALUE! | #VALUE! | #VALUE! | #VALUE! | #VALUE! | #VALUE! | #VALUE! | #VALUE! |  |  | #VALUE! | #VALUE! | #VALUE! | #VALUE! | #VALUE! |  |  | #VALUE! | #VALUE! | #VALUE! | #VALUE! | #VALUE! | #VALUE! | #VALUE! | #VALUE! | 0 | #REF! | #VALUE! | #VALUE! | #VALUE! | #VALUE! | #VALUE! | #VALUE! | #VALUE! | 0
|  |  |  | 0 | 51 | 0 |  |  | 1 | 1.0842e-19 | 0 | 1.0669e-18 | 1.0669e-18 | 1.0669e-18 | 0 | 0 |  |  |  |  | #VALUE! | #VALUE! | #VALUE! |  |  | #VALUE! | #VALUE! | #VALUE! | #VALUE! | #VALUE! | #VALUE! | #VALUE! | #VALUE! |  |  |  |  | #VALUE! | #VALUE! | #VALUE! |  |  | #VALUE! | #VALUE! | #VALUE! | #VALUE! | #VALUE! | #VALUE! | #VALUE! | #VALUE! |  |  |  |  | #VALUE! | #VALUE! | #VALUE! |  |  | #VALUE! | #VALUE! | #VALUE! | #VALUE! | #VALUE! | #VALUE! | #VALUE! | #VALUE! |  |  |  |  | #VALUE! | #VALUE! | #VALUE! |  |  | #VALUE! | #VALUE! | #VALUE! | #VALUE! | #VALUE! | #VALUE! | #VALUE! | #VALUE! |  |  |  |  | #VALUE! | #VALUE! | #VALUE! |  |  | #VALUE! | #VALUE! | #VALUE! | #VALUE! | #VALUE! | #VALUE! | #VALUE! | #VALUE! |  |  | #VALUE! | #VALUE! | #VALUE! | #VALUE! | #VALUE! |  |  | #VALUE! | #VALUE! | #VALUE! | #VALUE! | #VALUE! | #VALUE! | #VALUE! | #VALUE! |  |  | #VALUE! | #VALUE! | #VALUE! | #VALUE! | #VALUE! |  |  | #VALUE! | #VALUE! | #VALUE! | #VALUE! | #VALUE! | #VALUE! | #VALUE! | #VALUE! | 0 | #REF! | #VALUE! | #VALUE! | #VALUE! | #VALUE! | #VALUE! | #VALUE! | #VALUE! | 0
|  |  |  | 0 | 51 | 0 |  |  | 1 | 1.0842e-19 | 0 | 1.0669e-18 | 1.0669e-18 | 1.0669e-18 | 0 | 0 |  |  |  |  | #VALUE! | #VALUE! | #VALUE! |  |  | #VALUE! | #VALUE! | #VALUE! | #VALUE! | #VALUE! | #VALUE! | #VALUE! | #VALUE! |  |  |  |  | #VALUE! | #VALUE! | #VALUE! |  |  | #VALUE! | #VALUE! | #VALUE! | #VALUE! | #VALUE! | #VALUE! | #VALUE! | #VALUE! |  |  |  |  | #VALUE! | #VALUE! | #VALUE! |  |  | #VALUE! | #VALUE! | #VALUE! | #VALUE! | #VALUE! | #VALUE! | #VALUE! | #VALUE! |  |  |  |  | #VALUE! | #VALUE! | #VALUE! |  |  | #VALUE! | #VALUE! | #VALUE! | #VALUE! | #VALUE! | #VALUE! | #VALUE! | #VALUE! |  |  |  |  | #VALUE! | #VALUE! | #VALUE! |  |  | #VALUE! | #VALUE! | #VALUE! | #VALUE! | #VALUE! | #VALUE! | #VALUE! | #VALUE! |  |  | #VALUE! | #VALUE! | #VALUE! | #VALUE! | #VALUE! |  |  | #VALUE! | #VALUE! | #VALUE! | #VALUE! | #VALUE! | #VALUE! | #VALUE! | #VALUE! |  |  | #VALUE! | #VALUE! | #VALUE! | #VALUE! | #VALUE! |  |  | #VALUE! | #VALUE! | #VALUE! | #VALUE! | #VALUE! | #VALUE! | #VALUE! | #VALUE! | 0 | #REF! | #VALUE! | #VALUE! | #VALUE! | #VALUE! | #VALUE! | #VALUE! | #VALUE! | 0
|  |  |  | 0 | 51 | 0 |  |  | 1 | 1.0842e-19 | 0 | 1.0669e-18 | 1.0669e-18 | 1.0669e-18 | 0 | 0 |  |  |  |  | #VALUE! | #VALUE! | #VALUE! |  |  | #VALUE! | #VALUE! | #VALUE! | #VALUE! | #VALUE! | #VALUE! | #VALUE! | #VALUE! |  |  |  |  | #VALUE! | #VALUE! | #VALUE! |  |  | #VALUE! | #VALUE! | #VALUE! | #VALUE! | #VALUE! | #VALUE! | #VALUE! | #VALUE! |  |  |  |  | #VALUE! | #VALUE! | #VALUE! |  |  | #VALUE! | #VALUE! | #VALUE! | #VALUE! | #VALUE! | #VALUE! | #VALUE! | #VALUE! |  |  |  |  | #VALUE! | #VALUE! | #VALUE! |  |  | #VALUE! | #VALUE! | #VALUE! | #VALUE! | #VALUE! | #VALUE! | #VALUE! | #VALUE! |  |  |  |  | #VALUE! | #VALUE! | #VALUE! |  |  | #VALUE! | #VALUE! | #VALUE! | #VALUE! | #VALUE! | #VALUE! | #VALUE! | #VALUE! |  |  | #VALUE! | #VALUE! | #VALUE! | #VALUE! | #VALUE! |  |  | #VALUE! | #VALUE! | #VALUE! | #VALUE! | #VALUE! | #VALUE! | #VALUE! | #VALUE! |  |  | #VALUE! | #VALUE! | #VALUE! | #VALUE! | #VALUE! |  |  | #VALUE! | #VALUE! | #VALUE! | #VALUE! | #VALUE! | #VALUE! | #VALUE! | #VALUE! | 0 | #REF! | #VALUE! | #VALUE! | #VALUE! | #VALUE! | #VALUE! | #VALUE! | #VALUE! | 0
|  |  |  | 0 | 51 | 0 |  |  | 1 | 1.0842e-19 | 0 | 1.0669e-18 | 1.0669e-18 | 1.0669e-18 | 0 | 0 |  |  |  |  | #VALUE! | #VALUE! | #VALUE! |  |  | #VALUE! | #VALUE! | #VALUE! | #VALUE! | #VALUE! | #VALUE! | #VALUE! | #VALUE! |  |  |  |  | #VALUE! | #VALUE! | #VALUE! |  |  | #VALUE! | #VALUE! | #VALUE! | #VALUE! | #VALUE! | #VALUE! | #VALUE! | #VALUE! |  |  |  |  | #VALUE! | #VALUE! | #VALUE! |  |  | #VALUE! | #VALUE! | #VALUE! | #VALUE! | #VALUE! | #VALUE! | #VALUE! | #VALUE! |  |  |  |  | #VALUE! | #VALUE! | #VALUE! |  |  | #VALUE! | #VALUE! | #VALUE! | #VALUE! | #VALUE! | #VALUE! | #VALUE! | #VALUE! |  |  |  |  | #VALUE! | #VALUE! | #VALUE! |  |  | #VALUE! | #VALUE! | #VALUE! | #VALUE! | #VALUE! | #VALUE! | #VALUE! | #VALUE! |  |  | #VALUE! | #VALUE! | #VALUE! | #VALUE! | #VALUE! |  |  | #VALUE! | #VALUE! | #VALUE! | #VALUE! | #VALUE! | #VALUE! | #VALUE! | #VALUE! |  |  | #VALUE! | #VALUE! | #VALUE! | #VALUE! | #VALUE! |  |  | #VALUE! | #VALUE! | #VALUE! | #VALUE! | #VALUE! | #VALUE! | #VALUE! | #VALUE! | 0 | #REF! | #VALUE! | #VALUE! | #VALUE! | #VALUE! | #VALUE! | #VALUE! | #VALUE! | 0
|  |  |  | 0 | 51 | 0 |  |  | 1 | 1.0842e-19 | 0 | 1.0669e-18 | 1.0669e-18 | 1.0669e-18 | 0 | 0 |  |  |  |  | #VALUE! | #VALUE! | #VALUE! |  |  | #VALUE! | #VALUE! | #VALUE! | #VALUE! | #VALUE! | #VALUE! | #VALUE! | #VALUE! |  |  |  |  | #VALUE! | #VALUE! | #VALUE! |  |  | #VALUE! | #VALUE! | #VALUE! | #VALUE! | #VALUE! | #VALUE! | #VALUE! | #VALUE! |  |  |  |  | #VALUE! | #VALUE! | #VALUE! |  |  | #VALUE! | #VALUE! | #VALUE! | #VALUE! | #VALUE! | #VALUE! | #VALUE! | #VALUE! |  |  |  |  | #VALUE! | #VALUE! | #VALUE! |  |  | #VALUE! | #VALUE! | #VALUE! | #VALUE! | #VALUE! | #VALUE! | #VALUE! | #VALUE! |  |  |  |  | #VALUE! | #VALUE! | #VALUE! |  |  | #VALUE! | #VALUE! | #VALUE! | #VALUE! | #VALUE! | #VALUE! | #VALUE! | #VALUE! |  |  | #VALUE! | #VALUE! | #VALUE! | #VALUE! | #VALUE! |  |  | #VALUE! | #VALUE! | #VALUE! | #VALUE! | #VALUE! | #VALUE! | #VALUE! | #VALUE! |  |  | #VALUE! | #VALUE! | #VALUE! | #VALUE! | #VALUE! |  |  | #VALUE! | #VALUE! | #VALUE! | #VALUE! | #VALUE! | #VALUE! | #VALUE! | #VALUE! | 0 | #REF! | #VALUE! | #VALUE! | #VALUE! | #VALUE! | #VALUE! | #VALUE! | #VALUE! | 0
|  |  |  | 0 | 51 | 0 |  |  | 1 | 1.0842e-19 | 0 | 1.0669e-18 | 1.0669e-18 | 1.0669e-18 | 0 | 0 |  |  |  |  | #VALUE! | #VALUE! | #VALUE! |  |  | #VALUE! | #VALUE! | #VALUE! | #VALUE! | #VALUE! | #VALUE! | #VALUE! | #VALUE! |  |  |  |  | #VALUE! | #VALUE! | #VALUE! |  |  | #VALUE! | #VALUE! | #VALUE! | #VALUE! | #VALUE! | #VALUE! | #VALUE! | #VALUE! |  |  |  |  | #VALUE! | #VALUE! | #VALUE! |  |  | #VALUE! | #VALUE! | #VALUE! | #VALUE! | #VALUE! | #VALUE! | #VALUE! | #VALUE! |  |  |  |  | #VALUE! | #VALUE! | #VALUE! |  |  | #VALUE! | #VALUE! | #VALUE! | #VALUE! | #VALUE! | #VALUE! | #VALUE! | #VALUE! |  |  |  |  | #VALUE! | #VALUE! | #VALUE! |  |  | #VALUE! | #VALUE! | #VALUE! | #VALUE! | #VALUE! | #VALUE! | #VALUE! | #VALUE! |  |  | #VALUE! | #VALUE! | #VALUE! | #VALUE! | #VALUE! |  |  | #VALUE! | #VALUE! | #VALUE! | #VALUE! | #VALUE! | #VALUE! | #VALUE! | #VALUE! |  |  | #VALUE! | #VALUE! | #VALUE! | #VALUE! | #VALUE! |  |  | #VALUE! | #VALUE! | #VALUE! | #VALUE! | #VALUE! | #VALUE! | #VALUE! | #VALUE! | 0 | #REF! | #VALUE! | #VALUE! | #VALUE! | #VALUE! | #VALUE! | #VALUE! | #VALUE! | 0
|  |  |  | 0 | 51 | 0 |  |  | 1 | 1.0842e-19 | 0 | 1.0669e-18 | 1.0669e-18 | 1.0669e-18 | 0 | 0 |  |  |  |  | #VALUE! | #VALUE! | #VALUE! |  |  | #VALUE! | #VALUE! | #VALUE! | #VALUE! | #VALUE! | #VALUE! | #VALUE! | #VALUE! |  |  |  |  | #VALUE! | #VALUE! | #VALUE! |  |  | #VALUE! | #VALUE! | #VALUE! | #VALUE! | #VALUE! | #VALUE! | #VALUE! | #VALUE! |  |  |  |  | #VALUE! | #VALUE! | #VALUE! |  |  | #VALUE! | #VALUE! | #VALUE! | #VALUE! | #VALUE! | #VALUE! | #VALUE! | #VALUE! |  |  |  |  | #VALUE! | #VALUE! | #VALUE! |  |  | #VALUE! | #VALUE! | #VALUE! | #VALUE! | #VALUE! | #VALUE! | #VALUE! | #VALUE! |  |  |  |  | #VALUE! | #VALUE! | #VALUE! |  |  | #VALUE! | #VALUE! | #VALUE! | #VALUE! | #VALUE! | #VALUE! | #VALUE! | #VALUE! |  |  | #VALUE! | #VALUE! | #VALUE! | #VALUE! | #VALUE! |  |  | #VALUE! | #VALUE! | #VALUE! | #VALUE! | #VALUE! | #VALUE! | #VALUE! | #VALUE! |  |  | #VALUE! | #VALUE! | #VALUE! | #VALUE! | #VALUE! |  |  | #VALUE! | #VALUE! | #VALUE! | #VALUE! | #VALUE! | #VALUE! | #VALUE! | #VALUE! | 0 | #REF! | #VALUE! | #VALUE! | #VALUE! | #VALUE! | #VALUE! | #VALUE! | #VALUE! | 0
|  |  |  | 0 | 51 | 0 |  |  | 1 | 1.0842e-19 | 0 | 1.0669e-18 | 1.0669e-18 | 1.0669e-18 | 0 | 0 |  |  |  |  | #VALUE! | #VALUE! | #VALUE! |  |  | #VALUE! | #VALUE! | #VALUE! | #VALUE! | #VALUE! | #VALUE! | #VALUE! | #VALUE! |  |  |  |  | #VALUE! | #VALUE! | #VALUE! |  |  | #VALUE! | #VALUE! | #VALUE! | #VALUE! | #VALUE! | #VALUE! | #VALUE! | #VALUE! |  |  |  |  | #VALUE! | #VALUE! | #VALUE! |  |  | #VALUE! | #VALUE! | #VALUE! | #VALUE! | #VALUE! | #VALUE! | #VALUE! | #VALUE! |  |  |  |  | #VALUE! | #VALUE! | #VALUE! |  |  | #VALUE! | #VALUE! | #VALUE! | #VALUE! | #VALUE! | #VALUE! | #VALUE! | #VALUE! |  |  |  |  | #VALUE! | #VALUE! | #VALUE! |  |  | #VALUE! | #VALUE! | #VALUE! | #VALUE! | #VALUE! | #VALUE! | #VALUE! | #VALUE! |  |  | #VALUE! | #VALUE! | #VALUE! | #VALUE! | #VALUE! |  |  | #VALUE! | #VALUE! | #VALUE! | #VALUE! | #VALUE! | #VALUE! | #VALUE! | #VALUE! |  |  | #VALUE! | #VALUE! | #VALUE! | #VALUE! | #VALUE! |  |  | #VALUE! | #VALUE! | #VALUE! | #VALUE! | #VALUE! | #VALUE! | #VALUE! | #VALUE! | 0 | #REF! | #VALUE! | #VALUE! | #VALUE! | #VALUE! | #VALUE! | #VALUE! | #VALUE! | 0
|  |  |  | 0 | 51 | 0 |  |  | 1 | 1.0842e-19 | 0 | 1.0669e-18 | 1.0669e-18 | 1.0669e-18 | 0 | 0 |  |  |  |  | #VALUE! | #VALUE! | #VALUE! |  |  | #VALUE! | #VALUE! | #VALUE! | #VALUE! | #VALUE! | #VALUE! | #VALUE! | #VALUE! |  |  |  |  | #VALUE! | #VALUE! | #VALUE! |  |  | #VALUE! | #VALUE! | #VALUE! | #VALUE! | #VALUE! | #VALUE! | #VALUE! | #VALUE! |  |  |  |  | #VALUE! | #VALUE! | #VALUE! |  |  | #VALUE! | #VALUE! | #VALUE! | #VALUE! | #VALUE! | #VALUE! | #VALUE! | #VALUE! |  |  |  |  | #VALUE! | #VALUE! | #VALUE! |  |  | #VALUE! | #VALUE! | #VALUE! | #VALUE! | #VALUE! | #VALUE! | #VALUE! | #VALUE! |  |  |  |  | #VALUE! | #VALUE! | #VALUE! |  |  | #VALUE! | #VALUE! | #VALUE! | #VALUE! | #VALUE! | #VALUE! | #VALUE! | #VALUE! |  |  | #VALUE! | #VALUE! | #VALUE! | #VALUE! | #VALUE! |  |  | #VALUE! | #VALUE! | #VALUE! | #VALUE! | #VALUE! | #VALUE! | #VALUE! | #VALUE! |  |  | #VALUE! | #VALUE! | #VALUE! | #VALUE! | #VALUE! |  |  | #VALUE! | #VALUE! | #VALUE! | #VALUE! | #VALUE! | #VALUE! | #VALUE! | #VALUE! | 0 | #REF! | #VALUE! | #VALUE! | #VALUE! | #VALUE! | #VALUE! | #VALUE! | #VALUE! | 0
|  |  |  | 0 | 51 | 0 |  |  | 1 | 1.0842e-19 | 0 | 1.0669e-18 | 1.0669e-18 | 1.0669e-18 | 0 | 0 |  |  |  |  | #VALUE! | #VALUE! | #VALUE! |  |  | #VALUE! | #VALUE! | #VALUE! | #VALUE! | #VALUE! | #VALUE! | #VALUE! | #VALUE! |  |  |  |  | #VALUE! | #VALUE! | #VALUE! |  |  | #VALUE! | #VALUE! | #VALUE! | #VALUE! | #VALUE! | #VALUE! | #VALUE! | #VALUE! |  |  |  |  | #VALUE! | #VALUE! | #VALUE! |  |  | #VALUE! | #VALUE! | #VALUE! | #VALUE! | #VALUE! | #VALUE! | #VALUE! | #VALUE! |  |  |  |  | #VALUE! | #VALUE! | #VALUE! |  |  | #VALUE! | #VALUE! | #VALUE! | #VALUE! | #VALUE! | #VALUE! | #VALUE! | #VALUE! |  |  |  |  | #VALUE! | #VALUE! | #VALUE! |  |  | #VALUE! | #VALUE! | #VALUE! | #VALUE! | #VALUE! | #VALUE! | #VALUE! | #VALUE! |  |  | #VALUE! | #VALUE! | #VALUE! | #VALUE! | #VALUE! |  |  | #VALUE! | #VALUE! | #VALUE! | #VALUE! | #VALUE! | #VALUE! | #VALUE! | #VALUE! |  |  | #VALUE! | #VALUE! | #VALUE! | #VALUE! | #VALUE! |  |  | #VALUE! | #VALUE! | #VALUE! | #VALUE! | #VALUE! | #VALUE! | #VALUE! | #VALUE! | 0 | #REF! | #VALUE! | #VALUE! | #VALUE! | #VALUE! | #VALUE! | #VALUE! | #VALUE! | 0
|  |  |  | 0 | 51 | 0 |  |  | 1 | 1.0842e-19 | 0 | 1.0669e-18 | 1.0669e-18 | 1.0669e-18 | 0 | 0 |  |  |  |  | #VALUE! | #VALUE! | #VALUE! |  |  | #VALUE! | #VALUE! | #VALUE! | #VALUE! | #VALUE! | #VALUE! | #VALUE! | #VALUE! |  |  |  |  | #VALUE! | #VALUE! | #VALUE! |  |  | #VALUE! | #VALUE! | #VALUE! | #VALUE! | #VALUE! | #VALUE! | #VALUE! | #VALUE! |  |  |  |  | #VALUE! | #VALUE! | #VALUE! |  |  | #VALUE! | #VALUE! | #VALUE! | #VALUE! | #VALUE! | #VALUE! | #VALUE! | #VALUE! |  |  |  |  | #VALUE! | #VALUE! | #VALUE! |  |  | #VALUE! | #VALUE! | #VALUE! | #VALUE! | #VALUE! | #VALUE! | #VALUE! | #VALUE! |  |  |  |  | #VALUE! | #VALUE! | #VALUE! |  |  | #VALUE! | #VALUE! | #VALUE! | #VALUE! | #VALUE! | #VALUE! | #VALUE! | #VALUE! |  |  | #VALUE! | #VALUE! | #VALUE! | #VALUE! | #VALUE! |  |  | #VALUE! | #VALUE! | #VALUE! | #VALUE! | #VALUE! | #VALUE! | #VALUE! | #VALUE! |  |  | #VALUE! | #VALUE! | #VALUE! | #VALUE! | #VALUE! |  |  | #VALUE! | #VALUE! | #VALUE! | #VALUE! | #VALUE! | #VALUE! | #VALUE! | #VALUE! | 0 | #REF! | #VALUE! | #VALUE! | #VALUE! | #VALUE! | #VALUE! | #VALUE! | #VALUE! | 0
|  |  |  | 0 | 51 | 0 |  |  | 1 | 1.0842e-19 | 0 | 1.0669e-18 | 1.0669e-18 | 1.0669e-18 | 0 | 0 |  |  |  |  | #VALUE! | #VALUE! | #VALUE! |  |  | #VALUE! | #VALUE! | #VALUE! | #VALUE! | #VALUE! | #VALUE! | #VALUE! | #VALUE! |  |  |  |  | #VALUE! | #VALUE! | #VALUE! |  |  | #VALUE! | #VALUE! | #VALUE! | #VALUE! | #VALUE! | #VALUE! | #VALUE! | #VALUE! |  |  |  |  | #VALUE! | #VALUE! | #VALUE! |  |  | #VALUE! | #VALUE! | #VALUE! | #VALUE! | #VALUE! | #VALUE! | #VALUE! | #VALUE! |  |  |  |  | #VALUE! | #VALUE! | #VALUE! |  |  | #VALUE! | #VALUE! | #VALUE! | #VALUE! | #VALUE! | #VALUE! | #VALUE! | #VALUE! |  |  |  |  | #VALUE! | #VALUE! | #VALUE! |  |  | #VALUE! | #VALUE! | #VALUE! | #VALUE! | #VALUE! | #VALUE! | #VALUE! | #VALUE! |  |  | #VALUE! | #VALUE! | #VALUE! | #VALUE! | #VALUE! |  |  | #VALUE! | #VALUE! | #VALUE! | #VALUE! | #VALUE! | #VALUE! | #VALUE! | #VALUE! |  |  | #VALUE! | #VALUE! | #VALUE! | #VALUE! | #VALUE! |  |  | #VALUE! | #VALUE! | #VALUE! | #VALUE! | #VALUE! | #VALUE! | #VALUE! | #VALUE! | 0 | #REF! | #VALUE! | #VALUE! | #VALUE! | #VALUE! | #VALUE! | #VALUE! | #VALUE! | 0
|  |  |  | 0 | 51 | 0 |  |  | 1 | 1.0842e-19 | 0 | 1.0669e-18 | 1.0669e-18 | 1.0669e-18 | 0 | 0 |  |  |  |  | #VALUE! | #VALUE! | #VALUE! |  |  | #VALUE! | #VALUE! | #VALUE! | #VALUE! | #VALUE! | #VALUE! | #VALUE! | #VALUE! |  |  |  |  | #VALUE! | #VALUE! | #VALUE! |  |  | #VALUE! | #VALUE! | #VALUE! | #VALUE! | #VALUE! | #VALUE! | #VALUE! | #VALUE! |  |  |  |  | #VALUE! | #VALUE! | #VALUE! |  |  | #VALUE! | #VALUE! | #VALUE! | #VALUE! | #VALUE! | #VALUE! | #VALUE! | #VALUE! |  |  |  |  | #VALUE! | #VALUE! | #VALUE! |  |  | #VALUE! | #VALUE! | #VALUE! | #VALUE! | #VALUE! | #VALUE! | #VALUE! | #VALUE! |  |  |  |  | #VALUE! | #VALUE! | #VALUE! |  |  | #VALUE! | #VALUE! | #VALUE! | #VALUE! | #VALUE! | #VALUE! | #VALUE! | #VALUE! |  |  | #VALUE! | #VALUE! | #VALUE! | #VALUE! | #VALUE! |  |  | #VALUE! | #VALUE! | #VALUE! | #VALUE! | #VALUE! | #VALUE! | #VALUE! | #VALUE! |  |  | #VALUE! | #VALUE! | #VALUE! | #VALUE! | #VALUE! |  |  | #VALUE! | #VALUE! | #VALUE! | #VALUE! | #VALUE! | #VALUE! | #VALUE! | #VALUE! | 0 | #REF! | #VALUE! | #VALUE! | #VALUE! | #VALUE! | #VALUE! | #VALUE! | #VALUE! | 0
|  |  |  | 0 | 51 | 0 |  |  | 1 | 1.0842e-19 | 0 | 1.0669e-18 | 1.0669e-18 | 1.0669e-18 | 0 | 0 |  |  |  |  | #VALUE! | #VALUE! | #VALUE! |  |  | #VALUE! | #VALUE! | #VALUE! | #VALUE! | #VALUE! | #VALUE! | #VALUE! | #VALUE! |  |  |  |  | #VALUE! | #VALUE! | #VALUE! |  |  | #VALUE! | #VALUE! | #VALUE! | #VALUE! | #VALUE! | #VALUE! | #VALUE! | #VALUE! |  |  |  |  | #VALUE! | #VALUE! | #VALUE! |  |  | #VALUE! | #VALUE! | #VALUE! | #VALUE! | #VALUE! | #VALUE! | #VALUE! | #VALUE! |  |  |  |  | #VALUE! | #VALUE! | #VALUE! |  |  | #VALUE! | #VALUE! | #VALUE! | #VALUE! | #VALUE! | #VALUE! | #VALUE! | #VALUE! |  |  |  |  | #VALUE! | #VALUE! | #VALUE! |  |  | #VALUE! | #VALUE! | #VALUE! | #VALUE! | #VALUE! | #VALUE! | #VALUE! | #VALUE! |  |  | #VALUE! | #VALUE! | #VALUE! | #VALUE! | #VALUE! |  |  | #VALUE! | #VALUE! | #VALUE! | #VALUE! | #VALUE! | #VALUE! | #VALUE! | #VALUE! |  |  | #VALUE! | #VALUE! | #VALUE! | #VALUE! | #VALUE! |  |  | #VALUE! | #VALUE! | #VALUE! | #VALUE! | #VALUE! | #VALUE! | #VALUE! | #VALUE! | 0 | #REF! | #VALUE! | #VALUE! | #VALUE! | #VALUE! | #VALUE! | #VALUE! | #VALUE! | 0
|  |  |  | 0 | 51 | 0 |  |  | 1 | 1.0842e-19 | 0 | 1.0669e-18 | 1.0669e-18 | 1.0669e-18 | 0 | 0 |  |  |  |  | #VALUE! | #VALUE! | #VALUE! |  |  | #VALUE! | #VALUE! | #VALUE! | #VALUE! | #VALUE! | #VALUE! | #VALUE! | #VALUE! |  |  |  |  | #VALUE! | #VALUE! | #VALUE! |  |  | #VALUE! | #VALUE! | #VALUE! | #VALUE! | #VALUE! | #VALUE! | #VALUE! | #VALUE! |  |  |  |  | #VALUE! | #VALUE! | #VALUE! |  |  | #VALUE! | #VALUE! | #VALUE! | #VALUE! | #VALUE! | #VALUE! | #VALUE! | #VALUE! |  |  |  |  | #VALUE! | #VALUE! | #VALUE! |  |  | #VALUE! | #VALUE! | #VALUE! | #VALUE! | #VALUE! | #VALUE! | #VALUE! | #VALUE! |  |  |  |  | #VALUE! | #VALUE! | #VALUE! |  |  | #VALUE! | #VALUE! | #VALUE! | #VALUE! | #VALUE! | #VALUE! | #VALUE! | #VALUE! |  |  | #VALUE! | #VALUE! | #VALUE! | #VALUE! | #VALUE! |  |  | #VALUE! | #VALUE! | #VALUE! | #VALUE! | #VALUE! | #VALUE! | #VALUE! | #VALUE! |  |  | #VALUE! | #VALUE! | #VALUE! | #VALUE! | #VALUE! |  |  | #VALUE! | #VALUE! | #VALUE! | #VALUE! | #VALUE! | #VALUE! | #VALUE! | #VALUE! | 0 | #REF! | #VALUE! | #VALUE! | #VALUE! | #VALUE! | #VALUE! | #VALUE! | #VALUE! | 0
|  |  |  | 0 | 51 | 0 |  |  | 1 | 1.0842e-19 | 0 | 1.0669e-18 | 1.0669e-18 | 1.0669e-18 | 0 | 0 |  |  |  |  | #VALUE! | #VALUE! | #VALUE! |  |  | #VALUE! | #VALUE! | #VALUE! | #VALUE! | #VALUE! | #VALUE! | #VALUE! | #VALUE! |  |  |  |  | #VALUE! | #VALUE! | #VALUE! |  |  | #VALUE! | #VALUE! | #VALUE! | #VALUE! | #VALUE! | #VALUE! | #VALUE! | #VALUE! |  |  |  |  | #VALUE! | #VALUE! | #VALUE! |  |  | #VALUE! | #VALUE! | #VALUE! | #VALUE! | #VALUE! | #VALUE! | #VALUE! | #VALUE! |  |  |  |  | #VALUE! | #VALUE! | #VALUE! |  |  | #VALUE! | #VALUE! | #VALUE! | #VALUE! | #VALUE! | #VALUE! | #VALUE! | #VALUE! |  |  |  |  | #VALUE! | #VALUE! | #VALUE! |  |  | #VALUE! | #VALUE! | #VALUE! | #VALUE! | #VALUE! | #VALUE! | #VALUE! | #VALUE! |  |  | #VALUE! | #VALUE! | #VALUE! | #VALUE! | #VALUE! |  |  | #VALUE! | #VALUE! | #VALUE! | #VALUE! | #VALUE! | #VALUE! | #VALUE! | #VALUE! |  |  | #VALUE! | #VALUE! | #VALUE! | #VALUE! | #VALUE! |  |  | #VALUE! | #VALUE! | #VALUE! | #VALUE! | #VALUE! | #VALUE! | #VALUE! | #VALUE! | 0 | #REF! | #VALUE! | #VALUE! | #VALUE! | #VALUE! | #VALUE! | #VALUE! | #VALUE! | 0
|  |  |  | 0 | 51 | 0 |  |  | 1 | 1.0842e-19 | 0 | 1.0669e-18 | 1.0669e-18 | 1.0669e-18 | 0 | 0 |  |  |  |  | #VALUE! | #VALUE! | #VALUE! |  |  | #VALUE! | #VALUE! | #VALUE! | #VALUE! | #VALUE! | #VALUE! | #VALUE! | #VALUE! |  |  |  |  | #VALUE! | #VALUE! | #VALUE! |  |  | #VALUE! | #VALUE! | #VALUE! | #VALUE! | #VALUE! | #VALUE! | #VALUE! | #VALUE! |  |  |  |  | #VALUE! | #VALUE! | #VALUE! |  |  | #VALUE! | #VALUE! | #VALUE! | #VALUE! | #VALUE! | #VALUE! | #VALUE! | #VALUE! |  |  |  |  | #VALUE! | #VALUE! | #VALUE! |  |  | #VALUE! | #VALUE! | #VALUE! | #VALUE! | #VALUE! | #VALUE! | #VALUE! | #VALUE! |  |  |  |  | #VALUE! | #VALUE! | #VALUE! |  |  | #VALUE! | #VALUE! | #VALUE! | #VALUE! | #VALUE! | #VALUE! | #VALUE! | #VALUE! |  |  | #VALUE! | #VALUE! | #VALUE! | #VALUE! | #VALUE! |  |  | #VALUE! | #VALUE! | #VALUE! | #VALUE! | #VALUE! | #VALUE! | #VALUE! | #VALUE! |  |  | #VALUE! | #VALUE! | #VALUE! | #VALUE! | #VALUE! |  |  | #VALUE! | #VALUE! | #VALUE! | #VALUE! | #VALUE! | #VALUE! | #VALUE! | #VALUE! | 0 | #REF! | #VALUE! | #VALUE! | #VALUE! | #VALUE! | #VALUE! | #VALUE! | #VALUE! | 0
|  |  |  | 0 | 51 | 0 |  |  | 1 | 1.0842e-19 | 0 | 1.0669e-18 | 1.0669e-18 | 1.0669e-18 | 0 | 0 |  |  |  |  | #VALUE! | #VALUE! | #VALUE! |  |  | #VALUE! | #VALUE! | #VALUE! | #VALUE! | #VALUE! | #VALUE! | #VALUE! | #VALUE! |  |  |  |  | #VALUE! | #VALUE! | #VALUE! |  |  | #VALUE! | #VALUE! | #VALUE! | #VALUE! | #VALUE! | #VALUE! | #VALUE! | #VALUE! |  |  |  |  | #VALUE! | #VALUE! | #VALUE! |  |  | #VALUE! | #VALUE! | #VALUE! | #VALUE! | #VALUE! | #VALUE! | #VALUE! | #VALUE! |  |  |  |  | #VALUE! | #VALUE! | #VALUE! |  |  | #VALUE! | #VALUE! | #VALUE! | #VALUE! | #VALUE! | #VALUE! | #VALUE! | #VALUE! |  |  |  |  | #VALUE! | #VALUE! | #VALUE! |  |  | #VALUE! | #VALUE! | #VALUE! | #VALUE! | #VALUE! | #VALUE! | #VALUE! | #VALUE! |  |  | #VALUE! | #VALUE! | #VALUE! | #VALUE! | #VALUE! |  |  | #VALUE! | #VALUE! | #VALUE! | #VALUE! | #VALUE! | #VALUE! | #VALUE! | #VALUE! |  |  | #VALUE! | #VALUE! | #VALUE! | #VALUE! | #VALUE! |  |  | #VALUE! | #VALUE! | #VALUE! | #VALUE! | #VALUE! | #VALUE! | #VALUE! | #VALUE! | 0 | #REF! | #VALUE! | #VALUE! | #VALUE! | #VALUE! | #VALUE! | #VALUE! | #VALUE! | 0
|  |  |  | 0 | 51 | 0 |  |  | 1 | 1.0842e-19 | 0 | 1.0669e-18 | 1.0669e-18 | 1.0669e-18 | 0 | 0 |  |  |  |  | #VALUE! | #VALUE! | #VALUE! |  |  | #VALUE! | #VALUE! | #VALUE! | #VALUE! | #VALUE! | #VALUE! | #VALUE! | #VALUE! |  |  |  |  | #VALUE! | #VALUE! | #VALUE! |  |  | #VALUE! | #VALUE! | #VALUE! | #VALUE! | #VALUE! | #VALUE! | #VALUE! | #VALUE! |  |  |  |  | #VALUE! | #VALUE! | #VALUE! |  |  | #VALUE! | #VALUE! | #VALUE! | #VALUE! | #VALUE! | #VALUE! | #VALUE! | #VALUE! |  |  |  |  | #VALUE! | #VALUE! | #VALUE! |  |  | #VALUE! | #VALUE! | #VALUE! | #VALUE! | #VALUE! | #VALUE! | #VALUE! | #VALUE! |  |  |  |  | #VALUE! | #VALUE! | #VALUE! |  |  | #VALUE! | #VALUE! | #VALUE! | #VALUE! | #VALUE! | #VALUE! | #VALUE! | #VALUE! |  |  | #VALUE! | #VALUE! | #VALUE! | #VALUE! | #VALUE! |  |  | #VALUE! | #VALUE! | #VALUE! | #VALUE! | #VALUE! | #VALUE! | #VALUE! | #VALUE! |  |  | #VALUE! | #VALUE! | #VALUE! | #VALUE! | #VALUE! |  |  | #VALUE! | #VALUE! | #VALUE! | #VALUE! | #VALUE! | #VALUE! | #VALUE! | #VALUE! | 0 | #REF! | #VALUE! | #VALUE! | #VALUE! | #VALUE! | #VALUE! | #VALUE! | #VALUE! | 0
|  |  |  | 0 | 51 | 0 |  |  | 1 | 1.0842e-19 | 0 | 1.0669e-18 | 1.0669e-18 | 1.0669e-18 | 0 | 0 |  |  |  |  | #VALUE! | #VALUE! | #VALUE! |  |  | #VALUE! | #VALUE! | #VALUE! | #VALUE! | #VALUE! | #VALUE! | #VALUE! | #VALUE! |  |  |  |  | #VALUE! | #VALUE! | #VALUE! |  |  | #VALUE! | #VALUE! | #VALUE! | #VALUE! | #VALUE! | #VALUE! | #VALUE! | #VALUE! |  |  |  |  | #VALUE! | #VALUE! | #VALUE! |  |  | #VALUE! | #VALUE! | #VALUE! | #VALUE! | #VALUE! | #VALUE! | #VALUE! | #VALUE! |  |  |  |  | #VALUE! | #VALUE! | #VALUE! |  |  | #VALUE! | #VALUE! | #VALUE! | #VALUE! | #VALUE! | #VALUE! | #VALUE! | #VALUE! |  |  |  |  | #VALUE! | #VALUE! | #VALUE! |  |  | #VALUE! | #VALUE! | #VALUE! | #VALUE! | #VALUE! | #VALUE! | #VALUE! | #VALUE! |  |  | #VALUE! | #VALUE! | #VALUE! | #VALUE! | #VALUE! |  |  | #VALUE! | #VALUE! | #VALUE! | #VALUE! | #VALUE! | #VALUE! | #VALUE! | #VALUE! |  |  | #VALUE! | #VALUE! | #VALUE! | #VALUE! | #VALUE! |  |  | #VALUE! | #VALUE! | #VALUE! | #VALUE! | #VALUE! | #VALUE! | #VALUE! | #VALUE! | 0 | #REF! | #VALUE! | #VALUE! | #VALUE! | #VALUE! | #VALUE! | #VALUE! | #VALUE! | 0
|  |  |  | 0 | 51 | 0 |  |  | 1 | 1.0842e-19 | 0 | 1.0669e-18 | 1.0669e-18 | 1.0669e-18 | 0 | 0 |  |  |  |  | #VALUE! | #VALUE! | #VALUE! |  |  | #VALUE! | #VALUE! | #VALUE! | #VALUE! | #VALUE! | #VALUE! | #VALUE! | #VALUE! |  |  |  |  | #VALUE! | #VALUE! | #VALUE! |  |  | #VALUE! | #VALUE! | #VALUE! | #VALUE! | #VALUE! | #VALUE! | #VALUE! | #VALUE! |  |  |  |  | #VALUE! | #VALUE! | #VALUE! |  |  | #VALUE! | #VALUE! | #VALUE! | #VALUE! | #VALUE! | #VALUE! | #VALUE! | #VALUE! |  |  |  |  | #VALUE! | #VALUE! | #VALUE! |  |  | #VALUE! | #VALUE! | #VALUE! | #VALUE! | #VALUE! | #VALUE! | #VALUE! | #VALUE! |  |  |  |  | #VALUE! | #VALUE! | #VALUE! |  |  | #VALUE! | #VALUE! | #VALUE! | #VALUE! | #VALUE! | #VALUE! | #VALUE! | #VALUE! |  |  | #VALUE! | #VALUE! | #VALUE! | #VALUE! | #VALUE! |  |  | #VALUE! | #VALUE! | #VALUE! | #VALUE! | #VALUE! | #VALUE! | #VALUE! | #VALUE! |  |  | #VALUE! | #VALUE! | #VALUE! | #VALUE! | #VALUE! |  |  | #VALUE! | #VALUE! | #VALUE! | #VALUE! | #VALUE! | #VALUE! | #VALUE! | #VALUE! | 0 | #REF! | #VALUE! | #VALUE! | #VALUE! | #VALUE! | #VALUE! | #VALUE! | #VALUE! | 0
|  |  |  | 0 | 51 | 0 |  |  | 1 | 1.0842e-19 | 0 | 1.0669e-18 | 1.0669e-18 | 1.0669e-18 | 0 | 0 |  |  |  |  | #VALUE! | #VALUE! | #VALUE! |  |  | #VALUE! | #VALUE! | #VALUE! | #VALUE! | #VALUE! | #VALUE! | #VALUE! | #VALUE! |  |  |  |  | #VALUE! | #VALUE! | #VALUE! |  |  | #VALUE! | #VALUE! | #VALUE! | #VALUE! | #VALUE! | #VALUE! | #VALUE! | #VALUE! |  |  |  |  | #VALUE! | #VALUE! | #VALUE! |  |  | #VALUE! | #VALUE! | #VALUE! | #VALUE! | #VALUE! | #VALUE! | #VALUE! | #VALUE! |  |  |  |  | #VALUE! | #VALUE! | #VALUE! |  |  | #VALUE! | #VALUE! | #VALUE! | #VALUE! | #VALUE! | #VALUE! | #VALUE! | #VALUE! |  |  |  |  | #VALUE! | #VALUE! | #VALUE! |  |  | #VALUE! | #VALUE! | #VALUE! | #VALUE! | #VALUE! | #VALUE! | #VALUE! | #VALUE! |  |  | #VALUE! | #VALUE! | #VALUE! | #VALUE! | #VALUE! |  |  | #VALUE! | #VALUE! | #VALUE! | #VALUE! | #VALUE! | #VALUE! | #VALUE! | #VALUE! |  |  | #VALUE! | #VALUE! | #VALUE! | #VALUE! | #VALUE! |  |  | #VALUE! | #VALUE! | #VALUE! | #VALUE! | #VALUE! | #VALUE! | #VALUE! | #VALUE! | 0 | #REF! | #VALUE! | #VALUE! | #VALUE! | #VALUE! | #VALUE! | #VALUE! | #VALUE! | 0
|  |  |  | 0 | 51 | 0 |  |  | 1 | 1.0842e-19 | 0 | 1.0669e-18 | 1.0669e-18 | 1.0669e-18 | 0 | 0 |  |  |  |  | #VALUE! | #VALUE! | #VALUE! |  |  | #VALUE! | #VALUE! | #VALUE! | #VALUE! | #VALUE! | #VALUE! | #VALUE! | #VALUE! |  |  |  |  | #VALUE! | #VALUE! | #VALUE! |  |  | #VALUE! | #VALUE! | #VALUE! | #VALUE! | #VALUE! | #VALUE! | #VALUE! | #VALUE! |  |  |  |  | #VALUE! | #VALUE! | #VALUE! |  |  | #VALUE! | #VALUE! | #VALUE! | #VALUE! | #VALUE! | #VALUE! | #VALUE! | #VALUE! |  |  |  |  | #VALUE! | #VALUE! | #VALUE! |  |  | #VALUE! | #VALUE! | #VALUE! | #VALUE! | #VALUE! | #VALUE! | #VALUE! | #VALUE! |  |  |  |  | #VALUE! | #VALUE! | #VALUE! |  |  | #VALUE! | #VALUE! | #VALUE! | #VALUE! | #VALUE! | #VALUE! | #VALUE! | #VALUE! |  |  | #VALUE! | #VALUE! | #VALUE! | #VALUE! | #VALUE! |  |  | #VALUE! | #VALUE! | #VALUE! | #VALUE! | #VALUE! | #VALUE! | #VALUE! | #VALUE! |  |  | #VALUE! | #VALUE! | #VALUE! | #VALUE! | #VALUE! |  |  | #VALUE! | #VALUE! | #VALUE! | #VALUE! | #VALUE! | #VALUE! | #VALUE! | #VALUE! | 0 | #REF! | #VALUE! | #VALUE! | #VALUE! | #VALUE! | #VALUE! | #VALUE! | #VALUE! | 0
|  |  |  | 0 | 51 | 0 |  |  | 1 | 1.0842e-19 | 0 | 1.0669e-18 | 1.0669e-18 | 1.0669e-18 | 0 | 0 |  |  |  |  | #VALUE! | #VALUE! | #VALUE! |  |  | #VALUE! | #VALUE! | #VALUE! | #VALUE! | #VALUE! | #VALUE! | #VALUE! | #VALUE! |  |  |  |  | #VALUE! | #VALUE! | #VALUE! |  |  | #VALUE! | #VALUE! | #VALUE! | #VALUE! | #VALUE! | #VALUE! | #VALUE! | #VALUE! |  |  |  |  | #VALUE! | #VALUE! | #VALUE! |  |  | #VALUE! | #VALUE! | #VALUE! | #VALUE! | #VALUE! | #VALUE! | #VALUE! | #VALUE! |  |  |  |  | #VALUE! | #VALUE! | #VALUE! |  |  | #VALUE! | #VALUE! | #VALUE! | #VALUE! | #VALUE! | #VALUE! | #VALUE! | #VALUE! |  |  |  |  | #VALUE! | #VALUE! | #VALUE! |  |  | #VALUE! | #VALUE! | #VALUE! | #VALUE! | #VALUE! | #VALUE! | #VALUE! | #VALUE! |  |  | #VALUE! | #VALUE! | #VALUE! | #VALUE! | #VALUE! |  |  | #VALUE! | #VALUE! | #VALUE! | #VALUE! | #VALUE! | #VALUE! | #VALUE! | #VALUE! |  |  | #VALUE! | #VALUE! | #VALUE! | #VALUE! | #VALUE! |  |  | #VALUE! | #VALUE! | #VALUE! | #VALUE! | #VALUE! | #VALUE! | #VALUE! | #VALUE! | 0 | #REF! | #VALUE! | #VALUE! | #VALUE! | #VALUE! | #VALUE! | #VALUE! | #VALUE! | 0
|  |  |  | 0 | 51 | 0 |  |  | 1 | 1.0842e-19 | 0 | 1.0669e-18 | 1.0669e-18 | 1.0669e-18 | 0 | 0 |  |  |  |  | #VALUE! | #VALUE! | #VALUE! |  |  | #VALUE! | #VALUE! | #VALUE! | #VALUE! | #VALUE! | #VALUE! | #VALUE! | #VALUE! |  |  |  |  | #VALUE! | #VALUE! | #VALUE! |  |  | #VALUE! | #VALUE! | #VALUE! | #VALUE! | #VALUE! | #VALUE! | #VALUE! | #VALUE! |  |  |  |  | #VALUE! | #VALUE! | #VALUE! |  |  | #VALUE! | #VALUE! | #VALUE! | #VALUE! | #VALUE! | #VALUE! | #VALUE! | #VALUE! |  |  |  |  | #VALUE! | #VALUE! | #VALUE! |  |  | #VALUE! | #VALUE! | #VALUE! | #VALUE! | #VALUE! | #VALUE! | #VALUE! | #VALUE! |  |  |  |  | #VALUE! | #VALUE! | #VALUE! |  |  | #VALUE! | #VALUE! | #VALUE! | #VALUE! | #VALUE! | #VALUE! | #VALUE! | #VALUE! |  |  | #VALUE! | #VALUE! | #VALUE! | #VALUE! | #VALUE! |  |  | #VALUE! | #VALUE! | #VALUE! | #VALUE! | #VALUE! | #VALUE! | #VALUE! | #VALUE! |  |  | #VALUE! | #VALUE! | #VALUE! | #VALUE! | #VALUE! |  |  | #VALUE! | #VALUE! | #VALUE! | #VALUE! | #VALUE! | #VALUE! | #VALUE! | #VALUE! | 0 | #REF! | #VALUE! | #VALUE! | #VALUE! | #VALUE! | #VALUE! | #VALUE! | #VALUE! | 0
|  |  |  | 0 | 51 | 0 |  |  | 1 | 1.0842e-19 | 0 | 1.0669e-18 | 1.0669e-18 | 1.0669e-18 | 0 | 0 |  |  |  |  | #VALUE! | #VALUE! | #VALUE! |  |  | #VALUE! | #VALUE! | #VALUE! | #VALUE! | #VALUE! | #VALUE! | #VALUE! | #VALUE! |  |  |  |  | #VALUE! | #VALUE! | #VALUE! |  |  | #VALUE! | #VALUE! | #VALUE! | #VALUE! | #VALUE! | #VALUE! | #VALUE! | #VALUE! |  |  |  |  | #VALUE! | #VALUE! | #VALUE! |  |  | #VALUE! | #VALUE! | #VALUE! | #VALUE! | #VALUE! | #VALUE! | #VALUE! | #VALUE! |  |  |  |  | #VALUE! | #VALUE! | #VALUE! |  |  | #VALUE! | #VALUE! | #VALUE! | #VALUE! | #VALUE! | #VALUE! | #VALUE! | #VALUE! |  |  |  |  | #VALUE! | #VALUE! | #VALUE! |  |  | #VALUE! | #VALUE! | #VALUE! | #VALUE! | #VALUE! | #VALUE! | #VALUE! | #VALUE! |  |  | #VALUE! | #VALUE! | #VALUE! | #VALUE! | #VALUE! |  |  | #VALUE! | #VALUE! | #VALUE! | #VALUE! | #VALUE! | #VALUE! | #VALUE! | #VALUE! |  |  | #VALUE! | #VALUE! | #VALUE! | #VALUE! | #VALUE! |  |  | #VALUE! | #VALUE! | #VALUE! | #VALUE! | #VALUE! | #VALUE! | #VALUE! | #VALUE! | 0 | #REF! | #VALUE! | #VALUE! | #VALUE! | #VALUE! | #VALUE! | #VALUE! | #VALUE! | 0
|  |  |  | 0 | 51 | 0 |  |  | 1 | 1.0842e-19 | 0 | 1.0669e-18 | 1.0669e-18 | 1.0669e-18 | 0 | 0 |  |  |  |  | #VALUE! | #VALUE! | #VALUE! |  |  | #VALUE! | #VALUE! | #VALUE! | #VALUE! | #VALUE! | #VALUE! | #VALUE! | #VALUE! |  |  |  |  | #VALUE! | #VALUE! | #VALUE! |  |  | #VALUE! | #VALUE! | #VALUE! | #VALUE! | #VALUE! | #VALUE! | #VALUE! | #VALUE! |  |  |  |  | #VALUE! | #VALUE! | #VALUE! |  |  | #VALUE! | #VALUE! | #VALUE! | #VALUE! | #VALUE! | #VALUE! | #VALUE! | #VALUE! |  |  |  |  | #VALUE! | #VALUE! | #VALUE! |  |  | #VALUE! | #VALUE! | #VALUE! | #VALUE! | #VALUE! | #VALUE! | #VALUE! | #VALUE! |  |  |  |  | #VALUE! | #VALUE! | #VALUE! |  |  | #VALUE! | #VALUE! | #VALUE! | #VALUE! | #VALUE! | #VALUE! | #VALUE! | #VALUE! |  |  | #VALUE! | #VALUE! | #VALUE! | #VALUE! | #VALUE! |  |  | #VALUE! | #VALUE! | #VALUE! | #VALUE! | #VALUE! | #VALUE! | #VALUE! | #VALUE! |  |  | #VALUE! | #VALUE! | #VALUE! | #VALUE! | #VALUE! |  |  | #VALUE! | #VALUE! | #VALUE! | #VALUE! | #VALUE! | #VALUE! | #VALUE! | #VALUE! | 0 | #REF! | #VALUE! | #VALUE! | #VALUE! | #VALUE! | #VALUE! | #VALUE! | #VALUE! | 0
|  |  |  | 0 | 51 | 0 |  |  | 1 | 1.0842e-19 | 0 | 1.0669e-18 | 1.0669e-18 | 1.0669e-18 | 0 | 0 |  |  |  |  | #VALUE! | #VALUE! | #VALUE! |  |  | #VALUE! | #VALUE! | #VALUE! | #VALUE! | #VALUE! | #VALUE! | #VALUE! | #VALUE! |  |  |  |  | #VALUE! | #VALUE! | #VALUE! |  |  | #VALUE! | #VALUE! | #VALUE! | #VALUE! | #VALUE! | #VALUE! | #VALUE! | #VALUE! |  |  |  |  | #VALUE! | #VALUE! | #VALUE! |  |  | #VALUE! | #VALUE! | #VALUE! | #VALUE! | #VALUE! | #VALUE! | #VALUE! | #VALUE! |  |  |  |  | #VALUE! | #VALUE! | #VALUE! |  |  | #VALUE! | #VALUE! | #VALUE! | #VALUE! | #VALUE! | #VALUE! | #VALUE! | #VALUE! |  |  |  |  | #VALUE! | #VALUE! | #VALUE! |  |  | #VALUE! | #VALUE! | #VALUE! | #VALUE! | #VALUE! | #VALUE! | #VALUE! | #VALUE! |  |  | #VALUE! | #VALUE! | #VALUE! | #VALUE! | #VALUE! |  |  | #VALUE! | #VALUE! | #VALUE! | #VALUE! | #VALUE! | #VALUE! | #VALUE! | #VALUE! |  |  | #VALUE! | #VALUE! | #VALUE! | #VALUE! | #VALUE! |  |  | #VALUE! | #VALUE! | #VALUE! | #VALUE! | #VALUE! | #VALUE! | #VALUE! | #VALUE! | 0 | #REF! | #VALUE! | #VALUE! | #VALUE! | #VALUE! | #VALUE! | #VALUE! | #VALUE! | 0
|  |  |  | 0 | 51 | 0 |  |  | 1 | 1.0842e-19 | 0 | 1.0669e-18 | 1.0669e-18 | 1.0669e-18 | 0 | 0 |  |  |  |  | #VALUE! | #VALUE! | #VALUE! |  |  | #VALUE! | #VALUE! | #VALUE! | #VALUE! | #VALUE! | #VALUE! | #VALUE! | #VALUE! |  |  |  |  | #VALUE! | #VALUE! | #VALUE! |  |  | #VALUE! | #VALUE! | #VALUE! | #VALUE! | #VALUE! | #VALUE! | #VALUE! | #VALUE! |  |  |  |  | #VALUE! | #VALUE! | #VALUE! |  |  | #VALUE! | #VALUE! | #VALUE! | #VALUE! | #VALUE! | #VALUE! | #VALUE! | #VALUE! |  |  |  |  | #VALUE! | #VALUE! | #VALUE! |  |  | #VALUE! | #VALUE! | #VALUE! | #VALUE! | #VALUE! | #VALUE! | #VALUE! | #VALUE! |  |  |  |  | #VALUE! | #VALUE! | #VALUE! |  |  | #VALUE! | #VALUE! | #VALUE! | #VALUE! | #VALUE! | #VALUE! | #VALUE! | #VALUE! |  |  | #VALUE! | #VALUE! | #VALUE! | #VALUE! | #VALUE! |  |  | #VALUE! | #VALUE! | #VALUE! | #VALUE! | #VALUE! | #VALUE! | #VALUE! | #VALUE! |  |  | #VALUE! | #VALUE! | #VALUE! | #VALUE! | #VALUE! |  |  | #VALUE! | #VALUE! | #VALUE! | #VALUE! | #VALUE! | #VALUE! | #VALUE! | #VALUE! | 0 | #REF! | #VALUE! | #VALUE! | #VALUE! | #VALUE! | #VALUE! | #VALUE! | #VALUE! | 0
|  |  |  | 0 | 51 | 0 |  |  | 1 | 1.0842e-19 | 0 | 1.0669e-18 | 1.0669e-18 | 1.0669e-18 | 0 | 0 |  |  |  |  | #VALUE! | #VALUE! | #VALUE! |  |  | #VALUE! | #VALUE! | #VALUE! | #VALUE! | #VALUE! | #VALUE! | #VALUE! | #VALUE! |  |  |  |  | #VALUE! | #VALUE! | #VALUE! |  |  | #VALUE! | #VALUE! | #VALUE! | #VALUE! | #VALUE! | #VALUE! | #VALUE! | #VALUE! |  |  |  |  | #VALUE! | #VALUE! | #VALUE! |  |  | #VALUE! | #VALUE! | #VALUE! | #VALUE! | #VALUE! | #VALUE! | #VALUE! | #VALUE! |  |  |  |  | #VALUE! | #VALUE! | #VALUE! |  |  | #VALUE! | #VALUE! | #VALUE! | #VALUE! | #VALUE! | #VALUE! | #VALUE! | #VALUE! |  |  |  |  | #VALUE! | #VALUE! | #VALUE! |  |  | #VALUE! | #VALUE! | #VALUE! | #VALUE! | #VALUE! | #VALUE! | #VALUE! | #VALUE! |  |  | #VALUE! | #VALUE! | #VALUE! | #VALUE! | #VALUE! |  |  | #VALUE! | #VALUE! | #VALUE! | #VALUE! | #VALUE! | #VALUE! | #VALUE! | #VALUE! |  |  | #VALUE! | #VALUE! | #VALUE! | #VALUE! | #VALUE! |  |  | #VALUE! | #VALUE! | #VALUE! | #VALUE! | #VALUE! | #VALUE! | #VALUE! | #VALUE! | 0 | #REF! | #VALUE! | #VALUE! | #VALUE! | #VALUE! | #VALUE! | #VALUE! | #VALUE! | 0
|  |  |  | 0 | 51 | 0 |  |  | 1 | 1.0842e-19 | 0 | 1.0669e-18 | 1.0669e-18 | 1.0669e-18 | 0 | 0 |  |  |  |  | #VALUE! | #VALUE! | #VALUE! |  |  | #VALUE! | #VALUE! | #VALUE! | #VALUE! | #VALUE! | #VALUE! | #VALUE! | #VALUE! |  |  |  |  | #VALUE! | #VALUE! | #VALUE! |  |  | #VALUE! | #VALUE! | #VALUE! | #VALUE! | #VALUE! | #VALUE! | #VALUE! | #VALUE! |  |  |  |  | #VALUE! | #VALUE! | #VALUE! |  |  | #VALUE! | #VALUE! | #VALUE! | #VALUE! | #VALUE! | #VALUE! | #VALUE! | #VALUE! |  |  |  |  | #VALUE! | #VALUE! | #VALUE! |  |  | #VALUE! | #VALUE! | #VALUE! | #VALUE! | #VALUE! | #VALUE! | #VALUE! | #VALUE! |  |  |  |  | #VALUE! | #VALUE! | #VALUE! |  |  | #VALUE! | #VALUE! | #VALUE! | #VALUE! | #VALUE! | #VALUE! | #VALUE! | #VALUE! |  |  | #VALUE! | #VALUE! | #VALUE! | #VALUE! | #VALUE! |  |  | #VALUE! | #VALUE! | #VALUE! | #VALUE! | #VALUE! | #VALUE! | #VALUE! | #VALUE! |  |  | #VALUE! | #VALUE! | #VALUE! | #VALUE! | #VALUE! |  |  | #VALUE! | #VALUE! | #VALUE! | #VALUE! | #VALUE! | #VALUE! | #VALUE! | #VALUE! | 0 | #REF! | #VALUE! | #VALUE! | #VALUE! | #VALUE! | #VALUE! | #VALUE! | #VALUE! | 0
|  |  |  | 0 | 51 | 0 |  |  | 1 | 1.0842e-19 | 0 | 1.0669e-18 | 1.0669e-18 | 1.0669e-18 | 0 | 0 |  |  |  |  | #VALUE! | #VALUE! | #VALUE! |  |  | #VALUE! | #VALUE! | #VALUE! | #VALUE! | #VALUE! | #VALUE! | #VALUE! | #VALUE! |  |  |  |  | #VALUE! | #VALUE! | #VALUE! |  |  | #VALUE! | #VALUE! | #VALUE! | #VALUE! | #VALUE! | #VALUE! | #VALUE! | #VALUE! |  |  |  |  | #VALUE! | #VALUE! | #VALUE! |  |  | #VALUE! | #VALUE! | #VALUE! | #VALUE! | #VALUE! | #VALUE! | #VALUE! | #VALUE! |  |  |  |  | #VALUE! | #VALUE! | #VALUE! |  |  | #VALUE! | #VALUE! | #VALUE! | #VALUE! | #VALUE! | #VALUE! | #VALUE! | #VALUE! |  |  |  |  | #VALUE! | #VALUE! | #VALUE! |  |  | #VALUE! | #VALUE! | #VALUE! | #VALUE! | #VALUE! | #VALUE! | #VALUE! | #VALUE! |  |  | #VALUE! | #VALUE! | #VALUE! | #VALUE! | #VALUE! |  |  | #VALUE! | #VALUE! | #VALUE! | #VALUE! | #VALUE! | #VALUE! | #VALUE! | #VALUE! |  |  | #VALUE! | #VALUE! | #VALUE! | #VALUE! | #VALUE! |  |  | #VALUE! | #VALUE! | #VALUE! | #VALUE! | #VALUE! | #VALUE! | #VALUE! | #VALUE! | 0 | #REF! | #VALUE! | #VALUE! | #VALUE! | #VALUE! | #VALUE! | #VALUE! | #VALUE! | 0
|  |  |  | 0 | 51 | 0 |  |  | 1 | 1.0842e-19 | 0 | 1.0669e-18 | 1.0669e-18 | 1.0669e-18 | 0 | 0 |  |  |  |  | #VALUE! | #VALUE! | #VALUE! |  |  | #VALUE! | #VALUE! | #VALUE! | #VALUE! | #VALUE! | #VALUE! | #VALUE! | #VALUE! |  |  |  |  | #VALUE! | #VALUE! | #VALUE! |  |  | #VALUE! | #VALUE! | #VALUE! | #VALUE! | #VALUE! | #VALUE! | #VALUE! | #VALUE! |  |  |  |  | #VALUE! | #VALUE! | #VALUE! |  |  | #VALUE! | #VALUE! | #VALUE! | #VALUE! | #VALUE! | #VALUE! | #VALUE! | #VALUE! |  |  |  |  | #VALUE! | #VALUE! | #VALUE! |  |  | #VALUE! | #VALUE! | #VALUE! | #VALUE! | #VALUE! | #VALUE! | #VALUE! | #VALUE! |  |  |  |  | #VALUE! | #VALUE! | #VALUE! |  |  | #VALUE! | #VALUE! | #VALUE! | #VALUE! | #VALUE! | #VALUE! | #VALUE! | #VALUE! |  |  | #VALUE! | #VALUE! | #VALUE! | #VALUE! | #VALUE! |  |  | #VALUE! | #VALUE! | #VALUE! | #VALUE! | #VALUE! | #VALUE! | #VALUE! | #VALUE! |  |  | #VALUE! | #VALUE! | #VALUE! | #VALUE! | #VALUE! |  |  | #VALUE! | #VALUE! | #VALUE! | #VALUE! | #VALUE! | #VALUE! | #VALUE! | #VALUE! | 0 | #REF! | #VALUE! | #VALUE! | #VALUE! | #VALUE! | #VALUE! | #VALUE! | #VALUE! | 0
|  |  |  | 0 | 51 | 0 |  |  | 1 | 1.0842e-19 | 0 | 1.0669e-18 | 1.0669e-18 | 1.0669e-18 | 0 | 0 |  |  |  |  | #VALUE! | #VALUE! | #VALUE! |  |  | #VALUE! | #VALUE! | #VALUE! | #VALUE! | #VALUE! | #VALUE! | #VALUE! | #VALUE! |  |  |  |  | #VALUE! | #VALUE! | #VALUE! |  |  | #VALUE! | #VALUE! | #VALUE! | #VALUE! | #VALUE! | #VALUE! | #VALUE! | #VALUE! |  |  |  |  | #VALUE! | #VALUE! | #VALUE! |  |  | #VALUE! | #VALUE! | #VALUE! | #VALUE! | #VALUE! | #VALUE! | #VALUE! | #VALUE! |  |  |  |  | #VALUE! | #VALUE! | #VALUE! |  |  | #VALUE! | #VALUE! | #VALUE! | #VALUE! | #VALUE! | #VALUE! | #VALUE! | #VALUE! |  |  |  |  | #VALUE! | #VALUE! | #VALUE! |  |  | #VALUE! | #VALUE! | #VALUE! | #VALUE! | #VALUE! | #VALUE! | #VALUE! | #VALUE! |  |  | #VALUE! | #VALUE! | #VALUE! | #VALUE! | #VALUE! |  |  | #VALUE! | #VALUE! | #VALUE! | #VALUE! | #VALUE! | #VALUE! | #VALUE! | #VALUE! |  |  | #VALUE! | #VALUE! | #VALUE! | #VALUE! | #VALUE! |  |  | #VALUE! | #VALUE! | #VALUE! | #VALUE! | #VALUE! | #VALUE! | #VALUE! | #VALUE! | 0 | #REF! | #VALUE! | #VALUE! | #VALUE! | #VALUE! | #VALUE! | #VALUE! | #VALUE! | 0
|  |  |  | 0 | 51 | 0 |  |  | 1 | 1.0842e-19 | 0 | 1.0669e-18 | 1.0669e-18 | 1.0669e-18 | 0 | 0 |  |  |  |  | #VALUE! | #VALUE! | #VALUE! |  |  | #VALUE! | #VALUE! | #VALUE! | #VALUE! | #VALUE! | #VALUE! | #VALUE! | #VALUE! |  |  |  |  | #VALUE! | #VALUE! | #VALUE! |  |  | #VALUE! | #VALUE! | #VALUE! | #VALUE! | #VALUE! | #VALUE! | #VALUE! | #VALUE! |  |  |  |  | #VALUE! | #VALUE! | #VALUE! |  |  | #VALUE! | #VALUE! | #VALUE! | #VALUE! | #VALUE! | #VALUE! | #VALUE! | #VALUE! |  |  |  |  | #VALUE! | #VALUE! | #VALUE! |  |  | #VALUE! | #VALUE! | #VALUE! | #VALUE! | #VALUE! | #VALUE! | #VALUE! | #VALUE! |  |  |  |  | #VALUE! | #VALUE! | #VALUE! |  |  | #VALUE! | #VALUE! | #VALUE! | #VALUE! | #VALUE! | #VALUE! | #VALUE! | #VALUE! |  |  | #VALUE! | #VALUE! | #VALUE! | #VALUE! | #VALUE! |  |  | #VALUE! | #VALUE! | #VALUE! | #VALUE! | #VALUE! | #VALUE! | #VALUE! | #VALUE! |  |  | #VALUE! | #VALUE! | #VALUE! | #VALUE! | #VALUE! |  |  | #VALUE! | #VALUE! | #VALUE! | #VALUE! | #VALUE! | #VALUE! | #VALUE! | #VALUE! | 0 | #REF! | #VALUE! | #VALUE! | #VALUE! | #VALUE! | #VALUE! | #VALUE! | #VALUE! | 0
|  |  |  | 0 | 51 | 0 |  |  | 1 | 1.0842e-19 | 0 | 1.0669e-18 | 1.0669e-18 | 1.0669e-18 | 0 | 0 |  |  |  |  | #VALUE! | #VALUE! | #VALUE! |  |  | #VALUE! | #VALUE! | #VALUE! | #VALUE! | #VALUE! | #VALUE! | #VALUE! | #VALUE! |  |  |  |  | #VALUE! | #VALUE! | #VALUE! |  |  | #VALUE! | #VALUE! | #VALUE! | #VALUE! | #VALUE! | #VALUE! | #VALUE! | #VALUE! |  |  |  |  | #VALUE! | #VALUE! | #VALUE! |  |  | #VALUE! | #VALUE! | #VALUE! | #VALUE! | #VALUE! | #VALUE! | #VALUE! | #VALUE! |  |  |  |  | #VALUE! | #VALUE! | #VALUE! |  |  | #VALUE! | #VALUE! | #VALUE! | #VALUE! | #VALUE! | #VALUE! | #VALUE! | #VALUE! |  |  |  |  | #VALUE! | #VALUE! | #VALUE! |  |  | #VALUE! | #VALUE! | #VALUE! | #VALUE! | #VALUE! | #VALUE! | #VALUE! | #VALUE! |  |  | #VALUE! | #VALUE! | #VALUE! | #VALUE! | #VALUE! |  |  | #VALUE! | #VALUE! | #VALUE! | #VALUE! | #VALUE! | #VALUE! | #VALUE! | #VALUE! |  |  | #VALUE! | #VALUE! | #VALUE! | #VALUE! | #VALUE! |  |  | #VALUE! | #VALUE! | #VALUE! | #VALUE! | #VALUE! | #VALUE! | #VALUE! | #VALUE! | 0 | #REF! | #VALUE! | #VALUE! | #VALUE! | #VALUE! | #VALUE! | #VALUE! | #VALUE! | 0
|  |  |  | 0 | 51 | 0 |  |  | 1 | 1.0842e-19 | 0 | 1.0669e-18 | 1.0669e-18 | 1.0669e-18 | 0 | 0 |  |  |  |  | #VALUE! | #VALUE! | #VALUE! |  |  | #VALUE! | #VALUE! | #VALUE! | #VALUE! | #VALUE! | #VALUE! | #VALUE! | #VALUE! |  |  |  |  | #VALUE! | #VALUE! | #VALUE! |  |  | #VALUE! | #VALUE! | #VALUE! | #VALUE! | #VALUE! | #VALUE! | #VALUE! | #VALUE! |  |  |  |  | #VALUE! | #VALUE! | #VALUE! |  |  | #VALUE! | #VALUE! | #VALUE! | #VALUE! | #VALUE! | #VALUE! | #VALUE! | #VALUE! |  |  |  |  | #VALUE! | #VALUE! | #VALUE! |  |  | #VALUE! | #VALUE! | #VALUE! | #VALUE! | #VALUE! | #VALUE! | #VALUE! | #VALUE! |  |  |  |  | #VALUE! | #VALUE! | #VALUE! |  |  | #VALUE! | #VALUE! | #VALUE! | #VALUE! | #VALUE! | #VALUE! | #VALUE! | #VALUE! |  |  | #VALUE! | #VALUE! | #VALUE! | #VALUE! | #VALUE! |  |  | #VALUE! | #VALUE! | #VALUE! | #VALUE! | #VALUE! | #VALUE! | #VALUE! | #VALUE! |  |  | #VALUE! | #VALUE! | #VALUE! | #VALUE! | #VALUE! |  |  | #VALUE! | #VALUE! | #VALUE! | #VALUE! | #VALUE! | #VALUE! | #VALUE! | #VALUE! | 0 | #REF! | #VALUE! | #VALUE! | #VALUE! | #VALUE! | #VALUE! | #VALUE! | #VALUE! | 0
|  |  |  | 0 | 51 | 0 |  |  | 1 | 1.0842e-19 | 0 | 1.0669e-18 | 1.0669e-18 | 1.0669e-18 | 0 | 0 |  |  |  |  | #VALUE! | #VALUE! | #VALUE! |  |  | #VALUE! | #VALUE! | #VALUE! | #VALUE! | #VALUE! | #VALUE! | #VALUE! | #VALUE! |  |  |  |  | #VALUE! | #VALUE! | #VALUE! |  |  | #VALUE! | #VALUE! | #VALUE! | #VALUE! | #VALUE! | #VALUE! | #VALUE! | #VALUE! |  |  |  |  | #VALUE! | #VALUE! | #VALUE! |  |  | #VALUE! | #VALUE! | #VALUE! | #VALUE! | #VALUE! | #VALUE! | #VALUE! | #VALUE! |  |  |  |  | #VALUE! | #VALUE! | #VALUE! |  |  | #VALUE! | #VALUE! | #VALUE! | #VALUE! | #VALUE! | #VALUE! | #VALUE! | #VALUE! |  |  |  |  | #VALUE! | #VALUE! | #VALUE! |  |  | #VALUE! | #VALUE! | #VALUE! | #VALUE! | #VALUE! | #VALUE! | #VALUE! | #VALUE! |  |  | #VALUE! | #VALUE! | #VALUE! | #VALUE! | #VALUE! |  |  | #VALUE! | #VALUE! | #VALUE! | #VALUE! | #VALUE! | #VALUE! | #VALUE! | #VALUE! |  |  | #VALUE! | #VALUE! | #VALUE! | #VALUE! | #VALUE! |  |  | #VALUE! | #VALUE! | #VALUE! | #VALUE! | #VALUE! | #VALUE! | #VALUE! | #VALUE! | 0 | #REF! | #VALUE! | #VALUE! | #VALUE! | #VALUE! | #VALUE! | #VALUE! | #VALUE! | 0
|  |  |  | 0 | 51 | 0 |  |  | 1 | 1.0842e-19 | 0 | 1.0669e-18 | 1.0669e-18 | 1.0669e-18 | 0 | 0 |  |  |  |  | #VALUE! | #VALUE! | #VALUE! |  |  | #VALUE! | #VALUE! | #VALUE! | #VALUE! | #VALUE! | #VALUE! | #VALUE! | #VALUE! |  |  |  |  | #VALUE! | #VALUE! | #VALUE! |  |  | #VALUE! | #VALUE! | #VALUE! | #VALUE! | #VALUE! | #VALUE! | #VALUE! | #VALUE! |  |  |  |  | #VALUE! | #VALUE! | #VALUE! |  |  | #VALUE! | #VALUE! | #VALUE! | #VALUE! | #VALUE! | #VALUE! | #VALUE! | #VALUE! |  |  |  |  | #VALUE! | #VALUE! | #VALUE! |  |  | #VALUE! | #VALUE! | #VALUE! | #VALUE! | #VALUE! | #VALUE! | #VALUE! | #VALUE! |  |  |  |  | #VALUE! | #VALUE! | #VALUE! |  |  | #VALUE! | #VALUE! | #VALUE! | #VALUE! | #VALUE! | #VALUE! | #VALUE! | #VALUE! |  |  | #VALUE! | #VALUE! | #VALUE! | #VALUE! | #VALUE! |  |  | #VALUE! | #VALUE! | #VALUE! | #VALUE! | #VALUE! | #VALUE! | #VALUE! | #VALUE! |  |  | #VALUE! | #VALUE! | #VALUE! | #VALUE! | #VALUE! |  |  | #VALUE! | #VALUE! | #VALUE! | #VALUE! | #VALUE! | #VALUE! | #VALUE! | #VALUE! | 0 | #REF! | #VALUE! | #VALUE! | #VALUE! | #VALUE! | #VALUE! | #VALUE! | #VALUE! | 0
|  |  |  | 0 | 51 | 0 |  |  | 1 | 1.0842e-19 | 0 | 1.0669e-18 | 1.0669e-18 | 1.0669e-18 | 0 | 0 |  |  |  |  | #VALUE! | #VALUE! | #VALUE! |  |  | #VALUE! | #VALUE! | #VALUE! | #VALUE! | #VALUE! | #VALUE! | #VALUE! | #VALUE! |  |  |  |  | #VALUE! | #VALUE! | #VALUE! |  |  | #VALUE! | #VALUE! | #VALUE! | #VALUE! | #VALUE! | #VALUE! | #VALUE! | #VALUE! |  |  |  |  | #VALUE! | #VALUE! | #VALUE! |  |  | #VALUE! | #VALUE! | #VALUE! | #VALUE! | #VALUE! | #VALUE! | #VALUE! | #VALUE! |  |  |  |  | #VALUE! | #VALUE! | #VALUE! |  |  | #VALUE! | #VALUE! | #VALUE! | #VALUE! | #VALUE! | #VALUE! | #VALUE! | #VALUE! |  |  |  |  | #VALUE! | #VALUE! | #VALUE! |  |  | #VALUE! | #VALUE! | #VALUE! | #VALUE! | #VALUE! | #VALUE! | #VALUE! | #VALUE! |  |  | #VALUE! | #VALUE! | #VALUE! | #VALUE! | #VALUE! |  |  | #VALUE! | #VALUE! | #VALUE! | #VALUE! | #VALUE! | #VALUE! | #VALUE! | #VALUE! |  |  | #VALUE! | #VALUE! | #VALUE! | #VALUE! | #VALUE! |  |  | #VALUE! | #VALUE! | #VALUE! | #VALUE! | #VALUE! | #VALUE! | #VALUE! | #VALUE! | 0 | #REF! | #VALUE! | #VALUE! | #VALUE! | #VALUE! | #VALUE! | #VALUE! | #VALUE! | 0
|  |  |  | 0 | 51 | 0 |  |  | 1 | 1.0842e-19 | 0 | 1.0669e-18 | 1.0669e-18 | 1.0669e-18 | 0 | 0 |  |  |  |  | #VALUE! | #VALUE! | #VALUE! |  |  | #VALUE! | #VALUE! | #VALUE! | #VALUE! | #VALUE! | #VALUE! | #VALUE! | #VALUE! |  |  |  |  | #VALUE! | #VALUE! | #VALUE! |  |  | #VALUE! | #VALUE! | #VALUE! | #VALUE! | #VALUE! | #VALUE! | #VALUE! | #VALUE! |  |  |  |  | #VALUE! | #VALUE! | #VALUE! |  |  | #VALUE! | #VALUE! | #VALUE! | #VALUE! | #VALUE! | #VALUE! | #VALUE! | #VALUE! |  |  |  |  | #VALUE! | #VALUE! | #VALUE! |  |  | #VALUE! | #VALUE! | #VALUE! | #VALUE! | #VALUE! | #VALUE! | #VALUE! | #VALUE! |  |  |  |  | #VALUE! | #VALUE! | #VALUE! |  |  | #VALUE! | #VALUE! | #VALUE! | #VALUE! | #VALUE! | #VALUE! | #VALUE! | #VALUE! |  |  | #VALUE! | #VALUE! | #VALUE! | #VALUE! | #VALUE! |  |  | #VALUE! | #VALUE! | #VALUE! | #VALUE! | #VALUE! | #VALUE! | #VALUE! | #VALUE! |  |  | #VALUE! | #VALUE! | #VALUE! | #VALUE! | #VALUE! |  |  | #VALUE! | #VALUE! | #VALUE! | #VALUE! | #VALUE! | #VALUE! | #VALUE! | #VALUE! | 0 | #REF! | #VALUE! | #VALUE! | #VALUE! | #VALUE! | #VALUE! | #VALUE! | #VALUE! | 0
|  |  |  | 0 | 51 | 0 |  |  | 1 | 1.0842e-19 | 0 | 1.0669e-18 | 1.0669e-18 | 1.0669e-18 | 0 | 0 |  |  |  |  | #VALUE! | #VALUE! | #VALUE! |  |  | #VALUE! | #VALUE! | #VALUE! | #VALUE! | #VALUE! | #VALUE! | #VALUE! | #VALUE! |  |  |  |  | #VALUE! | #VALUE! | #VALUE! |  |  | #VALUE! | #VALUE! | #VALUE! | #VALUE! | #VALUE! | #VALUE! | #VALUE! | #VALUE! |  |  |  |  | #VALUE! | #VALUE! | #VALUE! |  |  | #VALUE! | #VALUE! | #VALUE! | #VALUE! | #VALUE! | #VALUE! | #VALUE! | #VALUE! |  |  |  |  | #VALUE! | #VALUE! | #VALUE! |  |  | #VALUE! | #VALUE! | #VALUE! | #VALUE! | #VALUE! | #VALUE! | #VALUE! | #VALUE! |  |  |  |  | #VALUE! | #VALUE! | #VALUE! |  |  | #VALUE! | #VALUE! | #VALUE! | #VALUE! | #VALUE! | #VALUE! | #VALUE! | #VALUE! |  |  | #VALUE! | #VALUE! | #VALUE! | #VALUE! | #VALUE! |  |  | #VALUE! | #VALUE! | #VALUE! | #VALUE! | #VALUE! | #VALUE! | #VALUE! | #VALUE! |  |  | #VALUE! | #VALUE! | #VALUE! | #VALUE! | #VALUE! |  |  | #VALUE! | #VALUE! | #VALUE! | #VALUE! | #VALUE! | #VALUE! | #VALUE! | #VALUE! | 0 | #REF! | #VALUE! | #VALUE! | #VALUE! | #VALUE! | #VALUE! | #VALUE! | #VALUE! | 0
|  |  |  | 0 | 51 | 0 |  |  | 1 | 1.0842e-19 | 0 | 1.0669e-18 | 1.0669e-18 | 1.0669e-18 | 0 | 0 |  |  |  |  | #VALUE! | #VALUE! | #VALUE! |  |  | #VALUE! | #VALUE! | #VALUE! | #VALUE! | #VALUE! | #VALUE! | #VALUE! | #VALUE! |  |  |  |  | #VALUE! | #VALUE! | #VALUE! |  |  | #VALUE! | #VALUE! | #VALUE! | #VALUE! | #VALUE! | #VALUE! | #VALUE! | #VALUE! |  |  |  |  | #VALUE! | #VALUE! | #VALUE! |  |  | #VALUE! | #VALUE! | #VALUE! | #VALUE! | #VALUE! | #VALUE! | #VALUE! | #VALUE! |  |  |  |  | #VALUE! | #VALUE! | #VALUE! |  |  | #VALUE! | #VALUE! | #VALUE! | #VALUE! | #VALUE! | #VALUE! | #VALUE! | #VALUE! |  |  |  |  | #VALUE! | #VALUE! | #VALUE! |  |  | #VALUE! | #VALUE! | #VALUE! | #VALUE! | #VALUE! | #VALUE! | #VALUE! | #VALUE! |  |  | #VALUE! | #VALUE! | #VALUE! | #VALUE! | #VALUE! |  |  | #VALUE! | #VALUE! | #VALUE! | #VALUE! | #VALUE! | #VALUE! | #VALUE! | #VALUE! |  |  | #VALUE! | #VALUE! | #VALUE! | #VALUE! | #VALUE! |  |  | #VALUE! | #VALUE! | #VALUE! | #VALUE! | #VALUE! | #VALUE! | #VALUE! | #VALUE! | 0 | #REF! | #VALUE! | #VALUE! | #VALUE! | #VALUE! | #VALUE! | #VALUE! | #VALUE! | 0
|  |  |  | 0 | 51 | 0 |  |  | 1 | 1.0842e-19 | 0 | 1.0669e-18 | 1.0669e-18 | 1.0669e-18 | 0 | 0 |  |  |  |  | #VALUE! | #VALUE! | #VALUE! |  |  | #VALUE! | #VALUE! | #VALUE! | #VALUE! | #VALUE! | #VALUE! | #VALUE! | #VALUE! |  |  |  |  | #VALUE! | #VALUE! | #VALUE! |  |  | #VALUE! | #VALUE! | #VALUE! | #VALUE! | #VALUE! | #VALUE! | #VALUE! | #VALUE! |  |  |  |  | #VALUE! | #VALUE! | #VALUE! |  |  | #VALUE! | #VALUE! | #VALUE! | #VALUE! | #VALUE! | #VALUE! | #VALUE! | #VALUE! |  |  |  |  | #VALUE! | #VALUE! | #VALUE! |  |  | #VALUE! | #VALUE! | #VALUE! | #VALUE! | #VALUE! | #VALUE! | #VALUE! | #VALUE! |  |  |  |  | #VALUE! | #VALUE! | #VALUE! |  |  | #VALUE! | #VALUE! | #VALUE! | #VALUE! | #VALUE! | #VALUE! | #VALUE! | #VALUE! |  |  | #VALUE! | #VALUE! | #VALUE! | #VALUE! | #VALUE! |  |  | #VALUE! | #VALUE! | #VALUE! | #VALUE! | #VALUE! | #VALUE! | #VALUE! | #VALUE! |  |  | #VALUE! | #VALUE! | #VALUE! | #VALUE! | #VALUE! |  |  | #VALUE! | #VALUE! | #VALUE! | #VALUE! | #VALUE! | #VALUE! | #VALUE! | #VALUE! | 0 | #REF! | #VALUE! | #VALUE! | #VALUE! | #VALUE! | #VALUE! | #VALUE! | #VALUE! | 0
|  |  |  | 0 | 51 | 0 |  |  | 1 | 1.0842e-19 | 0 | 1.0669e-18 | 1.0669e-18 | 1.0669e-18 | 0 | 0 |  |  |  |  | #VALUE! | #VALUE! | #VALUE! |  |  | #VALUE! | #VALUE! | #VALUE! | #VALUE! | #VALUE! | #VALUE! | #VALUE! | #VALUE! |  |  |  |  | #VALUE! | #VALUE! | #VALUE! |  |  | #VALUE! | #VALUE! | #VALUE! | #VALUE! | #VALUE! | #VALUE! | #VALUE! | #VALUE! |  |  |  |  | #VALUE! | #VALUE! | #VALUE! |  |  | #VALUE! | #VALUE! | #VALUE! | #VALUE! | #VALUE! | #VALUE! | #VALUE! | #VALUE! |  |  |  |  | #VALUE! | #VALUE! | #VALUE! |  |  | #VALUE! | #VALUE! | #VALUE! | #VALUE! | #VALUE! | #VALUE! | #VALUE! | #VALUE! |  |  |  |  | #VALUE! | #VALUE! | #VALUE! |  |  | #VALUE! | #VALUE! | #VALUE! | #VALUE! | #VALUE! | #VALUE! | #VALUE! | #VALUE! |  |  | #VALUE! | #VALUE! | #VALUE! | #VALUE! | #VALUE! |  |  | #VALUE! | #VALUE! | #VALUE! | #VALUE! | #VALUE! | #VALUE! | #VALUE! | #VALUE! |  |  | #VALUE! | #VALUE! | #VALUE! | #VALUE! | #VALUE! |  |  | #VALUE! | #VALUE! | #VALUE! | #VALUE! | #VALUE! | #VALUE! | #VALUE! | #VALUE! | 0 | #REF! | #VALUE! | #VALUE! | #VALUE! | #VALUE! | #VALUE! | #VALUE! | #VALUE! | 0
|  |  |  | 0 | 51 | 0 |  |  | 1 | 1.0842e-19 | 0 | 1.0669e-18 | 1.0669e-18 | 1.0669e-18 | 0 | 0 |  |  |  |  | #VALUE! | #VALUE! | #VALUE! |  |  | #VALUE! | #VALUE! | #VALUE! | #VALUE! | #VALUE! | #VALUE! | #VALUE! | #VALUE! |  |  |  |  | #VALUE! | #VALUE! | #VALUE! |  |  | #VALUE! | #VALUE! | #VALUE! | #VALUE! | #VALUE! | #VALUE! | #VALUE! | #VALUE! |  |  |  |  | #VALUE! | #VALUE! | #VALUE! |  |  | #VALUE! | #VALUE! | #VALUE! | #VALUE! | #VALUE! | #VALUE! | #VALUE! | #VALUE! |  |  |  |  | #VALUE! | #VALUE! | #VALUE! |  |  | #VALUE! | #VALUE! | #VALUE! | #VALUE! | #VALUE! | #VALUE! | #VALUE! | #VALUE! |  |  |  |  | #VALUE! | #VALUE! | #VALUE! |  |  | #VALUE! | #VALUE! | #VALUE! | #VALUE! | #VALUE! | #VALUE! | #VALUE! | #VALUE! |  |  | #VALUE! | #VALUE! | #VALUE! | #VALUE! | #VALUE! |  |  | #VALUE! | #VALUE! | #VALUE! | #VALUE! | #VALUE! | #VALUE! | #VALUE! | #VALUE! |  |  | #VALUE! | #VALUE! | #VALUE! | #VALUE! | #VALUE! |  |  | #VALUE! | #VALUE! | #VALUE! | #VALUE! | #VALUE! | #VALUE! | #VALUE! | #VALUE! | 0 | #REF! | #VALUE! | #VALUE! | #VALUE! | #VALUE! | #VALUE! | #VALUE! | #VALUE! | 0
|  |  |  | 0 | 51 | 0 |  |  | 1 | 1.0842e-19 | 0 | 1.0669e-18 | 1.0669e-18 | 1.0669e-18 | 0 | 0 |  |  |  |  | #VALUE! | #VALUE! | #VALUE! |  |  | #VALUE! | #VALUE! | #VALUE! | #VALUE! | #VALUE! | #VALUE! | #VALUE! | #VALUE! |  |  |  |  | #VALUE! | #VALUE! | #VALUE! |  |  | #VALUE! | #VALUE! | #VALUE! | #VALUE! | #VALUE! | #VALUE! | #VALUE! | #VALUE! |  |  |  |  | #VALUE! | #VALUE! | #VALUE! |  |  | #VALUE! | #VALUE! | #VALUE! | #VALUE! | #VALUE! | #VALUE! | #VALUE! | #VALUE! |  |  |  |  | #VALUE! | #VALUE! | #VALUE! |  |  | #VALUE! | #VALUE! | #VALUE! | #VALUE! | #VALUE! | #VALUE! | #VALUE! | #VALUE! |  |  |  |  | #VALUE! | #VALUE! | #VALUE! |  |  | #VALUE! | #VALUE! | #VALUE! | #VALUE! | #VALUE! | #VALUE! | #VALUE! | #VALUE! |  |  | #VALUE! | #VALUE! | #VALUE! | #VALUE! | #VALUE! |  |  | #VALUE! | #VALUE! | #VALUE! | #VALUE! | #VALUE! | #VALUE! | #VALUE! | #VALUE! |  |  | #VALUE! | #VALUE! | #VALUE! | #VALUE! | #VALUE! |  |  | #VALUE! | #VALUE! | #VALUE! | #VALUE! | #VALUE! | #VALUE! | #VALUE! | #VALUE! | 0 | #REF! | #VALUE! | #VALUE! | #VALUE! | #VALUE! | #VALUE! | #VALUE! | #VALUE! | 0
|  |  |  | 0 | 51 | 0 |  |  | 1 | 1.0842e-19 | 0 | 1.0669e-18 | 1.0669e-18 | 1.0669e-18 | 0 | 0 |  |  |  |  | #VALUE! | #VALUE! | #VALUE! |  |  | #VALUE! | #VALUE! | #VALUE! | #VALUE! | #VALUE! | #VALUE! | #VALUE! | #VALUE! |  |  |  |  | #VALUE! | #VALUE! | #VALUE! |  |  | #VALUE! | #VALUE! | #VALUE! | #VALUE! | #VALUE! | #VALUE! | #VALUE! | #VALUE! |  |  |  |  | #VALUE! | #VALUE! | #VALUE! |  |  | #VALUE! | #VALUE! | #VALUE! | #VALUE! | #VALUE! | #VALUE! | #VALUE! | #VALUE! |  |  |  |  | #VALUE! | #VALUE! | #VALUE! |  |  | #VALUE! | #VALUE! | #VALUE! | #VALUE! | #VALUE! | #VALUE! | #VALUE! | #VALUE! |  |  |  |  | #VALUE! | #VALUE! | #VALUE! |  |  | #VALUE! | #VALUE! | #VALUE! | #VALUE! | #VALUE! | #VALUE! | #VALUE! | #VALUE! |  |  | #VALUE! | #VALUE! | #VALUE! | #VALUE! | #VALUE! |  |  | #VALUE! | #VALUE! | #VALUE! | #VALUE! | #VALUE! | #VALUE! | #VALUE! | #VALUE! |  |  | #VALUE! | #VALUE! | #VALUE! | #VALUE! | #VALUE! |  |  | #VALUE! | #VALUE! | #VALUE! | #VALUE! | #VALUE! | #VALUE! | #VALUE! | #VALUE! | 0 | #REF! | #VALUE! | #VALUE! | #VALUE! | #VALUE! | #VALUE! | #VALUE! | #VALUE! | 0
|  |  |  | 0 | 51 | 0 |  |  | 1 | 1.0842e-19 | 0 | 1.0669e-18 | 1.0669e-18 | 1.0669e-18 | 0 | 0 |  |  |  |  | #VALUE! | #VALUE! | #VALUE! |  |  | #VALUE! | #VALUE! | #VALUE! | #VALUE! | #VALUE! | #VALUE! | #VALUE! | #VALUE! |  |  |  |  | #VALUE! | #VALUE! | #VALUE! |  |  | #VALUE! | #VALUE! | #VALUE! | #VALUE! | #VALUE! | #VALUE! | #VALUE! | #VALUE! |  |  |  |  | #VALUE! | #VALUE! | #VALUE! |  |  | #VALUE! | #VALUE! | #VALUE! | #VALUE! | #VALUE! | #VALUE! | #VALUE! | #VALUE! |  |  |  |  | #VALUE! | #VALUE! | #VALUE! |  |  | #VALUE! | #VALUE! | #VALUE! | #VALUE! | #VALUE! | #VALUE! | #VALUE! | #VALUE! |  |  |  |  | #VALUE! | #VALUE! | #VALUE! |  |  | #VALUE! | #VALUE! | #VALUE! | #VALUE! | #VALUE! | #VALUE! | #VALUE! | #VALUE! |  |  | #VALUE! | #VALUE! | #VALUE! | #VALUE! | #VALUE! |  |  | #VALUE! | #VALUE! | #VALUE! | #VALUE! | #VALUE! | #VALUE! | #VALUE! | #VALUE! |  |  | #VALUE! | #VALUE! | #VALUE! | #VALUE! | #VALUE! |  |  | #VALUE! | #VALUE! | #VALUE! | #VALUE! | #VALUE! | #VALUE! | #VALUE! | #VALUE! | 0 | #REF! | #VALUE! | #VALUE! | #VALUE! | #VALUE! | #VALUE! | #VALUE! | #VALUE! | 0
|  |  |  | 0 | 51 | 0 |  |  | 1 | 1.0842e-19 | 0 | 1.0669e-18 | 1.0669e-18 | 1.0669e-18 | 0 | 0 |  |  |  |  | #VALUE! | #VALUE! | #VALUE! |  |  | #VALUE! | #VALUE! | #VALUE! | #VALUE! | #VALUE! | #VALUE! | #VALUE! | #VALUE! |  |  |  |  | #VALUE! | #VALUE! | #VALUE! |  |  | #VALUE! | #VALUE! | #VALUE! | #VALUE! | #VALUE! | #VALUE! | #VALUE! | #VALUE! |  |  |  |  | #VALUE! | #VALUE! | #VALUE! |  |  | #VALUE! | #VALUE! | #VALUE! | #VALUE! | #VALUE! | #VALUE! | #VALUE! | #VALUE! |  |  |  |  | #VALUE! | #VALUE! | #VALUE! |  |  | #VALUE! | #VALUE! | #VALUE! | #VALUE! | #VALUE! | #VALUE! | #VALUE! | #VALUE! |  |  |  |  | #VALUE! | #VALUE! | #VALUE! |  |  | #VALUE! | #VALUE! | #VALUE! | #VALUE! | #VALUE! | #VALUE! | #VALUE! | #VALUE! |  |  | #VALUE! | #VALUE! | #VALUE! | #VALUE! | #VALUE! |  |  | #VALUE! | #VALUE! | #VALUE! | #VALUE! | #VALUE! | #VALUE! | #VALUE! | #VALUE! |  |  | #VALUE! | #VALUE! | #VALUE! | #VALUE! | #VALUE! |  |  | #VALUE! | #VALUE! | #VALUE! | #VALUE! | #VALUE! | #VALUE! | #VALUE! | #VALUE! | 0 | #REF! | #VALUE! | #VALUE! | #VALUE! | #VALUE! | #VALUE! | #VALUE! | #VALUE! | 0
|  |  |  | 0 | 51 | 0 |  |  | 1 | 1.0842e-19 | 0 | 1.0669e-18 | 1.0669e-18 | 1.0669e-18 | 0 | 0 |  |  |  |  | #VALUE! | #VALUE! | #VALUE! |  |  | #VALUE! | #VALUE! | #VALUE! | #VALUE! | #VALUE! | #VALUE! | #VALUE! | #VALUE! |  |  |  |  | #VALUE! | #VALUE! | #VALUE! |  |  | #VALUE! | #VALUE! | #VALUE! | #VALUE! | #VALUE! | #VALUE! | #VALUE! | #VALUE! |  |  |  |  | #VALUE! | #VALUE! | #VALUE! |  |  | #VALUE! | #VALUE! | #VALUE! | #VALUE! | #VALUE! | #VALUE! | #VALUE! | #VALUE! |  |  |  |  | #VALUE! | #VALUE! | #VALUE! |  |  | #VALUE! | #VALUE! | #VALUE! | #VALUE! | #VALUE! | #VALUE! | #VALUE! | #VALUE! |  |  |  |  | #VALUE! | #VALUE! | #VALUE! |  |  | #VALUE! | #VALUE! | #VALUE! | #VALUE! | #VALUE! | #VALUE! | #VALUE! | #VALUE! |  |  | #VALUE! | #VALUE! | #VALUE! | #VALUE! | #VALUE! |  |  | #VALUE! | #VALUE! | #VALUE! | #VALUE! | #VALUE! | #VALUE! | #VALUE! | #VALUE! |  |  | #VALUE! | #VALUE! | #VALUE! | #VALUE! | #VALUE! |  |  | #VALUE! | #VALUE! | #VALUE! | #VALUE! | #VALUE! | #VALUE! | #VALUE! | #VALUE! | 0 | #REF! | #VALUE! | #VALUE! | #VALUE! | #VALUE! | #VALUE! | #VALUE! | #VALUE! | 0
|  |  |  | 0 | 51 | 0 |  |  | 1 | 1.0842e-19 | 0 | 1.0669e-18 | 1.0669e-18 | 1.0669e-18 | 0 | 0 |  |  |  |  | #VALUE! | #VALUE! | #VALUE! |  |  | #VALUE! | #VALUE! | #VALUE! | #VALUE! | #VALUE! | #VALUE! | #VALUE! | #VALUE! |  |  |  |  | #VALUE! | #VALUE! | #VALUE! |  |  | #VALUE! | #VALUE! | #VALUE! | #VALUE! | #VALUE! | #VALUE! | #VALUE! | #VALUE! |  |  |  |  | #VALUE! | #VALUE! | #VALUE! |  |  | #VALUE! | #VALUE! | #VALUE! | #VALUE! | #VALUE! | #VALUE! | #VALUE! | #VALUE! |  |  |  |  | #VALUE! | #VALUE! | #VALUE! |  |  | #VALUE! | #VALUE! | #VALUE! | #VALUE! | #VALUE! | #VALUE! | #VALUE! | #VALUE! |  |  |  |  | #VALUE! | #VALUE! | #VALUE! |  |  | #VALUE! | #VALUE! | #VALUE! | #VALUE! | #VALUE! | #VALUE! | #VALUE! | #VALUE! |  |  | #VALUE! | #VALUE! | #VALUE! | #VALUE! | #VALUE! |  |  | #VALUE! | #VALUE! | #VALUE! | #VALUE! | #VALUE! | #VALUE! | #VALUE! | #VALUE! |  |  | #VALUE! | #VALUE! | #VALUE! | #VALUE! | #VALUE! |  |  | #VALUE! | #VALUE! | #VALUE! | #VALUE! | #VALUE! | #VALUE! | #VALUE! | #VALUE! | 0 | #REF! | #VALUE! | #VALUE! | #VALUE! | #VALUE! | #VALUE! | #VALUE! | #VALUE! | 0
|  |  |  | 0 | 51 | 0 |  |  | 1 | 1.0842e-19 | 0 | 1.0669e-18 | 1.0669e-18 | 1.0669e-18 | 0 | 0 |  |  |  |  | #VALUE! | #VALUE! | #VALUE! |  |  | #VALUE! | #VALUE! | #VALUE! | #VALUE! | #VALUE! | #VALUE! | #VALUE! | #VALUE! |  |  |  |  | #VALUE! | #VALUE! | #VALUE! |  |  | #VALUE! | #VALUE! | #VALUE! | #VALUE! | #VALUE! | #VALUE! | #VALUE! | #VALUE! |  |  |  |  | #VALUE! | #VALUE! | #VALUE! |  |  | #VALUE! | #VALUE! | #VALUE! | #VALUE! | #VALUE! | #VALUE! | #VALUE! | #VALUE! |  |  |  |  | #VALUE! | #VALUE! | #VALUE! |  |  | #VALUE! | #VALUE! | #VALUE! | #VALUE! | #VALUE! | #VALUE! | #VALUE! | #VALUE! |  |  |  |  | #VALUE! | #VALUE! | #VALUE! |  |  | #VALUE! | #VALUE! | #VALUE! | #VALUE! | #VALUE! | #VALUE! | #VALUE! | #VALUE! |  |  | #VALUE! | #VALUE! | #VALUE! | #VALUE! | #VALUE! |  |  | #VALUE! | #VALUE! | #VALUE! | #VALUE! | #VALUE! | #VALUE! | #VALUE! | #VALUE! |  |  | #VALUE! | #VALUE! | #VALUE! | #VALUE! | #VALUE! |  |  | #VALUE! | #VALUE! | #VALUE! | #VALUE! | #VALUE! | #VALUE! | #VALUE! | #VALUE! | 0 | #REF! | #VALUE! | #VALUE! | #VALUE! | #VALUE! | #VALUE! | #VALUE! | #VALUE! | 0
|  |  |  | 0 | 51 | 0 |  |  | 1 | 1.0842e-19 | 0 | 1.0669e-18 | 1.0669e-18 | 1.0669e-18 | 0 | 0 |  |  |  |  | #VALUE! | #VALUE! | #VALUE! |  |  | #VALUE! | #VALUE! | #VALUE! | #VALUE! | #VALUE! | #VALUE! | #VALUE! | #VALUE! |  |  |  |  | #VALUE! | #VALUE! | #VALUE! |  |  | #VALUE! | #VALUE! | #VALUE! | #VALUE! | #VALUE! | #VALUE! | #VALUE! | #VALUE! |  |  |  |  | #VALUE! | #VALUE! | #VALUE! |  |  | #VALUE! | #VALUE! | #VALUE! | #VALUE! | #VALUE! | #VALUE! | #VALUE! | #VALUE! |  |  |  |  | #VALUE! | #VALUE! | #VALUE! |  |  | #VALUE! | #VALUE! | #VALUE! | #VALUE! | #VALUE! | #VALUE! | #VALUE! | #VALUE! |  |  |  |  | #VALUE! | #VALUE! | #VALUE! |  |  | #VALUE! | #VALUE! | #VALUE! | #VALUE! | #VALUE! | #VALUE! | #VALUE! | #VALUE! |  |  | #VALUE! | #VALUE! | #VALUE! | #VALUE! | #VALUE! |  |  | #VALUE! | #VALUE! | #VALUE! | #VALUE! | #VALUE! | #VALUE! | #VALUE! | #VALUE! |  |  | #VALUE! | #VALUE! | #VALUE! | #VALUE! | #VALUE! |  |  | #VALUE! | #VALUE! | #VALUE! | #VALUE! | #VALUE! | #VALUE! | #VALUE! | #VALUE! | 0 | #REF! | #VALUE! | #VALUE! | #VALUE! | #VALUE! | #VALUE! | #VALUE! | #VALUE! | 0
|  |  |  | 0 | 51 | 0 |  |  | 1 | 1.0842e-19 | 0 | 1.0669e-18 | 1.0669e-18 | 1.0669e-18 | 0 | 0 |  |  |  |  | #VALUE! | #VALUE! | #VALUE! |  |  | #VALUE! | #VALUE! | #VALUE! | #VALUE! | #VALUE! | #VALUE! | #VALUE! | #VALUE! |  |  |  |  | #VALUE! | #VALUE! | #VALUE! |  |  | #VALUE! | #VALUE! | #VALUE! | #VALUE! | #VALUE! | #VALUE! | #VALUE! | #VALUE! |  |  |  |  | #VALUE! | #VALUE! | #VALUE! |  |  | #VALUE! | #VALUE! | #VALUE! | #VALUE! | #VALUE! | #VALUE! | #VALUE! | #VALUE! |  |  |  |  | #VALUE! | #VALUE! | #VALUE! |  |  | #VALUE! | #VALUE! | #VALUE! | #VALUE! | #VALUE! | #VALUE! | #VALUE! | #VALUE! |  |  |  |  | #VALUE! | #VALUE! | #VALUE! |  |  | #VALUE! | #VALUE! | #VALUE! | #VALUE! | #VALUE! | #VALUE! | #VALUE! | #VALUE! |  |  | #VALUE! | #VALUE! | #VALUE! | #VALUE! | #VALUE! |  |  | #VALUE! | #VALUE! | #VALUE! | #VALUE! | #VALUE! | #VALUE! | #VALUE! | #VALUE! |  |  | #VALUE! | #VALUE! | #VALUE! | #VALUE! | #VALUE! |  |  | #VALUE! | #VALUE! | #VALUE! | #VALUE! | #VALUE! | #VALUE! | #VALUE! | #VALUE! | 0 | #REF! | #VALUE! | #VALUE! | #VALUE! | #VALUE! | #VALUE! | #VALUE! | #VALUE! | 0
|  |  |  | 0 | 51 | 0 |  |  | 1 | 1.0842e-19 | 0 | 1.0669e-18 | 1.0669e-18 | 1.0669e-18 | 0 | 0 |  |  |  |  | #VALUE! | #VALUE! | #VALUE! |  |  | #VALUE! | #VALUE! | #VALUE! | #VALUE! | #VALUE! | #VALUE! | #VALUE! | #VALUE! |  |  |  |  | #VALUE! | #VALUE! | #VALUE! |  |  | #VALUE! | #VALUE! | #VALUE! | #VALUE! | #VALUE! | #VALUE! | #VALUE! | #VALUE! |  |  |  |  | #VALUE! | #VALUE! | #VALUE! |  |  | #VALUE! | #VALUE! | #VALUE! | #VALUE! | #VALUE! | #VALUE! | #VALUE! | #VALUE! |  |  |  |  | #VALUE! | #VALUE! | #VALUE! |  |  | #VALUE! | #VALUE! | #VALUE! | #VALUE! | #VALUE! | #VALUE! | #VALUE! | #VALUE! |  |  |  |  | #VALUE! | #VALUE! | #VALUE! |  |  | #VALUE! | #VALUE! | #VALUE! | #VALUE! | #VALUE! | #VALUE! | #VALUE! | #VALUE! |  |  | #VALUE! | #VALUE! | #VALUE! | #VALUE! | #VALUE! |  |  | #VALUE! | #VALUE! | #VALUE! | #VALUE! | #VALUE! | #VALUE! | #VALUE! | #VALUE! |  |  | #VALUE! | #VALUE! | #VALUE! | #VALUE! | #VALUE! |  |  | #VALUE! | #VALUE! | #VALUE! | #VALUE! | #VALUE! | #VALUE! | #VALUE! | #VALUE! | 0 | #REF! | #VALUE! | #VALUE! | #VALUE! | #VALUE! | #VALUE! | #VALUE! | #VALUE! | 0
|  |  |  | 0 | 51 | 0 |  |  | 1 | 1.0842e-19 | 0 | 1.0669e-18 | 1.0669e-18 | 1.0669e-18 | 0 | 0 |  |  |  |  | #VALUE! | #VALUE! | #VALUE! |  |  | #VALUE! | #VALUE! | #VALUE! | #VALUE! | #VALUE! | #VALUE! | #VALUE! | #VALUE! |  |  |  |  | #VALUE! | #VALUE! | #VALUE! |  |  | #VALUE! | #VALUE! | #VALUE! | #VALUE! | #VALUE! | #VALUE! | #VALUE! | #VALUE! |  |  |  |  | #VALUE! | #VALUE! | #VALUE! |  |  | #VALUE! | #VALUE! | #VALUE! | #VALUE! | #VALUE! | #VALUE! | #VALUE! | #VALUE! |  |  |  |  | #VALUE! | #VALUE! | #VALUE! |  |  | #VALUE! | #VALUE! | #VALUE! | #VALUE! | #VALUE! | #VALUE! | #VALUE! | #VALUE! |  |  |  |  | #VALUE! | #VALUE! | #VALUE! |  |  | #VALUE! | #VALUE! | #VALUE! | #VALUE! | #VALUE! | #VALUE! | #VALUE! | #VALUE! |  |  | #VALUE! | #VALUE! | #VALUE! | #VALUE! | #VALUE! |  |  | #VALUE! | #VALUE! | #VALUE! | #VALUE! | #VALUE! | #VALUE! | #VALUE! | #VALUE! |  |  | #VALUE! | #VALUE! | #VALUE! | #VALUE! | #VALUE! |  |  | #VALUE! | #VALUE! | #VALUE! | #VALUE! | #VALUE! | #VALUE! | #VALUE! | #VALUE! | 0 | #REF! | #VALUE! | #VALUE! | #VALUE! | #VALUE! | #VALUE! | #VALUE! | #VALUE! | 0
|  |  |  | 0 | 51 | 0 |  |  | 1 | 1.0842e-19 | 0 | 1.0669e-18 | 1.0669e-18 | 1.0669e-18 | 0 | 0 |  |  |  |  | #VALUE! | #VALUE! | #VALUE! |  |  | #VALUE! | #VALUE! | #VALUE! | #VALUE! | #VALUE! | #VALUE! | #VALUE! | #VALUE! |  |  |  |  | #VALUE! | #VALUE! | #VALUE! |  |  | #VALUE! | #VALUE! | #VALUE! | #VALUE! | #VALUE! | #VALUE! | #VALUE! | #VALUE! |  |  |  |  | #VALUE! | #VALUE! | #VALUE! |  |  | #VALUE! | #VALUE! | #VALUE! | #VALUE! | #VALUE! | #VALUE! | #VALUE! | #VALUE! |  |  |  |  | #VALUE! | #VALUE! | #VALUE! |  |  | #VALUE! | #VALUE! | #VALUE! | #VALUE! | #VALUE! | #VALUE! | #VALUE! | #VALUE! |  |  |  |  | #VALUE! | #VALUE! | #VALUE! |  |  | #VALUE! | #VALUE! | #VALUE! | #VALUE! | #VALUE! | #VALUE! | #VALUE! | #VALUE! |  |  | #VALUE! | #VALUE! | #VALUE! | #VALUE! | #VALUE! |  |  | #VALUE! | #VALUE! | #VALUE! | #VALUE! | #VALUE! | #VALUE! | #VALUE! | #VALUE! |  |  | #VALUE! | #VALUE! | #VALUE! | #VALUE! | #VALUE! |  |  | #VALUE! | #VALUE! | #VALUE! | #VALUE! | #VALUE! | #VALUE! | #VALUE! | #VALUE! | 0 | #REF! | #VALUE! | #VALUE! | #VALUE! | #VALUE! | #VALUE! | #VALUE! | #VALUE! | 0
|  |  |  | 0 | 51 | 0 |  |  | 1 | 1.0842e-19 | 0 | 1.0669e-18 | 1.0669e-18 | 1.0669e-18 | 0 | 0 |  |  |  |  | #VALUE! | #VALUE! | #VALUE! |  |  | #VALUE! | #VALUE! | #VALUE! | #VALUE! | #VALUE! | #VALUE! | #VALUE! | #VALUE! |  |  |  |  | #VALUE! | #VALUE! | #VALUE! |  |  | #VALUE! | #VALUE! | #VALUE! | #VALUE! | #VALUE! | #VALUE! | #VALUE! | #VALUE! |  |  |  |  | #VALUE! | #VALUE! | #VALUE! |  |  | #VALUE! | #VALUE! | #VALUE! | #VALUE! | #VALUE! | #VALUE! | #VALUE! | #VALUE! |  |  |  |  | #VALUE! | #VALUE! | #VALUE! |  |  | #VALUE! | #VALUE! | #VALUE! | #VALUE! | #VALUE! | #VALUE! | #VALUE! | #VALUE! |  |  |  |  | #VALUE! | #VALUE! | #VALUE! |  |  | #VALUE! | #VALUE! | #VALUE! | #VALUE! | #VALUE! | #VALUE! | #VALUE! | #VALUE! |  |  | #VALUE! | #VALUE! | #VALUE! | #VALUE! | #VALUE! |  |  | #VALUE! | #VALUE! | #VALUE! | #VALUE! | #VALUE! | #VALUE! | #VALUE! | #VALUE! |  |  | #VALUE! | #VALUE! | #VALUE! | #VALUE! | #VALUE! |  |  | #VALUE! | #VALUE! | #VALUE! | #VALUE! | #VALUE! | #VALUE! | #VALUE! | #VALUE! | 0 | #REF! | #VALUE! | #VALUE! | #VALUE! | #VALUE! | #VALUE! | #VALUE! | #VALUE! | 0
|  |  |  | 0 | 51 | 0 |  |  | 1 | 1.0842e-19 | 0 | 1.0669e-18 | 1.0669e-18 | 1.0669e-18 | 0 | 0 |  |  |  |  | #VALUE! | #VALUE! | #VALUE! |  |  | #VALUE! | #VALUE! | #VALUE! | #VALUE! | #VALUE! | #VALUE! | #VALUE! | #VALUE! |  |  |  |  | #VALUE! | #VALUE! | #VALUE! |  |  | #VALUE! | #VALUE! | #VALUE! | #VALUE! | #VALUE! | #VALUE! | #VALUE! | #VALUE! |  |  |  |  | #VALUE! | #VALUE! | #VALUE! |  |  | #VALUE! | #VALUE! | #VALUE! | #VALUE! | #VALUE! | #VALUE! | #VALUE! | #VALUE! |  |  |  |  | #VALUE! | #VALUE! | #VALUE! |  |  | #VALUE! | #VALUE! | #VALUE! | #VALUE! | #VALUE! | #VALUE! | #VALUE! | #VALUE! |  |  |  |  | #VALUE! | #VALUE! | #VALUE! |  |  | #VALUE! | #VALUE! | #VALUE! | #VALUE! | #VALUE! | #VALUE! | #VALUE! | #VALUE! |  |  | #VALUE! | #VALUE! | #VALUE! | #VALUE! | #VALUE! |  |  | #VALUE! | #VALUE! | #VALUE! | #VALUE! | #VALUE! | #VALUE! | #VALUE! | #VALUE! |  |  | #VALUE! | #VALUE! | #VALUE! | #VALUE! | #VALUE! |  |  | #VALUE! | #VALUE! | #VALUE! | #VALUE! | #VALUE! | #VALUE! | #VALUE! | #VALUE! | 0 | #REF! | #VALUE! | #VALUE! | #VALUE! | #VALUE! | #VALUE! | #VALUE! | #VALUE! | 0
|  |  |  | 0 | 51 | 0 |  |  | 1 | 1.0842e-19 | 0 | 1.0669e-18 | 1.0669e-18 | 1.0669e-18 | 0 | 0 |  |  |  |  | #VALUE! | #VALUE! | #VALUE! |  |  | #VALUE! | #VALUE! | #VALUE! | #VALUE! | #VALUE! | #VALUE! | #VALUE! | #VALUE! |  |  |  |  | #VALUE! | #VALUE! | #VALUE! |  |  | #VALUE! | #VALUE! | #VALUE! | #VALUE! | #VALUE! | #VALUE! | #VALUE! | #VALUE! |  |  |  |  | #VALUE! | #VALUE! | #VALUE! |  |  | #VALUE! | #VALUE! | #VALUE! | #VALUE! | #VALUE! | #VALUE! | #VALUE! | #VALUE! |  |  |  |  | #VALUE! | #VALUE! | #VALUE! |  |  | #VALUE! | #VALUE! | #VALUE! | #VALUE! | #VALUE! | #VALUE! | #VALUE! | #VALUE! |  |  |  |  | #VALUE! | #VALUE! | #VALUE! |  |  | #VALUE! | #VALUE! | #VALUE! | #VALUE! | #VALUE! | #VALUE! | #VALUE! | #VALUE! |  |  | #VALUE! | #VALUE! | #VALUE! | #VALUE! | #VALUE! |  |  | #VALUE! | #VALUE! | #VALUE! | #VALUE! | #VALUE! | #VALUE! | #VALUE! | #VALUE! |  |  | #VALUE! | #VALUE! | #VALUE! | #VALUE! | #VALUE! |  |  | #VALUE! | #VALUE! | #VALUE! | #VALUE! | #VALUE! | #VALUE! | #VALUE! | #VALUE! | 0 | #REF! | #VALUE! | #VALUE! | #VALUE! | #VALUE! | #VALUE! | #VALUE! | #VALUE! | 0
|  |  |  | 0 | 51 | 0 |  |  | 1 | 1.0842e-19 | 0 | 1.0669e-18 | 1.0669e-18 | 1.0669e-18 | 0 | 0 |  |  |  |  | #VALUE! | #VALUE! | #VALUE! |  |  | #VALUE! | #VALUE! | #VALUE! | #VALUE! | #VALUE! | #VALUE! | #VALUE! | #VALUE! |  |  |  |  | #VALUE! | #VALUE! | #VALUE! |  |  | #VALUE! | #VALUE! | #VALUE! | #VALUE! | #VALUE! | #VALUE! | #VALUE! | #VALUE! |  |  |  |  | #VALUE! | #VALUE! | #VALUE! |  |  | #VALUE! | #VALUE! | #VALUE! | #VALUE! | #VALUE! | #VALUE! | #VALUE! | #VALUE! |  |  |  |  | #VALUE! | #VALUE! | #VALUE! |  |  | #VALUE! | #VALUE! | #VALUE! | #VALUE! | #VALUE! | #VALUE! | #VALUE! | #VALUE! |  |  |  |  | #VALUE! | #VALUE! | #VALUE! |  |  | #VALUE! | #VALUE! | #VALUE! | #VALUE! | #VALUE! | #VALUE! | #VALUE! | #VALUE! |  |  | #VALUE! | #VALUE! | #VALUE! | #VALUE! | #VALUE! |  |  | #VALUE! | #VALUE! | #VALUE! | #VALUE! | #VALUE! | #VALUE! | #VALUE! | #VALUE! |  |  | #VALUE! | #VALUE! | #VALUE! | #VALUE! | #VALUE! |  |  | #VALUE! | #VALUE! | #VALUE! | #VALUE! | #VALUE! | #VALUE! | #VALUE! | #VALUE! | 0 | #REF! | #VALUE! | #VALUE! | #VALUE! | #VALUE! | #VALUE! | #VALUE! | #VALUE! | 0
|  |  |  | 0 | 51 | 0 |  |  | 1 | 1.0842e-19 | 0 | 1.0669e-18 | 1.0669e-18 | 1.0669e-18 | 0 | 0 |  |  |  |  | #VALUE! | #VALUE! | #VALUE! |  |  | #VALUE! | #VALUE! | #VALUE! | #VALUE! | #VALUE! | #VALUE! | #VALUE! | #VALUE! |  |  |  |  | #VALUE! | #VALUE! | #VALUE! |  |  | #VALUE! | #VALUE! | #VALUE! | #VALUE! | #VALUE! | #VALUE! | #VALUE! | #VALUE! |  |  |  |  | #VALUE! | #VALUE! | #VALUE! |  |  | #VALUE! | #VALUE! | #VALUE! | #VALUE! | #VALUE! | #VALUE! | #VALUE! | #VALUE! |  |  |  |  | #VALUE! | #VALUE! | #VALUE! |  |  | #VALUE! | #VALUE! | #VALUE! | #VALUE! | #VALUE! | #VALUE! | #VALUE! | #VALUE! |  |  |  |  | #VALUE! | #VALUE! | #VALUE! |  |  | #VALUE! | #VALUE! | #VALUE! | #VALUE! | #VALUE! | #VALUE! | #VALUE! | #VALUE! |  |  | #VALUE! | #VALUE! | #VALUE! | #VALUE! | #VALUE! |  |  | #VALUE! | #VALUE! | #VALUE! | #VALUE! | #VALUE! | #VALUE! | #VALUE! | #VALUE! |  |  | #VALUE! | #VALUE! | #VALUE! | #VALUE! | #VALUE! |  |  | #VALUE! | #VALUE! | #VALUE! | #VALUE! | #VALUE! | #VALUE! | #VALUE! | #VALUE! | 0 | #REF! | #VALUE! | #VALUE! | #VALUE! | #VALUE! | #VALUE! | #VALUE! | #VALUE! | 0
|  |  |  | 0 | 51 | 0 |  |  | 1 | 1.0842e-19 | 0 | 1.0669e-18 | 1.0669e-18 | 1.0669e-18 | 0 | 0 |  |  |  |  | #VALUE! | #VALUE! | #VALUE! |  |  | #VALUE! | #VALUE! | #VALUE! | #VALUE! | #VALUE! | #VALUE! | #VALUE! | #VALUE! |  |  |  |  | #VALUE! | #VALUE! | #VALUE! |  |  | #VALUE! | #VALUE! | #VALUE! | #VALUE! | #VALUE! | #VALUE! | #VALUE! | #VALUE! |  |  |  |  | #VALUE! | #VALUE! | #VALUE! |  |  | #VALUE! | #VALUE! | #VALUE! | #VALUE! | #VALUE! | #VALUE! | #VALUE! | #VALUE! |  |  |  |  | #VALUE! | #VALUE! | #VALUE! |  |  | #VALUE! | #VALUE! | #VALUE! | #VALUE! | #VALUE! | #VALUE! | #VALUE! | #VALUE! |  |  |  |  | #VALUE! | #VALUE! | #VALUE! |  |  | #VALUE! | #VALUE! | #VALUE! | #VALUE! | #VALUE! | #VALUE! | #VALUE! | #VALUE! |  |  | #VALUE! | #VALUE! | #VALUE! | #VALUE! | #VALUE! |  |  | #VALUE! | #VALUE! | #VALUE! | #VALUE! | #VALUE! | #VALUE! | #VALUE! | #VALUE! |  |  | #VALUE! | #VALUE! | #VALUE! | #VALUE! | #VALUE! |  |  | #VALUE! | #VALUE! | #VALUE! | #VALUE! | #VALUE! | #VALUE! | #VALUE! | #VALUE! | 0 | #REF! | #VALUE! | #VALUE! | #VALUE! | #VALUE! | #VALUE! | #VALUE! | #VALUE! | 0
|  |  |  | 0 | 51 | 0 |  |  | 1 | 1.0842e-19 | 0 | 1.0669e-18 | 1.0669e-18 | 1.0669e-18 | 0 | 0 |  |  |  |  | #VALUE! | #VALUE! | #VALUE! |  |  | #VALUE! | #VALUE! | #VALUE! | #VALUE! | #VALUE! | #VALUE! | #VALUE! | #VALUE! |  |  |  |  | #VALUE! | #VALUE! | #VALUE! |  |  | #VALUE! | #VALUE! | #VALUE! | #VALUE! | #VALUE! | #VALUE! | #VALUE! | #VALUE! |  |  |  |  | #VALUE! | #VALUE! | #VALUE! |  |  | #VALUE! | #VALUE! | #VALUE! | #VALUE! | #VALUE! | #VALUE! | #VALUE! | #VALUE! |  |  |  |  | #VALUE! | #VALUE! | #VALUE! |  |  | #VALUE! | #VALUE! | #VALUE! | #VALUE! | #VALUE! | #VALUE! | #VALUE! | #VALUE! |  |  |  |  | #VALUE! | #VALUE! | #VALUE! |  |  | #VALUE! | #VALUE! | #VALUE! | #VALUE! | #VALUE! | #VALUE! | #VALUE! | #VALUE! |  |  | #VALUE! | #VALUE! | #VALUE! | #VALUE! | #VALUE! |  |  | #VALUE! | #VALUE! | #VALUE! | #VALUE! | #VALUE! | #VALUE! | #VALUE! | #VALUE! |  |  | #VALUE! | #VALUE! | #VALUE! | #VALUE! | #VALUE! |  |  | #VALUE! | #VALUE! | #VALUE! | #VALUE! | #VALUE! | #VALUE! | #VALUE! | #VALUE! | 0 | #REF! | #VALUE! | #VALUE! | #VALUE! | #VALUE! | #VALUE! | #VALUE! | #VALUE! | 0
|  |  |  | 0 | 51 | 0 |  |  | 1 | 1.0842e-19 | 0 | 1.0669e-18 | 1.0669e-18 | 1.0669e-18 | 0 | 0 |  |  |  |  | #VALUE! | #VALUE! | #VALUE! |  |  | #VALUE! | #VALUE! | #VALUE! | #VALUE! | #VALUE! | #VALUE! | #VALUE! | #VALUE! |  |  |  |  | #VALUE! | #VALUE! | #VALUE! |  |  | #VALUE! | #VALUE! | #VALUE! | #VALUE! | #VALUE! | #VALUE! | #VALUE! | #VALUE! |  |  |  |  | #VALUE! | #VALUE! | #VALUE! |  |  | #VALUE! | #VALUE! | #VALUE! | #VALUE! | #VALUE! | #VALUE! | #VALUE! | #VALUE! |  |  |  |  | #VALUE! | #VALUE! | #VALUE! |  |  | #VALUE! | #VALUE! | #VALUE! | #VALUE! | #VALUE! | #VALUE! | #VALUE! | #VALUE! |  |  |  |  | #VALUE! | #VALUE! | #VALUE! |  |  | #VALUE! | #VALUE! | #VALUE! | #VALUE! | #VALUE! | #VALUE! | #VALUE! | #VALUE! |  |  | #VALUE! | #VALUE! | #VALUE! | #VALUE! | #VALUE! |  |  | #VALUE! | #VALUE! | #VALUE! | #VALUE! | #VALUE! | #VALUE! | #VALUE! | #VALUE! |  |  | #VALUE! | #VALUE! | #VALUE! | #VALUE! | #VALUE! |  |  | #VALUE! | #VALUE! | #VALUE! | #VALUE! | #VALUE! | #VALUE! | #VALUE! | #VALUE! | 0 | #REF! | #VALUE! | #VALUE! | #VALUE! | #VALUE! | #VALUE! | #VALUE! | #VALUE! | 0
|  |  |  | 0 | 51 | 0 |  |  | 1 | 1.0842e-19 | 0 | 1.0669e-18 | 1.0669e-18 | 1.0669e-18 | 0 | 0 |  |  |  |  | #VALUE! | #VALUE! | #VALUE! |  |  | #VALUE! | #VALUE! | #VALUE! | #VALUE! | #VALUE! | #VALUE! | #VALUE! | #VALUE! |  |  |  |  | #VALUE! | #VALUE! | #VALUE! |  |  | #VALUE! | #VALUE! | #VALUE! | #VALUE! | #VALUE! | #VALUE! | #VALUE! | #VALUE! |  |  |  |  | #VALUE! | #VALUE! | #VALUE! |  |  | #VALUE! | #VALUE! | #VALUE! | #VALUE! | #VALUE! | #VALUE! | #VALUE! | #VALUE! |  |  |  |  | #VALUE! | #VALUE! | #VALUE! |  |  | #VALUE! | #VALUE! | #VALUE! | #VALUE! | #VALUE! | #VALUE! | #VALUE! | #VALUE! |  |  |  |  | #VALUE! | #VALUE! | #VALUE! |  |  | #VALUE! | #VALUE! | #VALUE! | #VALUE! | #VALUE! | #VALUE! | #VALUE! | #VALUE! |  |  | #VALUE! | #VALUE! | #VALUE! | #VALUE! | #VALUE! |  |  | #VALUE! | #VALUE! | #VALUE! | #VALUE! | #VALUE! | #VALUE! | #VALUE! | #VALUE! |  |  | #VALUE! | #VALUE! | #VALUE! | #VALUE! | #VALUE! |  |  | #VALUE! | #VALUE! | #VALUE! | #VALUE! | #VALUE! | #VALUE! | #VALUE! | #VALUE! | 0 | #REF! | #VALUE! | #VALUE! | #VALUE! | #VALUE! | #VALUE! | #VALUE! | #VALUE! | 0
|  |  |  | 0 | 51 | 0 |  |  | 1 | 1.0842e-19 | 0 | 1.0669e-18 | 1.0669e-18 | 1.0669e-18 | 0 | 0 |  |  |  |  | #VALUE! | #VALUE! | #VALUE! |  |  | #VALUE! | #VALUE! | #VALUE! | #VALUE! | #VALUE! | #VALUE! | #VALUE! | #VALUE! |  |  |  |  | #VALUE! | #VALUE! | #VALUE! |  |  | #VALUE! | #VALUE! | #VALUE! | #VALUE! | #VALUE! | #VALUE! | #VALUE! | #VALUE! |  |  |  |  | #VALUE! | #VALUE! | #VALUE! |  |  | #VALUE! | #VALUE! | #VALUE! | #VALUE! | #VALUE! | #VALUE! | #VALUE! | #VALUE! |  |  |  |  | #VALUE! | #VALUE! | #VALUE! |  |  | #VALUE! | #VALUE! | #VALUE! | #VALUE! | #VALUE! | #VALUE! | #VALUE! | #VALUE! |  |  |  |  | #VALUE! | #VALUE! | #VALUE! |  |  | #VALUE! | #VALUE! | #VALUE! | #VALUE! | #VALUE! | #VALUE! | #VALUE! | #VALUE! |  |  | #VALUE! | #VALUE! | #VALUE! | #VALUE! | #VALUE! |  |  | #VALUE! | #VALUE! | #VALUE! | #VALUE! | #VALUE! | #VALUE! | #VALUE! | #VALUE! |  |  | #VALUE! | #VALUE! | #VALUE! | #VALUE! | #VALUE! |  |  | #VALUE! | #VALUE! | #VALUE! | #VALUE! | #VALUE! | #VALUE! | #VALUE! | #VALUE! | 0 | #REF! | #VALUE! | #VALUE! | #VALUE! | #VALUE! | #VALUE! | #VALUE! | #VALUE! | 0
|  |  |  | 0 | 51 | 0 |  |  | 1 | 1.0842e-19 | 0 | 1.0669e-18 | 1.0669e-18 | 1.0669e-18 | 0 | 0 |  |  |  |  | #VALUE! | #VALUE! | #VALUE! |  |  | #VALUE! | #VALUE! | #VALUE! | #VALUE! | #VALUE! | #VALUE! | #VALUE! | #VALUE! |  |  |  |  | #VALUE! | #VALUE! | #VALUE! |  |  | #VALUE! | #VALUE! | #VALUE! | #VALUE! | #VALUE! | #VALUE! | #VALUE! | #VALUE! |  |  |  |  | #VALUE! | #VALUE! | #VALUE! |  |  | #VALUE! | #VALUE! | #VALUE! | #VALUE! | #VALUE! | #VALUE! | #VALUE! | #VALUE! |  |  |  |  | #VALUE! | #VALUE! | #VALUE! |  |  | #VALUE! | #VALUE! | #VALUE! | #VALUE! | #VALUE! | #VALUE! | #VALUE! | #VALUE! |  |  |  |  | #VALUE! | #VALUE! | #VALUE! |  |  | #VALUE! | #VALUE! | #VALUE! | #VALUE! | #VALUE! | #VALUE! | #VALUE! | #VALUE! |  |  | #VALUE! | #VALUE! | #VALUE! | #VALUE! | #VALUE! |  |  | #VALUE! | #VALUE! | #VALUE! | #VALUE! | #VALUE! | #VALUE! | #VALUE! | #VALUE! |  |  | #VALUE! | #VALUE! | #VALUE! | #VALUE! | #VALUE! |  |  | #VALUE! | #VALUE! | #VALUE! | #VALUE! | #VALUE! | #VALUE! | #VALUE! | #VALUE! | 0 | #REF! | #VALUE! | #VALUE! | #VALUE! | #VALUE! | #VALUE! | #VALUE! | #VALUE! | 0
|  |  |  | 0 | 51 | 0 |  |  | 1 | 1.0842e-19 | 0 | 1.0669e-18 | 1.0669e-18 | 1.0669e-18 | 0 | 0 |  |  |  |  | #VALUE! | #VALUE! | #VALUE! |  |  | #VALUE! | #VALUE! | #VALUE! | #VALUE! | #VALUE! | #VALUE! | #VALUE! | #VALUE! |  |  |  |  | #VALUE! | #VALUE! | #VALUE! |  |  | #VALUE! | #VALUE! | #VALUE! | #VALUE! | #VALUE! | #VALUE! | #VALUE! | #VALUE! |  |  |  |  | #VALUE! | #VALUE! | #VALUE! |  |  | #VALUE! | #VALUE! | #VALUE! | #VALUE! | #VALUE! | #VALUE! | #VALUE! | #VALUE! |  |  |  |  | #VALUE! | #VALUE! | #VALUE! |  |  | #VALUE! | #VALUE! | #VALUE! | #VALUE! | #VALUE! | #VALUE! | #VALUE! | #VALUE! |  |  |  |  | #VALUE! | #VALUE! | #VALUE! |  |  | #VALUE! | #VALUE! | #VALUE! | #VALUE! | #VALUE! | #VALUE! | #VALUE! | #VALUE! |  |  | #VALUE! | #VALUE! | #VALUE! | #VALUE! | #VALUE! |  |  | #VALUE! | #VALUE! | #VALUE! | #VALUE! | #VALUE! | #VALUE! | #VALUE! | #VALUE! |  |  | #VALUE! | #VALUE! | #VALUE! | #VALUE! | #VALUE! |  |  | #VALUE! | #VALUE! | #VALUE! | #VALUE! | #VALUE! | #VALUE! | #VALUE! | #VALUE! | 0 | #REF! | #VALUE! | #VALUE! | #VALUE! | #VALUE! | #VALUE! | #VALUE! | #VALUE! | 0
|  |  |  | 0 | 51 | 0 |  |  | 1 | 1.0842e-19 | 0 | 1.0669e-18 | 1.0669e-18 | 1.0669e-18 | 0 | 0 |  |  |  |  | #VALUE! | #VALUE! | #VALUE! |  |  | #VALUE! | #VALUE! | #VALUE! | #VALUE! | #VALUE! | #VALUE! | #VALUE! | #VALUE! |  |  |  |  | #VALUE! | #VALUE! | #VALUE! |  |  | #VALUE! | #VALUE! | #VALUE! | #VALUE! | #VALUE! | #VALUE! | #VALUE! | #VALUE! |  |  |  |  | #VALUE! | #VALUE! | #VALUE! |  |  | #VALUE! | #VALUE! | #VALUE! | #VALUE! | #VALUE! | #VALUE! | #VALUE! | #VALUE! |  |  |  |  | #VALUE! | #VALUE! | #VALUE! |  |  | #VALUE! | #VALUE! | #VALUE! | #VALUE! | #VALUE! | #VALUE! | #VALUE! | #VALUE! |  |  |  |  | #VALUE! | #VALUE! | #VALUE! |  |  | #VALUE! | #VALUE! | #VALUE! | #VALUE! | #VALUE! | #VALUE! | #VALUE! | #VALUE! |  |  | #VALUE! | #VALUE! | #VALUE! | #VALUE! | #VALUE! |  |  | #VALUE! | #VALUE! | #VALUE! | #VALUE! | #VALUE! | #VALUE! | #VALUE! | #VALUE! |  |  | #VALUE! | #VALUE! | #VALUE! | #VALUE! | #VALUE! |  |  | #VALUE! | #VALUE! | #VALUE! | #VALUE! | #VALUE! | #VALUE! | #VALUE! | #VALUE! | 0 | #REF! | #VALUE! | #VALUE! | #VALUE! | #VALUE! | #VALUE! | #VALUE! | #VALUE! | 0
|  |  |  | 0 | 51 | 0 |  |  | 1 | 1.0842e-19 | 0 | 1.0669e-18 | 1.0669e-18 | 1.0669e-18 | 0 | 0 |  |  |  |  | #VALUE! | #VALUE! | #VALUE! |  |  | #VALUE! | #VALUE! | #VALUE! | #VALUE! | #VALUE! | #VALUE! | #VALUE! | #VALUE! |  |  |  |  | #VALUE! | #VALUE! | #VALUE! |  |  | #VALUE! | #VALUE! | #VALUE! | #VALUE! | #VALUE! | #VALUE! | #VALUE! | #VALUE! |  |  |  |  | #VALUE! | #VALUE! | #VALUE! |  |  | #VALUE! | #VALUE! | #VALUE! | #VALUE! | #VALUE! | #VALUE! | #VALUE! | #VALUE! |  |  |  |  | #VALUE! | #VALUE! | #VALUE! |  |  | #VALUE! | #VALUE! | #VALUE! | #VALUE! | #VALUE! | #VALUE! | #VALUE! | #VALUE! |  |  |  |  | #VALUE! | #VALUE! | #VALUE! |  |  | #VALUE! | #VALUE! | #VALUE! | #VALUE! | #VALUE! | #VALUE! | #VALUE! | #VALUE! |  |  | #VALUE! | #VALUE! | #VALUE! | #VALUE! | #VALUE! |  |  | #VALUE! | #VALUE! | #VALUE! | #VALUE! | #VALUE! | #VALUE! | #VALUE! | #VALUE! |  |  | #VALUE! | #VALUE! | #VALUE! | #VALUE! | #VALUE! |  |  | #VALUE! | #VALUE! | #VALUE! | #VALUE! | #VALUE! | #VALUE! | #VALUE! | #VALUE! | 0 | #REF! | #VALUE! | #VALUE! | #VALUE! | #VALUE! | #VALUE! | #VALUE! | #VALUE! | 0
|  |  |  | 0 | 51 | 0 |  |  | 1 | 1.0842e-19 | 0 | 1.0669e-18 | 1.0669e-18 | 1.0669e-18 | 0 | 0 |  |  |  |  | #VALUE! | #VALUE! | #VALUE! |  |  | #VALUE! | #VALUE! | #VALUE! | #VALUE! | #VALUE! | #VALUE! | #VALUE! | #VALUE! |  |  |  |  | #VALUE! | #VALUE! | #VALUE! |  |  | #VALUE! | #VALUE! | #VALUE! | #VALUE! | #VALUE! | #VALUE! | #VALUE! | #VALUE! |  |  |  |  | #VALUE! | #VALUE! | #VALUE! |  |  | #VALUE! | #VALUE! | #VALUE! | #VALUE! | #VALUE! | #VALUE! | #VALUE! | #VALUE! |  |  |  |  | #VALUE! | #VALUE! | #VALUE! |  |  | #VALUE! | #VALUE! | #VALUE! | #VALUE! | #VALUE! | #VALUE! | #VALUE! | #VALUE! |  |  |  |  | #VALUE! | #VALUE! | #VALUE! |  |  | #VALUE! | #VALUE! | #VALUE! | #VALUE! | #VALUE! | #VALUE! | #VALUE! | #VALUE! |  |  | #VALUE! | #VALUE! | #VALUE! | #VALUE! | #VALUE! |  |  | #VALUE! | #VALUE! | #VALUE! | #VALUE! | #VALUE! | #VALUE! | #VALUE! | #VALUE! |  |  | #VALUE! | #VALUE! | #VALUE! | #VALUE! | #VALUE! |  |  | #VALUE! | #VALUE! | #VALUE! | #VALUE! | #VALUE! | #VALUE! | #VALUE! | #VALUE! | 0 | #REF! | #VALUE! | #VALUE! | #VALUE! | #VALUE! | #VALUE! | #VALUE! | #VALUE! | 0
|  |  |  | 0 | 51 | 0 |  |  | 1 | 1.0842e-19 | 0 | 1.0669e-18 | 1.0669e-18 | 1.0669e-18 | 0 | 0 |  |  |  |  | #VALUE! | #VALUE! | #VALUE! |  |  | #VALUE! | #VALUE! | #VALUE! | #VALUE! | #VALUE! | #VALUE! | #VALUE! | #VALUE! |  |  |  |  | #VALUE! | #VALUE! | #VALUE! |  |  | #VALUE! | #VALUE! | #VALUE! | #VALUE! | #VALUE! | #VALUE! | #VALUE! | #VALUE! |  |  |  |  | #VALUE! | #VALUE! | #VALUE! |  |  | #VALUE! | #VALUE! | #VALUE! | #VALUE! | #VALUE! | #VALUE! | #VALUE! | #VALUE! |  |  |  |  | #VALUE! | #VALUE! | #VALUE! |  |  | #VALUE! | #VALUE! | #VALUE! | #VALUE! | #VALUE! | #VALUE! | #VALUE! | #VALUE! |  |  |  |  | #VALUE! | #VALUE! | #VALUE! |  |  | #VALUE! | #VALUE! | #VALUE! | #VALUE! | #VALUE! | #VALUE! | #VALUE! | #VALUE! |  |  | #VALUE! | #VALUE! | #VALUE! | #VALUE! | #VALUE! |  |  | #VALUE! | #VALUE! | #VALUE! | #VALUE! | #VALUE! | #VALUE! | #VALUE! | #VALUE! |  |  | #VALUE! | #VALUE! | #VALUE! | #VALUE! | #VALUE! |  |  | #VALUE! | #VALUE! | #VALUE! | #VALUE! | #VALUE! | #VALUE! | #VALUE! | #VALUE! | 0 | #REF! | #VALUE! | #VALUE! | #VALUE! | #VALUE! | #VALUE! | #VALUE! | #VALUE! | 0
|  |  |  | 0 | 51 | 0 |  |  | 1 | 1.0842e-19 | 0 | 1.0669e-18 | 1.0669e-18 | 1.0669e-18 | 0 | 0 |  |  |  |  | #VALUE! | #VALUE! | #VALUE! |  |  | #VALUE! | #VALUE! | #VALUE! | #VALUE! | #VALUE! | #VALUE! | #VALUE! | #VALUE! |  |  |  |  | #VALUE! | #VALUE! | #VALUE! |  |  | #VALUE! | #VALUE! | #VALUE! | #VALUE! | #VALUE! | #VALUE! | #VALUE! | #VALUE! |  |  |  |  | #VALUE! | #VALUE! | #VALUE! |  |  | #VALUE! | #VALUE! | #VALUE! | #VALUE! | #VALUE! | #VALUE! | #VALUE! | #VALUE! |  |  |  |  | #VALUE! | #VALUE! | #VALUE! |  |  | #VALUE! | #VALUE! | #VALUE! | #VALUE! | #VALUE! | #VALUE! | #VALUE! | #VALUE! |  |  |  |  | #VALUE! | #VALUE! | #VALUE! |  |  | #VALUE! | #VALUE! | #VALUE! | #VALUE! | #VALUE! | #VALUE! | #VALUE! | #VALUE! |  |  | #VALUE! | #VALUE! | #VALUE! | #VALUE! | #VALUE! |  |  | #VALUE! | #VALUE! | #VALUE! | #VALUE! | #VALUE! | #VALUE! | #VALUE! | #VALUE! |  |  | #VALUE! | #VALUE! | #VALUE! | #VALUE! | #VALUE! |  |  | #VALUE! | #VALUE! | #VALUE! | #VALUE! | #VALUE! | #VALUE! | #VALUE! | #VALUE! | 0 | #REF! | #VALUE! | #VALUE! | #VALUE! | #VALUE! | #VALUE! | #VALUE! | #VALUE! | 0
|  |  |  | 0 | 51 | 0 |  |  | 1 | 1.0842e-19 | 0 | 1.0669e-18 | 1.0669e-18 | 1.0669e-18 | 0 | 0 |  |  |  |  | #VALUE! | #VALUE! | #VALUE! |  |  | #VALUE! | #VALUE! | #VALUE! | #VALUE! | #VALUE! | #VALUE! | #VALUE! | #VALUE! |  |  |  |  | #VALUE! | #VALUE! | #VALUE! |  |  | #VALUE! | #VALUE! | #VALUE! | #VALUE! | #VALUE! | #VALUE! | #VALUE! | #VALUE! |  |  |  |  | #VALUE! | #VALUE! | #VALUE! |  |  | #VALUE! | #VALUE! | #VALUE! | #VALUE! | #VALUE! | #VALUE! | #VALUE! | #VALUE! |  |  |  |  | #VALUE! | #VALUE! | #VALUE! |  |  | #VALUE! | #VALUE! | #VALUE! | #VALUE! | #VALUE! | #VALUE! | #VALUE! | #VALUE! |  |  |  |  | #VALUE! | #VALUE! | #VALUE! |  |  | #VALUE! | #VALUE! | #VALUE! | #VALUE! | #VALUE! | #VALUE! | #VALUE! | #VALUE! |  |  | #VALUE! | #VALUE! | #VALUE! | #VALUE! | #VALUE! |  |  | #VALUE! | #VALUE! | #VALUE! | #VALUE! | #VALUE! | #VALUE! | #VALUE! | #VALUE! |  |  | #VALUE! | #VALUE! | #VALUE! | #VALUE! | #VALUE! |  |  | #VALUE! | #VALUE! | #VALUE! | #VALUE! | #VALUE! | #VALUE! | #VALUE! | #VALUE! | 0 | #REF! | #VALUE! | #VALUE! | #VALUE! | #VALUE! | #VALUE! | #VALUE! | #VALUE! | 0
|  |  |  | 0 | 51 | 0 |  |  | 1 | 1.0842e-19 | 0 | 1.0669e-18 | 1.0669e-18 | 1.0669e-18 | 0 | 0 |  |  |  |  | #VALUE! | #VALUE! | #VALUE! |  |  | #VALUE! | #VALUE! | #VALUE! | #VALUE! | #VALUE! | #VALUE! | #VALUE! | #VALUE! |  |  |  |  | #VALUE! | #VALUE! | #VALUE! |  |  | #VALUE! | #VALUE! | #VALUE! | #VALUE! | #VALUE! | #VALUE! | #VALUE! | #VALUE! |  |  |  |  | #VALUE! | #VALUE! | #VALUE! |  |  | #VALUE! | #VALUE! | #VALUE! | #VALUE! | #VALUE! | #VALUE! | #VALUE! | #VALUE! |  |  |  |  | #VALUE! | #VALUE! | #VALUE! |  |  | #VALUE! | #VALUE! | #VALUE! | #VALUE! | #VALUE! | #VALUE! | #VALUE! | #VALUE! |  |  |  |  | #VALUE! | #VALUE! | #VALUE! |  |  | #VALUE! | #VALUE! | #VALUE! | #VALUE! | #VALUE! | #VALUE! | #VALUE! | #VALUE! |  |  | #VALUE! | #VALUE! | #VALUE! | #VALUE! | #VALUE! |  |  | #VALUE! | #VALUE! | #VALUE! | #VALUE! | #VALUE! | #VALUE! | #VALUE! | #VALUE! |  |  | #VALUE! | #VALUE! | #VALUE! | #VALUE! | #VALUE! |  |  | #VALUE! | #VALUE! | #VALUE! | #VALUE! | #VALUE! | #VALUE! | #VALUE! | #VALUE! | 0 | #REF! | #VALUE! | #VALUE! | #VALUE! | #VALUE! | #VALUE! | #VALUE! | #VALUE! | 0
|  |  |  | 0 | 51 | 0 |  |  | 1 | 1.0842e-19 | 0 | 1.0669e-18 | 1.0669e-18 | 1.0669e-18 | 0 | 0 |  |  |  |  | #VALUE! | #VALUE! | #VALUE! |  |  | #VALUE! | #VALUE! | #VALUE! | #VALUE! | #VALUE! | #VALUE! | #VALUE! | #VALUE! |  |  |  |  | #VALUE! | #VALUE! | #VALUE! |  |  | #VALUE! | #VALUE! | #VALUE! | #VALUE! | #VALUE! | #VALUE! | #VALUE! | #VALUE! |  |  |  |  | #VALUE! | #VALUE! | #VALUE! |  |  | #VALUE! | #VALUE! | #VALUE! | #VALUE! | #VALUE! | #VALUE! | #VALUE! | #VALUE! |  |  |  |  | #VALUE! | #VALUE! | #VALUE! |  |  | #VALUE! | #VALUE! | #VALUE! | #VALUE! | #VALUE! | #VALUE! | #VALUE! | #VALUE! |  |  |  |  | #VALUE! | #VALUE! | #VALUE! |  |  | #VALUE! | #VALUE! | #VALUE! | #VALUE! | #VALUE! | #VALUE! | #VALUE! | #VALUE! |  |  | #VALUE! | #VALUE! | #VALUE! | #VALUE! | #VALUE! |  |  | #VALUE! | #VALUE! | #VALUE! | #VALUE! | #VALUE! | #VALUE! | #VALUE! | #VALUE! |  |  | #VALUE! | #VALUE! | #VALUE! | #VALUE! | #VALUE! |  |  | #VALUE! | #VALUE! | #VALUE! | #VALUE! | #VALUE! | #VALUE! | #VALUE! | #VALUE! | 0 | #REF! | #VALUE! | #VALUE! | #VALUE! | #VALUE! | #VALUE! | #VALUE! | #VALUE! | 0
|  |  |  | 0 | 51 | 0 |  |  | 1 | 1.0842e-19 | 0 | 1.0669e-18 | 1.0669e-18 | 1.0669e-18 | 0 | 0 |  |  |  |  | #VALUE! | #VALUE! | #VALUE! |  |  | #VALUE! | #VALUE! | #VALUE! | #VALUE! | #VALUE! | #VALUE! | #VALUE! | #VALUE! |  |  |  |  | #VALUE! | #VALUE! | #VALUE! |  |  | #VALUE! | #VALUE! | #VALUE! | #VALUE! | #VALUE! | #VALUE! | #VALUE! | #VALUE! |  |  |  |  | #VALUE! | #VALUE! | #VALUE! |  |  | #VALUE! | #VALUE! | #VALUE! | #VALUE! | #VALUE! | #VALUE! | #VALUE! | #VALUE! |  |  |  |  | #VALUE! | #VALUE! | #VALUE! |  |  | #VALUE! | #VALUE! | #VALUE! | #VALUE! | #VALUE! | #VALUE! | #VALUE! | #VALUE! |  |  |  |  | #VALUE! | #VALUE! | #VALUE! |  |  | #VALUE! | #VALUE! | #VALUE! | #VALUE! | #VALUE! | #VALUE! | #VALUE! | #VALUE! |  |  | #VALUE! | #VALUE! | #VALUE! | #VALUE! | #VALUE! |  |  | #VALUE! | #VALUE! | #VALUE! | #VALUE! | #VALUE! | #VALUE! | #VALUE! | #VALUE! |  |  | #VALUE! | #VALUE! | #VALUE! | #VALUE! | #VALUE! |  |  | #VALUE! | #VALUE! | #VALUE! | #VALUE! | #VALUE! | #VALUE! | #VALUE! | #VALUE! | 0 | #REF! | #VALUE! | #VALUE! | #VALUE! | #VALUE! | #VALUE! | #VALUE! | #VALUE! | 0
|  |  |  | 0 | 51 | 0 |  |  | 1 | 1.0842e-19 | 0 | 1.0669e-18 | 1.0669e-18 | 1.0669e-18 | 0 | 0 |  |  |  |  | #VALUE! | #VALUE! | #VALUE! |  |  | #VALUE! | #VALUE! | #VALUE! | #VALUE! | #VALUE! | #VALUE! | #VALUE! | #VALUE! |  |  |  |  | #VALUE! | #VALUE! | #VALUE! |  |  | #VALUE! | #VALUE! | #VALUE! | #VALUE! | #VALUE! | #VALUE! | #VALUE! | #VALUE! |  |  |  |  | #VALUE! | #VALUE! | #VALUE! |  |  | #VALUE! | #VALUE! | #VALUE! | #VALUE! | #VALUE! | #VALUE! | #VALUE! | #VALUE! |  |  |  |  | #VALUE! | #VALUE! | #VALUE! |  |  | #VALUE! | #VALUE! | #VALUE! | #VALUE! | #VALUE! | #VALUE! | #VALUE! | #VALUE! |  |  |  |  | #VALUE! | #VALUE! | #VALUE! |  |  | #VALUE! | #VALUE! | #VALUE! | #VALUE! | #VALUE! | #VALUE! | #VALUE! | #VALUE! |  |  | #VALUE! | #VALUE! | #VALUE! | #VALUE! | #VALUE! |  |  | #VALUE! | #VALUE! | #VALUE! | #VALUE! | #VALUE! | #VALUE! | #VALUE! | #VALUE! |  |  | #VALUE! | #VALUE! | #VALUE! | #VALUE! | #VALUE! |  |  | #VALUE! | #VALUE! | #VALUE! | #VALUE! | #VALUE! | #VALUE! | #VALUE! | #VALUE! | 0 | #REF! | #VALUE! | #VALUE! | #VALUE! | #VALUE! | #VALUE! | #VALUE! | #VALUE! | 0
|  |  |  | 0 | 51 | 0 |  |  | 1 | 1.0842e-19 | 0 | 1.0669e-18 | 1.0669e-18 | 1.0669e-18 | 0 | 0 |  |  |  |  | #VALUE! | #VALUE! | #VALUE! |  |  | #VALUE! | #VALUE! | #VALUE! | #VALUE! | #VALUE! | #VALUE! | #VALUE! | #VALUE! |  |  |  |  | #VALUE! | #VALUE! | #VALUE! |  |  | #VALUE! | #VALUE! | #VALUE! | #VALUE! | #VALUE! | #VALUE! | #VALUE! | #VALUE! |  |  |  |  | #VALUE! | #VALUE! | #VALUE! |  |  | #VALUE! | #VALUE! | #VALUE! | #VALUE! | #VALUE! | #VALUE! | #VALUE! | #VALUE! |  |  |  |  | #VALUE! | #VALUE! | #VALUE! |  |  | #VALUE! | #VALUE! | #VALUE! | #VALUE! | #VALUE! | #VALUE! | #VALUE! | #VALUE! |  |  |  |  | #VALUE! | #VALUE! | #VALUE! |  |  | #VALUE! | #VALUE! | #VALUE! | #VALUE! | #VALUE! | #VALUE! | #VALUE! | #VALUE! |  |  | #VALUE! | #VALUE! | #VALUE! | #VALUE! | #VALUE! |  |  | #VALUE! | #VALUE! | #VALUE! | #VALUE! | #VALUE! | #VALUE! | #VALUE! | #VALUE! |  |  | #VALUE! | #VALUE! | #VALUE! | #VALUE! | #VALUE! |  |  | #VALUE! | #VALUE! | #VALUE! | #VALUE! | #VALUE! | #VALUE! | #VALUE! | #VALUE! | 0 | #REF! | #VALUE! | #VALUE! | #VALUE! | #VALUE! | #VALUE! | #VALUE! | #VALUE! | 0
|  |  |  | 0 | 51 | 0 |  |  | 1 | 1.0842e-19 | 0 | 1.0669e-18 | 1.0669e-18 | 1.0669e-18 | 0 | 0 |  |  |  |  | #VALUE! | #VALUE! | #VALUE! |  |  | #VALUE! | #VALUE! | #VALUE! | #VALUE! | #VALUE! | #VALUE! | #VALUE! | #VALUE! |  |  |  |  | #VALUE! | #VALUE! | #VALUE! |  |  | #VALUE! | #VALUE! | #VALUE! | #VALUE! | #VALUE! | #VALUE! | #VALUE! | #VALUE! |  |  |  |  | #VALUE! | #VALUE! | #VALUE! |  |  | #VALUE! | #VALUE! | #VALUE! | #VALUE! | #VALUE! | #VALUE! | #VALUE! | #VALUE! |  |  |  |  | #VALUE! | #VALUE! | #VALUE! |  |  | #VALUE! | #VALUE! | #VALUE! | #VALUE! | #VALUE! | #VALUE! | #VALUE! | #VALUE! |  |  |  |  | #VALUE! | #VALUE! | #VALUE! |  |  | #VALUE! | #VALUE! | #VALUE! | #VALUE! | #VALUE! | #VALUE! | #VALUE! | #VALUE! |  |  | #VALUE! | #VALUE! | #VALUE! | #VALUE! | #VALUE! |  |  | #VALUE! | #VALUE! | #VALUE! | #VALUE! | #VALUE! | #VALUE! | #VALUE! | #VALUE! |  |  | #VALUE! | #VALUE! | #VALUE! | #VALUE! | #VALUE! |  |  | #VALUE! | #VALUE! | #VALUE! | #VALUE! | #VALUE! | #VALUE! | #VALUE! | #VALUE! | 0 | #REF! | #VALUE! | #VALUE! | #VALUE! | #VALUE! | #VALUE! | #VALUE! | #VALUE! | 0
|  |  |  | 0 | 51 | 0 |  |  | 1 | 1.0842e-19 | 0 | 1.0669e-18 | 1.0669e-18 | 1.0669e-18 | 0 | 0 |  |  |  |  | #VALUE! | #VALUE! | #VALUE! |  |  | #VALUE! | #VALUE! | #VALUE! | #VALUE! | #VALUE! | #VALUE! | #VALUE! | #VALUE! |  |  |  |  | #VALUE! | #VALUE! | #VALUE! |  |  | #VALUE! | #VALUE! | #VALUE! | #VALUE! | #VALUE! | #VALUE! | #VALUE! | #VALUE! |  |  |  |  | #VALUE! | #VALUE! | #VALUE! |  |  | #VALUE! | #VALUE! | #VALUE! | #VALUE! | #VALUE! | #VALUE! | #VALUE! | #VALUE! |  |  |  |  | #VALUE! | #VALUE! | #VALUE! |  |  | #VALUE! | #VALUE! | #VALUE! | #VALUE! | #VALUE! | #VALUE! | #VALUE! | #VALUE! |  |  |  |  | #VALUE! | #VALUE! | #VALUE! |  |  | #VALUE! | #VALUE! | #VALUE! | #VALUE! | #VALUE! | #VALUE! | #VALUE! | #VALUE! |  |  | #VALUE! | #VALUE! | #VALUE! | #VALUE! | #VALUE! |  |  | #VALUE! | #VALUE! | #VALUE! | #VALUE! | #VALUE! | #VALUE! | #VALUE! | #VALUE! |  |  | #VALUE! | #VALUE! | #VALUE! | #VALUE! | #VALUE! |  |  | #VALUE! | #VALUE! | #VALUE! | #VALUE! | #VALUE! | #VALUE! | #VALUE! | #VALUE! | 0 | #REF! | #VALUE! | #VALUE! | #VALUE! | #VALUE! | #VALUE! | #VALUE! | #VALUE! | 0
|  |  |  | 0 | 51 | 0 |  |  | 1 | 1.0842e-19 | 0 | 1.0669e-18 | 1.0669e-18 | 1.0669e-18 | 0 | 0 |  |  |  |  | #VALUE! | #VALUE! | #VALUE! |  |  | #VALUE! | #VALUE! | #VALUE! | #VALUE! | #VALUE! | #VALUE! | #VALUE! | #VALUE! |  |  |  |  | #VALUE! | #VALUE! | #VALUE! |  |  | #VALUE! | #VALUE! | #VALUE! | #VALUE! | #VALUE! | #VALUE! | #VALUE! | #VALUE! |  |  |  |  | #VALUE! | #VALUE! | #VALUE! |  |  | #VALUE! | #VALUE! | #VALUE! | #VALUE! | #VALUE! | #VALUE! | #VALUE! | #VALUE! |  |  |  |  | #VALUE! | #VALUE! | #VALUE! |  |  | #VALUE! | #VALUE! | #VALUE! | #VALUE! | #VALUE! | #VALUE! | #VALUE! | #VALUE! |  |  |  |  | #VALUE! | #VALUE! | #VALUE! |  |  | #VALUE! | #VALUE! | #VALUE! | #VALUE! | #VALUE! | #VALUE! | #VALUE! | #VALUE! |  |  | #VALUE! | #VALUE! | #VALUE! | #VALUE! | #VALUE! |  |  | #VALUE! | #VALUE! | #VALUE! | #VALUE! | #VALUE! | #VALUE! | #VALUE! | #VALUE! |  |  | #VALUE! | #VALUE! | #VALUE! | #VALUE! | #VALUE! |  |  | #VALUE! | #VALUE! | #VALUE! | #VALUE! | #VALUE! | #VALUE! | #VALUE! | #VALUE! | 0 | #REF! | #VALUE! | #VALUE! | #VALUE! | #VALUE! | #VALUE! | #VALUE! | #VALUE! | 0
|  |  |  | 0 | 51 | 0 |  |  | 1 | 1.0842e-19 | 0 | 1.0669e-18 | 1.0669e-18 | 1.0669e-18 | 0 | 0 |  |  |  |  | #VALUE! | #VALUE! | #VALUE! |  |  | #VALUE! | #VALUE! | #VALUE! | #VALUE! | #VALUE! | #VALUE! | #VALUE! | #VALUE! |  |  |  |  | #VALUE! | #VALUE! | #VALUE! |  |  | #VALUE! | #VALUE! | #VALUE! | #VALUE! | #VALUE! | #VALUE! | #VALUE! | #VALUE! |  |  |  |  | #VALUE! | #VALUE! | #VALUE! |  |  | #VALUE! | #VALUE! | #VALUE! | #VALUE! | #VALUE! | #VALUE! | #VALUE! | #VALUE! |  |  |  |  | #VALUE! | #VALUE! | #VALUE! |  |  | #VALUE! | #VALUE! | #VALUE! | #VALUE! | #VALUE! | #VALUE! | #VALUE! | #VALUE! |  |  |  |  | #VALUE! | #VALUE! | #VALUE! |  |  | #VALUE! | #VALUE! | #VALUE! | #VALUE! | #VALUE! | #VALUE! | #VALUE! | #VALUE! |  |  | #VALUE! | #VALUE! | #VALUE! | #VALUE! | #VALUE! |  |  | #VALUE! | #VALUE! | #VALUE! | #VALUE! | #VALUE! | #VALUE! | #VALUE! | #VALUE! |  |  | #VALUE! | #VALUE! | #VALUE! | #VALUE! | #VALUE! |  |  | #VALUE! | #VALUE! | #VALUE! | #VALUE! | #VALUE! | #VALUE! | #VALUE! | #VALUE! | 0 | #REF! | #VALUE! | #VALUE! | #VALUE! | #VALUE! | #VALUE! | #VALUE! | #VALUE! | 0
|  |  |  | 0 | 51 | 0 |  |  | 1 | 1.0842e-19 | 0 | 1.0669e-18 | 1.0669e-18 | 1.0669e-18 | 0 | 0 |  |  |  |  | #VALUE! | #VALUE! | #VALUE! |  |  | #VALUE! | #VALUE! | #VALUE! | #VALUE! | #VALUE! | #VALUE! | #VALUE! | #VALUE! |  |  |  |  | #VALUE! | #VALUE! | #VALUE! |  |  | #VALUE! | #VALUE! | #VALUE! | #VALUE! | #VALUE! | #VALUE! | #VALUE! | #VALUE! |  |  |  |  | #VALUE! | #VALUE! | #VALUE! |  |  | #VALUE! | #VALUE! | #VALUE! | #VALUE! | #VALUE! | #VALUE! | #VALUE! | #VALUE! |  |  |  |  | #VALUE! | #VALUE! | #VALUE! |  |  | #VALUE! | #VALUE! | #VALUE! | #VALUE! | #VALUE! | #VALUE! | #VALUE! | #VALUE! |  |  |  |  | #VALUE! | #VALUE! | #VALUE! |  |  | #VALUE! | #VALUE! | #VALUE! | #VALUE! | #VALUE! | #VALUE! | #VALUE! | #VALUE! |  |  | #VALUE! | #VALUE! | #VALUE! | #VALUE! | #VALUE! |  |  | #VALUE! | #VALUE! | #VALUE! | #VALUE! | #VALUE! | #VALUE! | #VALUE! | #VALUE! |  |  | #VALUE! | #VALUE! | #VALUE! | #VALUE! | #VALUE! |  |  | #VALUE! | #VALUE! | #VALUE! | #VALUE! | #VALUE! | #VALUE! | #VALUE! | #VALUE! | 0 | #REF! | #VALUE! | #VALUE! | #VALUE! | #VALUE! | #VALUE! | #VALUE! | #VALUE! | 0
|  |  |  | 0 | 51 | 0 |  |  | 1 | 1.0842e-19 | 0 | 1.0669e-18 | 1.0669e-18 | 1.0669e-18 | 0 | 0 |  |  |  |  | #VALUE! | #VALUE! | #VALUE! |  |  | #VALUE! | #VALUE! | #VALUE! | #VALUE! | #VALUE! | #VALUE! | #VALUE! | #VALUE! |  |  |  |  | #VALUE! | #VALUE! | #VALUE! |  |  | #VALUE! | #VALUE! | #VALUE! | #VALUE! | #VALUE! | #VALUE! | #VALUE! | #VALUE! |  |  |  |  | #VALUE! | #VALUE! | #VALUE! |  |  | #VALUE! | #VALUE! | #VALUE! | #VALUE! | #VALUE! | #VALUE! | #VALUE! | #VALUE! |  |  |  |  | #VALUE! | #VALUE! | #VALUE! |  |  | #VALUE! | #VALUE! | #VALUE! | #VALUE! | #VALUE! | #VALUE! | #VALUE! | #VALUE! |  |  |  |  | #VALUE! | #VALUE! | #VALUE! |  |  | #VALUE! | #VALUE! | #VALUE! | #VALUE! | #VALUE! | #VALUE! | #VALUE! | #VALUE! |  |  | #VALUE! | #VALUE! | #VALUE! | #VALUE! | #VALUE! |  |  | #VALUE! | #VALUE! | #VALUE! | #VALUE! | #VALUE! | #VALUE! | #VALUE! | #VALUE! |  |  | #VALUE! | #VALUE! | #VALUE! | #VALUE! | #VALUE! |  |  | #VALUE! | #VALUE! | #VALUE! | #VALUE! | #VALUE! | #VALUE! | #VALUE! | #VALUE! | 0 | #REF! | #VALUE! | #VALUE! | #VALUE! | #VALUE! | #VALUE! | #VALUE! | #VALUE! | 0
|  |  |  | 0 | 51 | 0 |  |  | 1 | 1.0842e-19 | 0 | 1.0669e-18 | 1.0669e-18 | 1.0669e-18 | 0 | 0 |  |  |  |  | #VALUE! | #VALUE! | #VALUE! |  |  | #VALUE! | #VALUE! | #VALUE! | #VALUE! | #VALUE! | #VALUE! | #VALUE! | #VALUE! |  |  |  |  | #VALUE! | #VALUE! | #VALUE! |  |  | #VALUE! | #VALUE! | #VALUE! | #VALUE! | #VALUE! | #VALUE! | #VALUE! | #VALUE! |  |  |  |  | #VALUE! | #VALUE! | #VALUE! |  |  | #VALUE! | #VALUE! | #VALUE! | #VALUE! | #VALUE! | #VALUE! | #VALUE! | #VALUE! |  |  |  |  | #VALUE! | #VALUE! | #VALUE! |  |  | #VALUE! | #VALUE! | #VALUE! | #VALUE! | #VALUE! | #VALUE! | #VALUE! | #VALUE! |  |  |  |  | #VALUE! | #VALUE! | #VALUE! |  |  | #VALUE! | #VALUE! | #VALUE! | #VALUE! | #VALUE! | #VALUE! | #VALUE! | #VALUE! |  |  | #VALUE! | #VALUE! | #VALUE! | #VALUE! | #VALUE! |  |  | #VALUE! | #VALUE! | #VALUE! | #VALUE! | #VALUE! | #VALUE! | #VALUE! | #VALUE! |  |  | #VALUE! | #VALUE! | #VALUE! | #VALUE! | #VALUE! |  |  | #VALUE! | #VALUE! | #VALUE! | #VALUE! | #VALUE! | #VALUE! | #VALUE! | #VALUE! | 0 | #REF! | #VALUE! | #VALUE! | #VALUE! | #VALUE! | #VALUE! | #VALUE! | #VALUE! | 0
|  |  |  | 0 | 51 | 0 |  |  | 1 | 1.0842e-19 | 0 | 1.0669e-18 | 1.0669e-18 | 1.0669e-18 | 0 | 0 |  |  |  |  | #VALUE! | #VALUE! | #VALUE! |  |  | #VALUE! | #VALUE! | #VALUE! | #VALUE! | #VALUE! | #VALUE! | #VALUE! | #VALUE! |  |  |  |  | #VALUE! | #VALUE! | #VALUE! |  |  | #VALUE! | #VALUE! | #VALUE! | #VALUE! | #VALUE! | #VALUE! | #VALUE! | #VALUE! |  |  |  |  | #VALUE! | #VALUE! | #VALUE! |  |  | #VALUE! | #VALUE! | #VALUE! | #VALUE! | #VALUE! | #VALUE! | #VALUE! | #VALUE! |  |  |  |  | #VALUE! | #VALUE! | #VALUE! |  |  | #VALUE! | #VALUE! | #VALUE! | #VALUE! | #VALUE! | #VALUE! | #VALUE! | #VALUE! |  |  |  |  | #VALUE! | #VALUE! | #VALUE! |  |  | #VALUE! | #VALUE! | #VALUE! | #VALUE! | #VALUE! | #VALUE! | #VALUE! | #VALUE! |  |  | #VALUE! | #VALUE! | #VALUE! | #VALUE! | #VALUE! |  |  | #VALUE! | #VALUE! | #VALUE! | #VALUE! | #VALUE! | #VALUE! | #VALUE! | #VALUE! |  |  | #VALUE! | #VALUE! | #VALUE! | #VALUE! | #VALUE! |  |  | #VALUE! | #VALUE! | #VALUE! | #VALUE! | #VALUE! | #VALUE! | #VALUE! | #VALUE! | 0 | #REF! | #VALUE! | #VALUE! | #VALUE! | #VALUE! | #VALUE! | #VALUE! | #VALUE! | 0
|  |  |  | 0 | 51 | 0 |  |  | 1 | 1.0842e-19 | 0 | 1.0669e-18 | 1.0669e-18 | 1.0669e-18 | 0 | 0 |  |  |  |  | #VALUE! | #VALUE! | #VALUE! |  |  | #VALUE! | #VALUE! | #VALUE! | #VALUE! | #VALUE! | #VALUE! | #VALUE! | #VALUE! |  |  |  |  | #VALUE! | #VALUE! | #VALUE! |  |  | #VALUE! | #VALUE! | #VALUE! | #VALUE! | #VALUE! | #VALUE! | #VALUE! | #VALUE! |  |  |  |  | #VALUE! | #VALUE! | #VALUE! |  |  | #VALUE! | #VALUE! | #VALUE! | #VALUE! | #VALUE! | #VALUE! | #VALUE! | #VALUE! |  |  |  |  | #VALUE! | #VALUE! | #VALUE! |  |  | #VALUE! | #VALUE! | #VALUE! | #VALUE! | #VALUE! | #VALUE! | #VALUE! | #VALUE! |  |  |  |  | #VALUE! | #VALUE! | #VALUE! |  |  | #VALUE! | #VALUE! | #VALUE! | #VALUE! | #VALUE! | #VALUE! | #VALUE! | #VALUE! |  |  | #VALUE! | #VALUE! | #VALUE! | #VALUE! | #VALUE! |  |  | #VALUE! | #VALUE! | #VALUE! | #VALUE! | #VALUE! | #VALUE! | #VALUE! | #VALUE! |  |  | #VALUE! | #VALUE! | #VALUE! | #VALUE! | #VALUE! |  |  | #VALUE! | #VALUE! | #VALUE! | #VALUE! | #VALUE! | #VALUE! | #VALUE! | #VALUE! | 0 | #REF! | #VALUE! | #VALUE! | #VALUE! | #VALUE! | #VALUE! | #VALUE! | #VALUE! | 0
|  |  |  | 0 | 51 | 0 |  |  | 1 | 1.0842e-19 | 0 | 1.0669e-18 | 1.0669e-18 | 1.0669e-18 | 0 | 0 |  |  |  |  | #VALUE! | #VALUE! | #VALUE! |  |  | #VALUE! | #VALUE! | #VALUE! | #VALUE! | #VALUE! | #VALUE! | #VALUE! | #VALUE! |  |  |  |  | #VALUE! | #VALUE! | #VALUE! |  |  | #VALUE! | #VALUE! | #VALUE! | #VALUE! | #VALUE! | #VALUE! | #VALUE! | #VALUE! |  |  |  |  | #VALUE! | #VALUE! | #VALUE! |  |  | #VALUE! | #VALUE! | #VALUE! | #VALUE! | #VALUE! | #VALUE! | #VALUE! | #VALUE! |  |  |  |  | #VALUE! | #VALUE! | #VALUE! |  |  | #VALUE! | #VALUE! | #VALUE! | #VALUE! | #VALUE! | #VALUE! | #VALUE! | #VALUE! |  |  |  |  | #VALUE! | #VALUE! | #VALUE! |  |  | #VALUE! | #VALUE! | #VALUE! | #VALUE! | #VALUE! | #VALUE! | #VALUE! | #VALUE! |  |  | #VALUE! | #VALUE! | #VALUE! | #VALUE! | #VALUE! |  |  | #VALUE! | #VALUE! | #VALUE! | #VALUE! | #VALUE! | #VALUE! | #VALUE! | #VALUE! |  |  | #VALUE! | #VALUE! | #VALUE! | #VALUE! | #VALUE! |  |  | #VALUE! | #VALUE! | #VALUE! | #VALUE! | #VALUE! | #VALUE! | #VALUE! | #VALUE! | 0 | #REF! | #VALUE! | #VALUE! | #VALUE! | #VALUE! | #VALUE! | #VALUE! | #VALUE! | 0
|  |  |  | 0 | 51 | 0 |  |  | 1 | 1.0842e-19 | 0 | 1.0669e-18 | 1.0669e-18 | 1.0669e-18 | 0 | 0 |  |  |  |  | #VALUE! | #VALUE! | #VALUE! |  |  | #VALUE! | #VALUE! | #VALUE! | #VALUE! | #VALUE! | #VALUE! | #VALUE! | #VALUE! |  |  |  |  | #VALUE! | #VALUE! | #VALUE! |  |  | #VALUE! | #VALUE! | #VALUE! | #VALUE! | #VALUE! | #VALUE! | #VALUE! | #VALUE! |  |  |  |  | #VALUE! | #VALUE! | #VALUE! |  |  | #VALUE! | #VALUE! | #VALUE! | #VALUE! | #VALUE! | #VALUE! | #VALUE! | #VALUE! |  |  |  |  | #VALUE! | #VALUE! | #VALUE! |  |  | #VALUE! | #VALUE! | #VALUE! | #VALUE! | #VALUE! | #VALUE! | #VALUE! | #VALUE! |  |  |  |  | #VALUE! | #VALUE! | #VALUE! |  |  | #VALUE! | #VALUE! | #VALUE! | #VALUE! | #VALUE! | #VALUE! | #VALUE! | #VALUE! |  |  | #VALUE! | #VALUE! | #VALUE! | #VALUE! | #VALUE! |  |  | #VALUE! | #VALUE! | #VALUE! | #VALUE! | #VALUE! | #VALUE! | #VALUE! | #VALUE! |  |  | #VALUE! | #VALUE! | #VALUE! | #VALUE! | #VALUE! |  |  | #VALUE! | #VALUE! | #VALUE! | #VALUE! | #VALUE! | #VALUE! | #VALUE! | #VALUE! | 0 | #REF! | #VALUE! | #VALUE! | #VALUE! | #VALUE! | #VALUE! | #VALUE! | #VALUE! | 0
|  |  |  | 0 | 51 | 0 |  |  | 1 | 1.0842e-19 | 0 | 1.0669e-18 | 1.0669e-18 | 1.0669e-18 | 0 | 0 |  |  |  |  | #VALUE! | #VALUE! | #VALUE! |  |  | #VALUE! | #VALUE! | #VALUE! | #VALUE! | #VALUE! | #VALUE! | #VALUE! | #VALUE! |  |  |  |  | #VALUE! | #VALUE! | #VALUE! |  |  | #VALUE! | #VALUE! | #VALUE! | #VALUE! | #VALUE! | #VALUE! | #VALUE! | #VALUE! |  |  |  |  | #VALUE! | #VALUE! | #VALUE! |  |  | #VALUE! | #VALUE! | #VALUE! | #VALUE! | #VALUE! | #VALUE! | #VALUE! | #VALUE! |  |  |  |  | #VALUE! | #VALUE! | #VALUE! |  |  | #VALUE! | #VALUE! | #VALUE! | #VALUE! | #VALUE! | #VALUE! | #VALUE! | #VALUE! |  |  |  |  | #VALUE! | #VALUE! | #VALUE! |  |  | #VALUE! | #VALUE! | #VALUE! | #VALUE! | #VALUE! | #VALUE! | #VALUE! | #VALUE! |  |  | #VALUE! | #VALUE! | #VALUE! | #VALUE! | #VALUE! |  |  | #VALUE! | #VALUE! | #VALUE! | #VALUE! | #VALUE! | #VALUE! | #VALUE! | #VALUE! |  |  | #VALUE! | #VALUE! | #VALUE! | #VALUE! | #VALUE! |  |  | #VALUE! | #VALUE! | #VALUE! | #VALUE! | #VALUE! | #VALUE! | #VALUE! | #VALUE! | 0 | #REF! | #VALUE! | #VALUE! | #VALUE! | #VALUE! | #VALUE! | #VALUE! | #VALUE! | 0
|  |  |  | 0 | 51 | 0 |  |  | 1 | 1.0842e-19 | 0 | 1.0669e-18 | 1.0669e-18 | 1.0669e-18 | 0 | 0 |  |  |  |  | #VALUE! | #VALUE! | #VALUE! |  |  | #VALUE! | #VALUE! | #VALUE! | #VALUE! | #VALUE! | #VALUE! | #VALUE! | #VALUE! |  |  |  |  | #VALUE! | #VALUE! | #VALUE! |  |  | #VALUE! | #VALUE! | #VALUE! | #VALUE! | #VALUE! | #VALUE! | #VALUE! | #VALUE! |  |  |  |  | #VALUE! | #VALUE! | #VALUE! |  |  | #VALUE! | #VALUE! | #VALUE! | #VALUE! | #VALUE! | #VALUE! | #VALUE! | #VALUE! |  |  |  |  | #VALUE! | #VALUE! | #VALUE! |  |  | #VALUE! | #VALUE! | #VALUE! | #VALUE! | #VALUE! | #VALUE! | #VALUE! | #VALUE! |  |  |  |  | #VALUE! | #VALUE! | #VALUE! |  |  | #VALUE! | #VALUE! | #VALUE! | #VALUE! | #VALUE! | #VALUE! | #VALUE! | #VALUE! |  |  | #VALUE! | #VALUE! | #VALUE! | #VALUE! | #VALUE! |  |  | #VALUE! | #VALUE! | #VALUE! | #VALUE! | #VALUE! | #VALUE! | #VALUE! | #VALUE! |  |  | #VALUE! | #VALUE! | #VALUE! | #VALUE! | #VALUE! |  |  | #VALUE! | #VALUE! | #VALUE! | #VALUE! | #VALUE! | #VALUE! | #VALUE! | #VALUE! | 0 | #REF! | #VALUE! | #VALUE! | #VALUE! | #VALUE! | #VALUE! | #VALUE! | #VALUE! | 0
|  |  |  | 0 | 51 | 0 |  |  | 1 | 1.0842e-19 | 0 | 1.0669e-18 | 1.0669e-18 | 1.0669e-18 | 0 | 0 |  |  |  |  | #VALUE! | #VALUE! | #VALUE! |  |  | #VALUE! | #VALUE! | #VALUE! | #VALUE! | #VALUE! | #VALUE! | #VALUE! | #VALUE! |  |  |  |  | #VALUE! | #VALUE! | #VALUE! |  |  | #VALUE! | #VALUE! | #VALUE! | #VALUE! | #VALUE! | #VALUE! | #VALUE! | #VALUE! |  |  |  |  | #VALUE! | #VALUE! | #VALUE! |  |  | #VALUE! | #VALUE! | #VALUE! | #VALUE! | #VALUE! | #VALUE! | #VALUE! | #VALUE! |  |  |  |  | #VALUE! | #VALUE! | #VALUE! |  |  | #VALUE! | #VALUE! | #VALUE! | #VALUE! | #VALUE! | #VALUE! | #VALUE! | #VALUE! |  |  |  |  | #VALUE! | #VALUE! | #VALUE! |  |  | #VALUE! | #VALUE! | #VALUE! | #VALUE! | #VALUE! | #VALUE! | #VALUE! | #VALUE! |  |  | #VALUE! | #VALUE! | #VALUE! | #VALUE! | #VALUE! |  |  | #VALUE! | #VALUE! | #VALUE! | #VALUE! | #VALUE! | #VALUE! | #VALUE! | #VALUE! |  |  | #VALUE! | #VALUE! | #VALUE! | #VALUE! | #VALUE! |  |  | #VALUE! | #VALUE! | #VALUE! | #VALUE! | #VALUE! | #VALUE! | #VALUE! | #VALUE! | 0 | #REF! | #VALUE! | #VALUE! | #VALUE! | #VALUE! | #VALUE! | #VALUE! | #VALUE! | 0
|  |  |  | 0 | 51 | 0 |  |  | 1 | 1.0842e-19 | 0 | 1.0669e-18 | 1.0669e-18 | 1.0669e-18 | 0 | 0 |  |  |  |  | #VALUE! | #VALUE! | #VALUE! |  |  | #VALUE! | #VALUE! | #VALUE! | #VALUE! | #VALUE! | #VALUE! | #VALUE! | #VALUE! |  |  |  |  | #VALUE! | #VALUE! | #VALUE! |  |  | #VALUE! | #VALUE! | #VALUE! | #VALUE! | #VALUE! | #VALUE! | #VALUE! | #VALUE! |  |  |  |  | #VALUE! | #VALUE! | #VALUE! |  |  | #VALUE! | #VALUE! | #VALUE! | #VALUE! | #VALUE! | #VALUE! | #VALUE! | #VALUE! |  |  |  |  | #VALUE! | #VALUE! | #VALUE! |  |  | #VALUE! | #VALUE! | #VALUE! | #VALUE! | #VALUE! | #VALUE! | #VALUE! | #VALUE! |  |  |  |  | #VALUE! | #VALUE! | #VALUE! |  |  | #VALUE! | #VALUE! | #VALUE! | #VALUE! | #VALUE! | #VALUE! | #VALUE! | #VALUE! |  |  | #VALUE! | #VALUE! | #VALUE! | #VALUE! | #VALUE! |  |  | #VALUE! | #VALUE! | #VALUE! | #VALUE! | #VALUE! | #VALUE! | #VALUE! | #VALUE! |  |  | #VALUE! | #VALUE! | #VALUE! | #VALUE! | #VALUE! |  |  | #VALUE! | #VALUE! | #VALUE! | #VALUE! | #VALUE! | #VALUE! | #VALUE! | #VALUE! | 0 | #REF! | #VALUE! | #VALUE! | #VALUE! | #VALUE! | #VALUE! | #VALUE! | #VALUE! | 0
|  |  |  | 0 | 51 | 0 |  |  | 1 | 1.0842e-19 | 0 | 1.0669e-18 | 1.0669e-18 | 1.0669e-18 | 0 | 0 |  |  |  |  | #VALUE! | #VALUE! | #VALUE! |  |  | #VALUE! | #VALUE! | #VALUE! | #VALUE! | #VALUE! | #VALUE! | #VALUE! | #VALUE! |  |  |  |  | #VALUE! | #VALUE! | #VALUE! |  |  | #VALUE! | #VALUE! | #VALUE! | #VALUE! | #VALUE! | #VALUE! | #VALUE! | #VALUE! |  |  |  |  | #VALUE! | #VALUE! | #VALUE! |  |  | #VALUE! | #VALUE! | #VALUE! | #VALUE! | #VALUE! | #VALUE! | #VALUE! | #VALUE! |  |  |  |  | #VALUE! | #VALUE! | #VALUE! |  |  | #VALUE! | #VALUE! | #VALUE! | #VALUE! | #VALUE! | #VALUE! | #VALUE! | #VALUE! |  |  |  |  | #VALUE! | #VALUE! | #VALUE! |  |  | #VALUE! | #VALUE! | #VALUE! | #VALUE! | #VALUE! | #VALUE! | #VALUE! | #VALUE! |  |  | #VALUE! | #VALUE! | #VALUE! | #VALUE! | #VALUE! |  |  | #VALUE! | #VALUE! | #VALUE! | #VALUE! | #VALUE! | #VALUE! | #VALUE! | #VALUE! |  |  | #VALUE! | #VALUE! | #VALUE! | #VALUE! | #VALUE! |  |  | #VALUE! | #VALUE! | #VALUE! | #VALUE! | #VALUE! | #VALUE! | #VALUE! | #VALUE! | 0 | #REF! | #VALUE! | #VALUE! | #VALUE! | #VALUE! | #VALUE! | #VALUE! | #VALUE! | 0
|  |  |  | 0 | 51 | 0 |  |  | 1 | 1.0842e-19 | 0 | 1.0669e-18 | 1.0669e-18 | 1.0669e-18 | 0 | 0 |  |  |  |  | #VALUE! | #VALUE! | #VALUE! |  |  | #VALUE! | #VALUE! | #VALUE! | #VALUE! | #VALUE! | #VALUE! | #VALUE! | #VALUE! |  |  |  |  | #VALUE! | #VALUE! | #VALUE! |  |  | #VALUE! | #VALUE! | #VALUE! | #VALUE! | #VALUE! | #VALUE! | #VALUE! | #VALUE! |  |  |  |  | #VALUE! | #VALUE! | #VALUE! |  |  | #VALUE! | #VALUE! | #VALUE! | #VALUE! | #VALUE! | #VALUE! | #VALUE! | #VALUE! |  |  |  |  | #VALUE! | #VALUE! | #VALUE! |  |  | #VALUE! | #VALUE! | #VALUE! | #VALUE! | #VALUE! | #VALUE! | #VALUE! | #VALUE! |  |  |  |  | #VALUE! | #VALUE! | #VALUE! |  |  | #VALUE! | #VALUE! | #VALUE! | #VALUE! | #VALUE! | #VALUE! | #VALUE! | #VALUE! |  |  | #VALUE! | #VALUE! | #VALUE! | #VALUE! | #VALUE! |  |  | #VALUE! | #VALUE! | #VALUE! | #VALUE! | #VALUE! | #VALUE! | #VALUE! | #VALUE! |  |  | #VALUE! | #VALUE! | #VALUE! | #VALUE! | #VALUE! |  |  | #VALUE! | #VALUE! | #VALUE! | #VALUE! | #VALUE! | #VALUE! | #VALUE! | #VALUE! | 0 | #REF! | #VALUE! | #VALUE! | #VALUE! | #VALUE! | #VALUE! | #VALUE! | #VALUE! | 0
|  |  |  | 0 | 51 | 0 |  |  | 1 | 1.0842e-19 | 0 | 1.0669e-18 | 1.0669e-18 | 1.0669e-18 | 0 | 0 |  |  |  |  | #VALUE! | #VALUE! | #VALUE! |  |  | #VALUE! | #VALUE! | #VALUE! | #VALUE! | #VALUE! | #VALUE! | #VALUE! | #VALUE! |  |  |  |  | #VALUE! | #VALUE! | #VALUE! |  |  | #VALUE! | #VALUE! | #VALUE! | #VALUE! | #VALUE! | #VALUE! | #VALUE! | #VALUE! |  |  |  |  | #VALUE! | #VALUE! | #VALUE! |  |  | #VALUE! | #VALUE! | #VALUE! | #VALUE! | #VALUE! | #VALUE! | #VALUE! | #VALUE! |  |  |  |  | #VALUE! | #VALUE! | #VALUE! |  |  | #VALUE! | #VALUE! | #VALUE! | #VALUE! | #VALUE! | #VALUE! | #VALUE! | #VALUE! |  |  |  |  | #VALUE! | #VALUE! | #VALUE! |  |  | #VALUE! | #VALUE! | #VALUE! | #VALUE! | #VALUE! | #VALUE! | #VALUE! | #VALUE! |  |  | #VALUE! | #VALUE! | #VALUE! | #VALUE! | #VALUE! |  |  | #VALUE! | #VALUE! | #VALUE! | #VALUE! | #VALUE! | #VALUE! | #VALUE! | #VALUE! |  |  | #VALUE! | #VALUE! | #VALUE! | #VALUE! | #VALUE! |  |  | #VALUE! | #VALUE! | #VALUE! | #VALUE! | #VALUE! | #VALUE! | #VALUE! | #VALUE! | 0 | #REF! | #VALUE! | #VALUE! | #VALUE! | #VALUE! | #VALUE! | #VALUE! | #VALUE! | 0
|  |  |  | 0 | 51 | 0 |  |  | 1 | 1.0842e-19 | 0 | 1.0669e-18 | 1.0669e-18 | 1.0669e-18 | 0 | 0 |  |  |  |  | #VALUE! | #VALUE! | #VALUE! |  |  | #VALUE! | #VALUE! | #VALUE! | #VALUE! | #VALUE! | #VALUE! | #VALUE! | #VALUE! |  |  |  |  | #VALUE! | #VALUE! | #VALUE! |  |  | #VALUE! | #VALUE! | #VALUE! | #VALUE! | #VALUE! | #VALUE! | #VALUE! | #VALUE! |  |  |  |  | #VALUE! | #VALUE! | #VALUE! |  |  | #VALUE! | #VALUE! | #VALUE! | #VALUE! | #VALUE! | #VALUE! | #VALUE! | #VALUE! |  |  |  |  | #VALUE! | #VALUE! | #VALUE! |  |  | #VALUE! | #VALUE! | #VALUE! | #VALUE! | #VALUE! | #VALUE! | #VALUE! | #VALUE! |  |  |  |  | #VALUE! | #VALUE! | #VALUE! |  |  | #VALUE! | #VALUE! | #VALUE! | #VALUE! | #VALUE! | #VALUE! | #VALUE! | #VALUE! |  |  | #VALUE! | #VALUE! | #VALUE! | #VALUE! | #VALUE! |  |  | #VALUE! | #VALUE! | #VALUE! | #VALUE! | #VALUE! | #VALUE! | #VALUE! | #VALUE! |  |  | #VALUE! | #VALUE! | #VALUE! | #VALUE! | #VALUE! |  |  | #VALUE! | #VALUE! | #VALUE! | #VALUE! | #VALUE! | #VALUE! | #VALUE! | #VALUE! | 0 | #REF! | #VALUE! | #VALUE! | #VALUE! | #VALUE! | #VALUE! | #VALUE! | #VALUE! | 0
|  |  |  | 0 | 51 | 0 |  |  | 1 | 1.0842e-19 | 0 | 1.0669e-18 | 1.0669e-18 | 1.0669e-18 | 0 | 0 |  |  |  |  | #VALUE! | #VALUE! | #VALUE! |  |  | #VALUE! | #VALUE! | #VALUE! | #VALUE! | #VALUE! | #VALUE! | #VALUE! | #VALUE! |  |  |  |  | #VALUE! | #VALUE! | #VALUE! |  |  | #VALUE! | #VALUE! | #VALUE! | #VALUE! | #VALUE! | #VALUE! | #VALUE! | #VALUE! |  |  |  |  | #VALUE! | #VALUE! | #VALUE! |  |  | #VALUE! | #VALUE! | #VALUE! | #VALUE! | #VALUE! | #VALUE! | #VALUE! | #VALUE! |  |  |  |  | #VALUE! | #VALUE! | #VALUE! |  |  | #VALUE! | #VALUE! | #VALUE! | #VALUE! | #VALUE! | #VALUE! | #VALUE! | #VALUE! |  |  |  |  | #VALUE! | #VALUE! | #VALUE! |  |  | #VALUE! | #VALUE! | #VALUE! | #VALUE! | #VALUE! | #VALUE! | #VALUE! | #VALUE! |  |  | #VALUE! | #VALUE! | #VALUE! | #VALUE! | #VALUE! |  |  | #VALUE! | #VALUE! | #VALUE! | #VALUE! | #VALUE! | #VALUE! | #VALUE! | #VALUE! |  |  | #VALUE! | #VALUE! | #VALUE! | #VALUE! | #VALUE! |  |  | #VALUE! | #VALUE! | #VALUE! | #VALUE! | #VALUE! | #VALUE! | #VALUE! | #VALUE! | 0 | #REF! | #VALUE! | #VALUE! | #VALUE! | #VALUE! | #VALUE! | #VALUE! | #VALUE! | 0
|  |  |  | 0 | 51 | 0 |  |  | 1 | 1.0842e-19 | 0 | 1.0669e-18 | 1.0669e-18 | 1.0669e-18 | 0 | 0 |  |  |  |  | #VALUE! | #VALUE! | #VALUE! |  |  | #VALUE! | #VALUE! | #VALUE! | #VALUE! | #VALUE! | #VALUE! | #VALUE! | #VALUE! |  |  |  |  | #VALUE! | #VALUE! | #VALUE! |  |  | #VALUE! | #VALUE! | #VALUE! | #VALUE! | #VALUE! | #VALUE! | #VALUE! | #VALUE! |  |  |  |  | #VALUE! | #VALUE! | #VALUE! |  |  | #VALUE! | #VALUE! | #VALUE! | #VALUE! | #VALUE! | #VALUE! | #VALUE! | #VALUE! |  |  |  |  | #VALUE! | #VALUE! | #VALUE! |  |  | #VALUE! | #VALUE! | #VALUE! | #VALUE! | #VALUE! | #VALUE! | #VALUE! | #VALUE! |  |  |  |  | #VALUE! | #VALUE! | #VALUE! |  |  | #VALUE! | #VALUE! | #VALUE! | #VALUE! | #VALUE! | #VALUE! | #VALUE! | #VALUE! |  |  | #VALUE! | #VALUE! | #VALUE! | #VALUE! | #VALUE! |  |  | #VALUE! | #VALUE! | #VALUE! | #VALUE! | #VALUE! | #VALUE! | #VALUE! | #VALUE! |  |  | #VALUE! | #VALUE! | #VALUE! | #VALUE! | #VALUE! |  |  | #VALUE! | #VALUE! | #VALUE! | #VALUE! | #VALUE! | #VALUE! | #VALUE! | #VALUE! | 0 | #REF! | #VALUE! | #VALUE! | #VALUE! | #VALUE! | #VALUE! | #VALUE! | #VALUE! | 0
|  |  |  | 0 | 51 | 0 |  |  | 1 | 1.0842e-19 | 0 | 1.0669e-18 | 1.0669e-18 | 1.0669e-18 | 0 | 0 |  |  |  |  | #VALUE! | #VALUE! | #VALUE! |  |  | #VALUE! | #VALUE! | #VALUE! | #VALUE! | #VALUE! | #VALUE! | #VALUE! | #VALUE! |  |  |  |  | #VALUE! | #VALUE! | #VALUE! |  |  | #VALUE! | #VALUE! | #VALUE! | #VALUE! | #VALUE! | #VALUE! | #VALUE! | #VALUE! |  |  |  |  | #VALUE! | #VALUE! | #VALUE! |  |  | #VALUE! | #VALUE! | #VALUE! | #VALUE! | #VALUE! | #VALUE! | #VALUE! | #VALUE! |  |  |  |  | #VALUE! | #VALUE! | #VALUE! |  |  | #VALUE! | #VALUE! | #VALUE! | #VALUE! | #VALUE! | #VALUE! | #VALUE! | #VALUE! |  |  |  |  | #VALUE! | #VALUE! | #VALUE! |  |  | #VALUE! | #VALUE! | #VALUE! | #VALUE! | #VALUE! | #VALUE! | #VALUE! | #VALUE! |  |  | #VALUE! | #VALUE! | #VALUE! | #VALUE! | #VALUE! |  |  | #VALUE! | #VALUE! | #VALUE! | #VALUE! | #VALUE! | #VALUE! | #VALUE! | #VALUE! |  |  | #VALUE! | #VALUE! | #VALUE! | #VALUE! | #VALUE! |  |  | #VALUE! | #VALUE! | #VALUE! | #VALUE! | #VALUE! | #VALUE! | #VALUE! | #VALUE! | 0 | #REF! | #VALUE! | #VALUE! | #VALUE! | #VALUE! | #VALUE! | #VALUE! | #VALUE! | 0
|  |  |  | 0 | 51 | 0 |  |  | 1 | 1.0842e-19 | 0 | 1.0669e-18 | 1.0669e-18 | 1.0669e-18 | 0 | 0 |  |  |  |  | #VALUE! | #VALUE! | #VALUE! |  |  | #VALUE! | #VALUE! | #VALUE! | #VALUE! | #VALUE! | #VALUE! | #VALUE! | #VALUE! |  |  |  |  | #VALUE! | #VALUE! | #VALUE! |  |  | #VALUE! | #VALUE! | #VALUE! | #VALUE! | #VALUE! | #VALUE! | #VALUE! | #VALUE! |  |  |  |  | #VALUE! | #VALUE! | #VALUE! |  |  | #VALUE! | #VALUE! | #VALUE! | #VALUE! | #VALUE! | #VALUE! | #VALUE! | #VALUE! |  |  |  |  | #VALUE! | #VALUE! | #VALUE! |  |  | #VALUE! | #VALUE! | #VALUE! | #VALUE! | #VALUE! | #VALUE! | #VALUE! | #VALUE! |  |  |  |  | #VALUE! | #VALUE! | #VALUE! |  |  | #VALUE! | #VALUE! | #VALUE! | #VALUE! | #VALUE! | #VALUE! | #VALUE! | #VALUE! |  |  | #VALUE! | #VALUE! | #VALUE! | #VALUE! | #VALUE! |  |  | #VALUE! | #VALUE! | #VALUE! | #VALUE! | #VALUE! | #VALUE! | #VALUE! | #VALUE! |  |  | #VALUE! | #VALUE! | #VALUE! | #VALUE! | #VALUE! |  |  | #VALUE! | #VALUE! | #VALUE! | #VALUE! | #VALUE! | #VALUE! | #VALUE! | #VALUE! | 0 | #REF! | #VALUE! | #VALUE! | #VALUE! | #VALUE! | #VALUE! | #VALUE! | #VALUE! | 0
|  |  |  | 0 | 51 | 0 |  |  | 1 | 1.0842e-19 | 0 | 1.0669e-18 | 1.0669e-18 | 1.0669e-18 | 0 | 0 |  |  |  |  | #VALUE! | #VALUE! | #VALUE! |  |  | #VALUE! | #VALUE! | #VALUE! | #VALUE! | #VALUE! | #VALUE! | #VALUE! | #VALUE! |  |  |  |  | #VALUE! | #VALUE! | #VALUE! |  |  | #VALUE! | #VALUE! | #VALUE! | #VALUE! | #VALUE! | #VALUE! | #VALUE! | #VALUE! |  |  |  |  | #VALUE! | #VALUE! | #VALUE! |  |  | #VALUE! | #VALUE! | #VALUE! | #VALUE! | #VALUE! | #VALUE! | #VALUE! | #VALUE! |  |  |  |  | #VALUE! | #VALUE! | #VALUE! |  |  | #VALUE! | #VALUE! | #VALUE! | #VALUE! | #VALUE! | #VALUE! | #VALUE! | #VALUE! |  |  |  |  | #VALUE! | #VALUE! | #VALUE! |  |  | #VALUE! | #VALUE! | #VALUE! | #VALUE! | #VALUE! | #VALUE! | #VALUE! | #VALUE! |  |  | #VALUE! | #VALUE! | #VALUE! | #VALUE! | #VALUE! |  |  | #VALUE! | #VALUE! | #VALUE! | #VALUE! | #VALUE! | #VALUE! | #VALUE! | #VALUE! |  |  | #VALUE! | #VALUE! | #VALUE! | #VALUE! | #VALUE! |  |  | #VALUE! | #VALUE! | #VALUE! | #VALUE! | #VALUE! | #VALUE! | #VALUE! | #VALUE! | 0 | #REF! | #VALUE! | #VALUE! | #VALUE! | #VALUE! | #VALUE! | #VALUE! | #VALUE! | 0
|  |  |  | 0 | 51 | 0 |  |  | 1 | 1.0842e-19 | 0 | 1.0669e-18 | 1.0669e-18 | 1.0669e-18 | 0 | 0 |  |  |  |  | #VALUE! | #VALUE! | #VALUE! |  |  | #VALUE! | #VALUE! | #VALUE! | #VALUE! | #VALUE! | #VALUE! | #VALUE! | #VALUE! |  |  |  |  | #VALUE! | #VALUE! | #VALUE! |  |  | #VALUE! | #VALUE! | #VALUE! | #VALUE! | #VALUE! | #VALUE! | #VALUE! | #VALUE! |  |  |  |  | #VALUE! | #VALUE! | #VALUE! |  |  | #VALUE! | #VALUE! | #VALUE! | #VALUE! | #VALUE! | #VALUE! | #VALUE! | #VALUE! |  |  |  |  | #VALUE! | #VALUE! | #VALUE! |  |  | #VALUE! | #VALUE! | #VALUE! | #VALUE! | #VALUE! | #VALUE! | #VALUE! | #VALUE! |  |  |  |  | #VALUE! | #VALUE! | #VALUE! |  |  | #VALUE! | #VALUE! | #VALUE! | #VALUE! | #VALUE! | #VALUE! | #VALUE! | #VALUE! |  |  | #VALUE! | #VALUE! | #VALUE! | #VALUE! | #VALUE! |  |  | #VALUE! | #VALUE! | #VALUE! | #VALUE! | #VALUE! | #VALUE! | #VALUE! | #VALUE! |  |  | #VALUE! | #VALUE! | #VALUE! | #VALUE! | #VALUE! |  |  | #VALUE! | #VALUE! | #VALUE! | #VALUE! | #VALUE! | #VALUE! | #VALUE! | #VALUE! | 0 | #REF! | #VALUE! | #VALUE! | #VALUE! | #VALUE! | #VALUE! | #VALUE! | #VALUE! | 0
|  |  |  | 0 | 51 | 0 |  |  | 1 | 1.0842e-19 | 0 | 1.0669e-18 | 1.0669e-18 | 1.0669e-18 | 0 | 0 |  |  |  |  | #VALUE! | #VALUE! | #VALUE! |  |  | #VALUE! | #VALUE! | #VALUE! | #VALUE! | #VALUE! | #VALUE! | #VALUE! | #VALUE! |  |  |  |  | #VALUE! | #VALUE! | #VALUE! |  |  | #VALUE! | #VALUE! | #VALUE! | #VALUE! | #VALUE! | #VALUE! | #VALUE! | #VALUE! |  |  |  |  | #VALUE! | #VALUE! | #VALUE! |  |  | #VALUE! | #VALUE! | #VALUE! | #VALUE! | #VALUE! | #VALUE! | #VALUE! | #VALUE! |  |  |  |  | #VALUE! | #VALUE! | #VALUE! |  |  | #VALUE! | #VALUE! | #VALUE! | #VALUE! | #VALUE! | #VALUE! | #VALUE! | #VALUE! |  |  |  |  | #VALUE! | #VALUE! | #VALUE! |  |  | #VALUE! | #VALUE! | #VALUE! | #VALUE! | #VALUE! | #VALUE! | #VALUE! | #VALUE! |  |  | #VALUE! | #VALUE! | #VALUE! | #VALUE! | #VALUE! |  |  | #VALUE! | #VALUE! | #VALUE! | #VALUE! | #VALUE! | #VALUE! | #VALUE! | #VALUE! |  |  | #VALUE! | #VALUE! | #VALUE! | #VALUE! | #VALUE! |  |  | #VALUE! | #VALUE! | #VALUE! | #VALUE! | #VALUE! | #VALUE! | #VALUE! | #VALUE! | 0 | #REF! | #VALUE! | #VALUE! | #VALUE! | #VALUE! | #VALUE! | #VALUE! | #VALUE! | 0
|  |  |  | 0 | 51 | 0 |  |  | 1 | 1.0842e-19 | 0 | 1.0669e-18 | 1.0669e-18 | 1.0669e-18 | 0 | 0 |  |  |  |  | #VALUE! | #VALUE! | #VALUE! |  |  | #VALUE! | #VALUE! | #VALUE! | #VALUE! | #VALUE! | #VALUE! | #VALUE! | #VALUE! |  |  |  |  | #VALUE! | #VALUE! | #VALUE! |  |  | #VALUE! | #VALUE! | #VALUE! | #VALUE! | #VALUE! | #VALUE! | #VALUE! | #VALUE! |  |  |  |  | #VALUE! | #VALUE! | #VALUE! |  |  | #VALUE! | #VALUE! | #VALUE! | #VALUE! | #VALUE! | #VALUE! | #VALUE! | #VALUE! |  |  |  |  | #VALUE! | #VALUE! | #VALUE! |  |  | #VALUE! | #VALUE! | #VALUE! | #VALUE! | #VALUE! | #VALUE! | #VALUE! | #VALUE! |  |  |  |  | #VALUE! | #VALUE! | #VALUE! |  |  | #VALUE! | #VALUE! | #VALUE! | #VALUE! | #VALUE! | #VALUE! | #VALUE! | #VALUE! |  |  | #VALUE! | #VALUE! | #VALUE! | #VALUE! | #VALUE! |  |  | #VALUE! | #VALUE! | #VALUE! | #VALUE! | #VALUE! | #VALUE! | #VALUE! | #VALUE! |  |  | #VALUE! | #VALUE! | #VALUE! | #VALUE! | #VALUE! |  |  | #VALUE! | #VALUE! | #VALUE! | #VALUE! | #VALUE! | #VALUE! | #VALUE! | #VALUE! | 0 | #REF! | #VALUE! | #VALUE! | #VALUE! | #VALUE! | #VALUE! | #VALUE! | #VALUE! | 0
|  |  |  | 0 | 51 | 0 |  |  | 1 | 1.0842e-19 | 0 | 1.0669e-18 | 1.0669e-18 | 1.0669e-18 | 0 | 0 |  |  |  |  | #VALUE! | #VALUE! | #VALUE! |  |  | #VALUE! | #VALUE! | #VALUE! | #VALUE! | #VALUE! | #VALUE! | #VALUE! | #VALUE! |  |  |  |  | #VALUE! | #VALUE! | #VALUE! |  |  | #VALUE! | #VALUE! | #VALUE! | #VALUE! | #VALUE! | #VALUE! | #VALUE! | #VALUE! |  |  |  |  | #VALUE! | #VALUE! | #VALUE! |  |  | #VALUE! | #VALUE! | #VALUE! | #VALUE! | #VALUE! | #VALUE! | #VALUE! | #VALUE! |  |  |  |  | #VALUE! | #VALUE! | #VALUE! |  |  | #VALUE! | #VALUE! | #VALUE! | #VALUE! | #VALUE! | #VALUE! | #VALUE! | #VALUE! |  |  |  |  | #VALUE! | #VALUE! | #VALUE! |  |  | #VALUE! | #VALUE! | #VALUE! | #VALUE! | #VALUE! | #VALUE! | #VALUE! | #VALUE! |  |  | #VALUE! | #VALUE! | #VALUE! | #VALUE! | #VALUE! |  |  | #VALUE! | #VALUE! | #VALUE! | #VALUE! | #VALUE! | #VALUE! | #VALUE! | #VALUE! |  |  | #VALUE! | #VALUE! | #VALUE! | #VALUE! | #VALUE! |  |  | #VALUE! | #VALUE! | #VALUE! | #VALUE! | #VALUE! | #VALUE! | #VALUE! | #VALUE! | 0 | #REF! | #VALUE! | #VALUE! | #VALUE! | #VALUE! | #VALUE! | #VALUE! | #VALUE! | 0
|  |  |  | 0 | 51 | 0 |  |  | 1 | 1.0842e-19 | 0 | 1.0669e-18 | 1.0669e-18 | 1.0669e-18 | 0 | 0 |  |  |  |  | #VALUE! | #VALUE! | #VALUE! |  |  | #VALUE! | #VALUE! | #VALUE! | #VALUE! | #VALUE! | #VALUE! | #VALUE! | #VALUE! |  |  |  |  | #VALUE! | #VALUE! | #VALUE! |  |  | #VALUE! | #VALUE! | #VALUE! | #VALUE! | #VALUE! | #VALUE! | #VALUE! | #VALUE! |  |  |  |  | #VALUE! | #VALUE! | #VALUE! |  |  | #VALUE! | #VALUE! | #VALUE! | #VALUE! | #VALUE! | #VALUE! | #VALUE! | #VALUE! |  |  |  |  | #VALUE! | #VALUE! | #VALUE! |  |  | #VALUE! | #VALUE! | #VALUE! | #VALUE! | #VALUE! | #VALUE! | #VALUE! | #VALUE! |  |  |  |  | #VALUE! | #VALUE! | #VALUE! |  |  | #VALUE! | #VALUE! | #VALUE! | #VALUE! | #VALUE! | #VALUE! | #VALUE! | #VALUE! |  |  | #VALUE! | #VALUE! | #VALUE! | #VALUE! | #VALUE! |  |  | #VALUE! | #VALUE! | #VALUE! | #VALUE! | #VALUE! | #VALUE! | #VALUE! | #VALUE! |  |  | #VALUE! | #VALUE! | #VALUE! | #VALUE! | #VALUE! |  |  | #VALUE! | #VALUE! | #VALUE! | #VALUE! | #VALUE! | #VALUE! | #VALUE! | #VALUE! | 0 | #REF! | #VALUE! | #VALUE! | #VALUE! | #VALUE! | #VALUE! | #VALUE! | #VALUE! | 0
|  |  |  | 0 | 51 | 0 |  |  | 1 | 1.0842e-19 | 0 | 1.0669e-18 | 1.0669e-18 | 1.0669e-18 | 0 | 0 |  |  |  |  | #VALUE! | #VALUE! | #VALUE! |  |  | #VALUE! | #VALUE! | #VALUE! | #VALUE! | #VALUE! | #VALUE! | #VALUE! | #VALUE! |  |  |  |  | #VALUE! | #VALUE! | #VALUE! |  |  | #VALUE! | #VALUE! | #VALUE! | #VALUE! | #VALUE! | #VALUE! | #VALUE! | #VALUE! |  |  |  |  | #VALUE! | #VALUE! | #VALUE! |  |  | #VALUE! | #VALUE! | #VALUE! | #VALUE! | #VALUE! | #VALUE! | #VALUE! | #VALUE! |  |  |  |  | #VALUE! | #VALUE! | #VALUE! |  |  | #VALUE! | #VALUE! | #VALUE! | #VALUE! | #VALUE! | #VALUE! | #VALUE! | #VALUE! |  |  |  |  | #VALUE! | #VALUE! | #VALUE! |  |  | #VALUE! | #VALUE! | #VALUE! | #VALUE! | #VALUE! | #VALUE! | #VALUE! | #VALUE! |  |  | #VALUE! | #VALUE! | #VALUE! | #VALUE! | #VALUE! |  |  | #VALUE! | #VALUE! | #VALUE! | #VALUE! | #VALUE! | #VALUE! | #VALUE! | #VALUE! |  |  | #VALUE! | #VALUE! | #VALUE! | #VALUE! | #VALUE! |  |  | #VALUE! | #VALUE! | #VALUE! | #VALUE! | #VALUE! | #VALUE! | #VALUE! | #VALUE! | 0 | #REF! | #VALUE! | #VALUE! | #VALUE! | #VALUE! | #VALUE! | #VALUE! | #VALUE! | 0
|  |  |  | 0 | 51 | 0 |  |  | 1 | 1.0842e-19 | 0 | 1.0669e-18 | 1.0669e-18 | 1.0669e-18 | 0 | 0 |  |  |  |  | #VALUE! | #VALUE! | #VALUE! |  |  | #VALUE! | #VALUE! | #VALUE! | #VALUE! | #VALUE! | #VALUE! | #VALUE! | #VALUE! |  |  |  |  | #VALUE! | #VALUE! | #VALUE! |  |  | #VALUE! | #VALUE! | #VALUE! | #VALUE! | #VALUE! | #VALUE! | #VALUE! | #VALUE! |  |  |  |  | #VALUE! | #VALUE! | #VALUE! |  |  | #VALUE! | #VALUE! | #VALUE! | #VALUE! | #VALUE! | #VALUE! | #VALUE! | #VALUE! |  |  |  |  | #VALUE! | #VALUE! | #VALUE! |  |  | #VALUE! | #VALUE! | #VALUE! | #VALUE! | #VALUE! | #VALUE! | #VALUE! | #VALUE! |  |  |  |  | #VALUE! | #VALUE! | #VALUE! |  |  | #VALUE! | #VALUE! | #VALUE! | #VALUE! | #VALUE! | #VALUE! | #VALUE! | #VALUE! |  |  | #VALUE! | #VALUE! | #VALUE! | #VALUE! | #VALUE! |  |  | #VALUE! | #VALUE! | #VALUE! | #VALUE! | #VALUE! | #VALUE! | #VALUE! | #VALUE! |  |  | #VALUE! | #VALUE! | #VALUE! | #VALUE! | #VALUE! |  |  | #VALUE! | #VALUE! | #VALUE! | #VALUE! | #VALUE! | #VALUE! | #VALUE! | #VALUE! | 0 | #REF! | #VALUE! | #VALUE! | #VALUE! | #VALUE! | #VALUE! | #VALUE! | #VALUE! | 0
|  |  |  | 0 | 51 | 0 |  |  | 1 | 1.0842e-19 | 0 | 1.0669e-18 | 1.0669e-18 | 1.0669e-18 | 0 | 0 |  |  |  |  | #VALUE! | #VALUE! | #VALUE! |  |  | #VALUE! | #VALUE! | #VALUE! | #VALUE! | #VALUE! | #VALUE! | #VALUE! | #VALUE! |  |  |  |  | #VALUE! | #VALUE! | #VALUE! |  |  | #VALUE! | #VALUE! | #VALUE! | #VALUE! | #VALUE! | #VALUE! | #VALUE! | #VALUE! |  |  |  |  | #VALUE! | #VALUE! | #VALUE! |  |  | #VALUE! | #VALUE! | #VALUE! | #VALUE! | #VALUE! | #VALUE! | #VALUE! | #VALUE! |  |  |  |  | #VALUE! | #VALUE! | #VALUE! |  |  | #VALUE! | #VALUE! | #VALUE! | #VALUE! | #VALUE! | #VALUE! | #VALUE! | #VALUE! |  |  |  |  | #VALUE! | #VALUE! | #VALUE! |  |  | #VALUE! | #VALUE! | #VALUE! | #VALUE! | #VALUE! | #VALUE! | #VALUE! | #VALUE! |  |  | #VALUE! | #VALUE! | #VALUE! | #VALUE! | #VALUE! |  |  | #VALUE! | #VALUE! | #VALUE! | #VALUE! | #VALUE! | #VALUE! | #VALUE! | #VALUE! |  |  | #VALUE! | #VALUE! | #VALUE! | #VALUE! | #VALUE! |  |  | #VALUE! | #VALUE! | #VALUE! | #VALUE! | #VALUE! | #VALUE! | #VALUE! | #VALUE! | 0 | #REF! | #VALUE! | #VALUE! | #VALUE! | #VALUE! | #VALUE! | #VALUE! | #VALUE! | 0
|  |  |  | 0 | 51 | 0 |  |  | 1 | 1.0842e-19 | 0 | 1.0669e-18 | 1.0669e-18 | 1.0669e-18 | 0 | 0 |  |  |  |  | #VALUE! | #VALUE! | #VALUE! |  |  | #VALUE! | #VALUE! | #VALUE! | #VALUE! | #VALUE! | #VALUE! | #VALUE! | #VALUE! |  |  |  |  | #VALUE! | #VALUE! | #VALUE! |  |  | #VALUE! | #VALUE! | #VALUE! | #VALUE! | #VALUE! | #VALUE! | #VALUE! | #VALUE! |  |  |  |  | #VALUE! | #VALUE! | #VALUE! |  |  | #VALUE! | #VALUE! | #VALUE! | #VALUE! | #VALUE! | #VALUE! | #VALUE! | #VALUE! |  |  |  |  | #VALUE! | #VALUE! | #VALUE! |  |  | #VALUE! | #VALUE! | #VALUE! | #VALUE! | #VALUE! | #VALUE! | #VALUE! | #VALUE! |  |  |  |  | #VALUE! | #VALUE! | #VALUE! |  |  | #VALUE! | #VALUE! | #VALUE! | #VALUE! | #VALUE! | #VALUE! | #VALUE! | #VALUE! |  |  | #VALUE! | #VALUE! | #VALUE! | #VALUE! | #VALUE! |  |  | #VALUE! | #VALUE! | #VALUE! | #VALUE! | #VALUE! | #VALUE! | #VALUE! | #VALUE! |  |  | #VALUE! | #VALUE! | #VALUE! | #VALUE! | #VALUE! |  |  | #VALUE! | #VALUE! | #VALUE! | #VALUE! | #VALUE! | #VALUE! | #VALUE! | #VALUE! | 0 | #REF! | #VALUE! | #VALUE! | #VALUE! | #VALUE! | #VALUE! | #VALUE! | #VALUE! | 0
|  |  |  | 0 | 51 | 0 |  |  | 1 | 1.0842e-19 | 0 | 1.0669e-18 | 1.0669e-18 | 1.0669e-18 | 0 | 0 |  |  |  |  | #VALUE! | #VALUE! | #VALUE! |  |  | #VALUE! | #VALUE! | #VALUE! | #VALUE! | #VALUE! | #VALUE! | #VALUE! | #VALUE! |  |  |  |  | #VALUE! | #VALUE! | #VALUE! |  |  | #VALUE! | #VALUE! | #VALUE! | #VALUE! | #VALUE! | #VALUE! | #VALUE! | #VALUE! |  |  |  |  | #VALUE! | #VALUE! | #VALUE! |  |  | #VALUE! | #VALUE! | #VALUE! | #VALUE! | #VALUE! | #VALUE! | #VALUE! | #VALUE! |  |  |  |  | #VALUE! | #VALUE! | #VALUE! |  |  | #VALUE! | #VALUE! | #VALUE! | #VALUE! | #VALUE! | #VALUE! | #VALUE! | #VALUE! |  |  |  |  | #VALUE! | #VALUE! | #VALUE! |  |  | #VALUE! | #VALUE! | #VALUE! | #VALUE! | #VALUE! | #VALUE! | #VALUE! | #VALUE! |  |  | #VALUE! | #VALUE! | #VALUE! | #VALUE! | #VALUE! |  |  | #VALUE! | #VALUE! | #VALUE! | #VALUE! | #VALUE! | #VALUE! | #VALUE! | #VALUE! |  |  | #VALUE! | #VALUE! | #VALUE! | #VALUE! | #VALUE! |  |  | #VALUE! | #VALUE! | #VALUE! | #VALUE! | #VALUE! | #VALUE! | #VALUE! | #VALUE! | 0 | #REF! | #VALUE! | #VALUE! | #VALUE! | #VALUE! | #VALUE! | #VALUE! | #VALUE! | 0
|  |  |  | 0 | 51 | 0 |  |  | 1 | 1.0842e-19 | 0 | 1.0669e-18 | 1.0669e-18 | 1.0669e-18 | 0 | 0 |  |  |  |  | #VALUE! | #VALUE! | #VALUE! |  |  | #VALUE! | #VALUE! | #VALUE! | #VALUE! | #VALUE! | #VALUE! | #VALUE! | #VALUE! |  |  |  |  | #VALUE! | #VALUE! | #VALUE! |  |  | #VALUE! | #VALUE! | #VALUE! | #VALUE! | #VALUE! | #VALUE! | #VALUE! | #VALUE! |  |  |  |  | #VALUE! | #VALUE! | #VALUE! |  |  | #VALUE! | #VALUE! | #VALUE! | #VALUE! | #VALUE! | #VALUE! | #VALUE! | #VALUE! |  |  |  |  | #VALUE! | #VALUE! | #VALUE! |  |  | #VALUE! | #VALUE! | #VALUE! | #VALUE! | #VALUE! | #VALUE! | #VALUE! | #VALUE! |  |  |  |  | #VALUE! | #VALUE! | #VALUE! |  |  | #VALUE! | #VALUE! | #VALUE! | #VALUE! | #VALUE! | #VALUE! | #VALUE! | #VALUE! |  |  | #VALUE! | #VALUE! | #VALUE! | #VALUE! | #VALUE! |  |  | #VALUE! | #VALUE! | #VALUE! | #VALUE! | #VALUE! | #VALUE! | #VALUE! | #VALUE! |  |  | #VALUE! | #VALUE! | #VALUE! | #VALUE! | #VALUE! |  |  | #VALUE! | #VALUE! | #VALUE! | #VALUE! | #VALUE! | #VALUE! | #VALUE! | #VALUE! | 0 | #REF! | #VALUE! | #VALUE! | #VALUE! | #VALUE! | #VALUE! | #VALUE! | #VALUE! | 0
|  |  |  | 0 | 51 | 0 |  |  | 1 | 1.0842e-19 | 0 | 1.0669e-18 | 1.0669e-18 | 1.0669e-18 | 0 | 0 |  |  |  |  | #VALUE! | #VALUE! | #VALUE! |  |  | #VALUE! | #VALUE! | #VALUE! | #VALUE! | #VALUE! | #VALUE! | #VALUE! | #VALUE! |  |  |  |  | #VALUE! | #VALUE! | #VALUE! |  |  | #VALUE! | #VALUE! | #VALUE! | #VALUE! | #VALUE! | #VALUE! | #VALUE! | #VALUE! |  |  |  |  | #VALUE! | #VALUE! | #VALUE! |  |  | #VALUE! | #VALUE! | #VALUE! | #VALUE! | #VALUE! | #VALUE! | #VALUE! | #VALUE! |  |  |  |  | #VALUE! | #VALUE! | #VALUE! |  |  | #VALUE! | #VALUE! | #VALUE! | #VALUE! | #VALUE! | #VALUE! | #VALUE! | #VALUE! |  |  |  |  | #VALUE! | #VALUE! | #VALUE! |  |  | #VALUE! | #VALUE! | #VALUE! | #VALUE! | #VALUE! | #VALUE! | #VALUE! | #VALUE! |  |  | #VALUE! | #VALUE! | #VALUE! | #VALUE! | #VALUE! |  |  | #VALUE! | #VALUE! | #VALUE! | #VALUE! | #VALUE! | #VALUE! | #VALUE! | #VALUE! |  |  | #VALUE! | #VALUE! | #VALUE! | #VALUE! | #VALUE! |  |  | #VALUE! | #VALUE! | #VALUE! | #VALUE! | #VALUE! | #VALUE! | #VALUE! | #VALUE! | 0 | #REF! | #VALUE! | #VALUE! | #VALUE! | #VALUE! | #VALUE! | #VALUE! | #VALUE! | 0
|  |  |  | 0 | 51 | 0 |  |  | 1 | 1.0842e-19 | 0 | 1.0669e-18 | 1.0669e-18 | 1.0669e-18 | 0 | 0 |  |  |  |  | #VALUE! | #VALUE! | #VALUE! |  |  | #VALUE! | #VALUE! | #VALUE! | #VALUE! | #VALUE! | #VALUE! | #VALUE! | #VALUE! |  |  |  |  | #VALUE! | #VALUE! | #VALUE! |  |  | #VALUE! | #VALUE! | #VALUE! | #VALUE! | #VALUE! | #VALUE! | #VALUE! | #VALUE! |  |  |  |  | #VALUE! | #VALUE! | #VALUE! |  |  | #VALUE! | #VALUE! | #VALUE! | #VALUE! | #VALUE! | #VALUE! | #VALUE! | #VALUE! |  |  |  |  | #VALUE! | #VALUE! | #VALUE! |  |  | #VALUE! | #VALUE! | #VALUE! | #VALUE! | #VALUE! | #VALUE! | #VALUE! | #VALUE! |  |  |  |  | #VALUE! | #VALUE! | #VALUE! |  |  | #VALUE! | #VALUE! | #VALUE! | #VALUE! | #VALUE! | #VALUE! | #VALUE! | #VALUE! |  |  | #VALUE! | #VALUE! | #VALUE! | #VALUE! | #VALUE! |  |  | #VALUE! | #VALUE! | #VALUE! | #VALUE! | #VALUE! | #VALUE! | #VALUE! | #VALUE! |  |  | #VALUE! | #VALUE! | #VALUE! | #VALUE! | #VALUE! |  |  | #VALUE! | #VALUE! | #VALUE! | #VALUE! | #VALUE! | #VALUE! | #VALUE! | #VALUE! | 0 | #REF! | #VALUE! | #VALUE! | #VALUE! | #VALUE! | #VALUE! | #VALUE! | #VALUE! | 0
|  |  |  | 0 | 51 | 0 |  |  | 1 | 1.0842e-19 | 0 | 1.0669e-18 | 1.0669e-18 | 1.0669e-18 | 0 | 0 |  |  |  |  | #VALUE! | #VALUE! | #VALUE! |  |  | #VALUE! | #VALUE! | #VALUE! | #VALUE! | #VALUE! | #VALUE! | #VALUE! | #VALUE! |  |  |  |  | #VALUE! | #VALUE! | #VALUE! |  |  | #VALUE! | #VALUE! | #VALUE! | #VALUE! | #VALUE! | #VALUE! | #VALUE! | #VALUE! |  |  |  |  | #VALUE! | #VALUE! | #VALUE! |  |  | #VALUE! | #VALUE! | #VALUE! | #VALUE! | #VALUE! | #VALUE! | #VALUE! | #VALUE! |  |  |  |  | #VALUE! | #VALUE! | #VALUE! |  |  | #VALUE! | #VALUE! | #VALUE! | #VALUE! | #VALUE! | #VALUE! | #VALUE! | #VALUE! |  |  |  |  | #VALUE! | #VALUE! | #VALUE! |  |  | #VALUE! | #VALUE! | #VALUE! | #VALUE! | #VALUE! | #VALUE! | #VALUE! | #VALUE! |  |  | #VALUE! | #VALUE! | #VALUE! | #VALUE! | #VALUE! |  |  | #VALUE! | #VALUE! | #VALUE! | #VALUE! | #VALUE! | #VALUE! | #VALUE! | #VALUE! |  |  | #VALUE! | #VALUE! | #VALUE! | #VALUE! | #VALUE! |  |  | #VALUE! | #VALUE! | #VALUE! | #VALUE! | #VALUE! | #VALUE! | #VALUE! | #VALUE! | 0 | #REF! | #VALUE! | #VALUE! | #VALUE! | #VALUE! | #VALUE! | #VALUE! | #VALUE! | 0
|  |  |  | 0 | 51 | 0 |  |  | 1 | 1.0842e-19 | 0 | 1.0669e-18 | 1.0669e-18 | 1.0669e-18 | 0 | 0 |  |  |  |  | #VALUE! | #VALUE! | #VALUE! |  |  | #VALUE! | #VALUE! | #VALUE! | #VALUE! | #VALUE! | #VALUE! | #VALUE! | #VALUE! |  |  |  |  | #VALUE! | #VALUE! | #VALUE! |  |  | #VALUE! | #VALUE! | #VALUE! | #VALUE! | #VALUE! | #VALUE! | #VALUE! | #VALUE! |  |  |  |  | #VALUE! | #VALUE! | #VALUE! |  |  | #VALUE! | #VALUE! | #VALUE! | #VALUE! | #VALUE! | #VALUE! | #VALUE! | #VALUE! |  |  |  |  | #VALUE! | #VALUE! | #VALUE! |  |  | #VALUE! | #VALUE! | #VALUE! | #VALUE! | #VALUE! | #VALUE! | #VALUE! | #VALUE! |  |  |  |  | #VALUE! | #VALUE! | #VALUE! |  |  | #VALUE! | #VALUE! | #VALUE! | #VALUE! | #VALUE! | #VALUE! | #VALUE! | #VALUE! |  |  | #VALUE! | #VALUE! | #VALUE! | #VALUE! | #VALUE! |  |  | #VALUE! | #VALUE! | #VALUE! | #VALUE! | #VALUE! | #VALUE! | #VALUE! | #VALUE! |  |  | #VALUE! | #VALUE! | #VALUE! | #VALUE! | #VALUE! |  |  | #VALUE! | #VALUE! | #VALUE! | #VALUE! | #VALUE! | #VALUE! | #VALUE! | #VALUE! | 0 | #REF! | #VALUE! | #VALUE! | #VALUE! | #VALUE! | #VALUE! | #VALUE! | #VALUE! | 0
|  |  |  | 0 | 51 | 0 |  |  | 1 | 1.0842e-19 | 0 | 1.0669e-18 | 1.0669e-18 | 1.0669e-18 | 0 | 0 |  |  |  |  | #VALUE! | #VALUE! | #VALUE! |  |  | #VALUE! | #VALUE! | #VALUE! | #VALUE! | #VALUE! | #VALUE! | #VALUE! | #VALUE! |  |  |  |  | #VALUE! | #VALUE! | #VALUE! |  |  | #VALUE! | #VALUE! | #VALUE! | #VALUE! | #VALUE! | #VALUE! | #VALUE! | #VALUE! |  |  |  |  | #VALUE! | #VALUE! | #VALUE! |  |  | #VALUE! | #VALUE! | #VALUE! | #VALUE! | #VALUE! | #VALUE! | #VALUE! | #VALUE! |  |  |  |  | #VALUE! | #VALUE! | #VALUE! |  |  | #VALUE! | #VALUE! | #VALUE! | #VALUE! | #VALUE! | #VALUE! | #VALUE! | #VALUE! |  |  |  |  | #VALUE! | #VALUE! | #VALUE! |  |  | #VALUE! | #VALUE! | #VALUE! | #VALUE! | #VALUE! | #VALUE! | #VALUE! | #VALUE! |  |  | #VALUE! | #VALUE! | #VALUE! | #VALUE! | #VALUE! |  |  | #VALUE! | #VALUE! | #VALUE! | #VALUE! | #VALUE! | #VALUE! | #VALUE! | #VALUE! |  |  | #VALUE! | #VALUE! | #VALUE! | #VALUE! | #VALUE! |  |  | #VALUE! | #VALUE! | #VALUE! | #VALUE! | #VALUE! | #VALUE! | #VALUE! | #VALUE! | 0 | #REF! | #VALUE! | #VALUE! | #VALUE! | #VALUE! | #VALUE! | #VALUE! | #VALUE! | 0
|  |  |  | 0 | 51 | 0 |  |  | 1 | 1.0842e-19 | 0 | 1.0669e-18 | 1.0669e-18 | 1.0669e-18 | 0 | 0 |  |  |  |  | #VALUE! | #VALUE! | #VALUE! |  |  | #VALUE! | #VALUE! | #VALUE! | #VALUE! | #VALUE! | #VALUE! | #VALUE! | #VALUE! |  |  |  |  | #VALUE! | #VALUE! | #VALUE! |  |  | #VALUE! | #VALUE! | #VALUE! | #VALUE! | #VALUE! | #VALUE! | #VALUE! | #VALUE! |  |  |  |  | #VALUE! | #VALUE! | #VALUE! |  |  | #VALUE! | #VALUE! | #VALUE! | #VALUE! | #VALUE! | #VALUE! | #VALUE! | #VALUE! |  |  |  |  | #VALUE! | #VALUE! | #VALUE! |  |  | #VALUE! | #VALUE! | #VALUE! | #VALUE! | #VALUE! | #VALUE! | #VALUE! | #VALUE! |  |  |  |  | #VALUE! | #VALUE! | #VALUE! |  |  | #VALUE! | #VALUE! | #VALUE! | #VALUE! | #VALUE! | #VALUE! | #VALUE! | #VALUE! |  |  | #VALUE! | #VALUE! | #VALUE! | #VALUE! | #VALUE! |  |  | #VALUE! | #VALUE! | #VALUE! | #VALUE! | #VALUE! | #VALUE! | #VALUE! | #VALUE! |  |  | #VALUE! | #VALUE! | #VALUE! | #VALUE! | #VALUE! |  |  | #VALUE! | #VALUE! | #VALUE! | #VALUE! | #VALUE! | #VALUE! | #VALUE! | #VALUE! | 0 | #REF! | #VALUE! | #VALUE! | #VALUE! | #VALUE! | #VALUE! | #VALUE! | #VALUE! | 0
|  |  |  | 0 | 51 | 0 |  |  | 1 | 1.0842e-19 | 0 | 1.0669e-18 | 1.0669e-18 | 1.0669e-18 | 0 | 0 |  |  |  |  | #VALUE! | #VALUE! | #VALUE! |  |  | #VALUE! | #VALUE! | #VALUE! | #VALUE! | #VALUE! | #VALUE! | #VALUE! | #VALUE! |  |  |  |  | #VALUE! | #VALUE! | #VALUE! |  |  | #VALUE! | #VALUE! | #VALUE! | #VALUE! | #VALUE! | #VALUE! | #VALUE! | #VALUE! |  |  |  |  | #VALUE! | #VALUE! | #VALUE! |  |  | #VALUE! | #VALUE! | #VALUE! | #VALUE! | #VALUE! | #VALUE! | #VALUE! | #VALUE! |  |  |  |  | #VALUE! | #VALUE! | #VALUE! |  |  | #VALUE! | #VALUE! | #VALUE! | #VALUE! | #VALUE! | #VALUE! | #VALUE! | #VALUE! |  |  |  |  | #VALUE! | #VALUE! | #VALUE! |  |  | #VALUE! | #VALUE! | #VALUE! | #VALUE! | #VALUE! | #VALUE! | #VALUE! | #VALUE! |  |  | #VALUE! | #VALUE! | #VALUE! | #VALUE! | #VALUE! |  |  | #VALUE! | #VALUE! | #VALUE! | #VALUE! | #VALUE! | #VALUE! | #VALUE! | #VALUE! |  |  | #VALUE! | #VALUE! | #VALUE! | #VALUE! | #VALUE! |  |  | #VALUE! | #VALUE! | #VALUE! | #VALUE! | #VALUE! | #VALUE! | #VALUE! | #VALUE! | 0 | #REF! | #VALUE! | #VALUE! | #VALUE! | #VALUE! | #VALUE! | #VALUE! | #VALUE! | 0
|  |  |  | 0 | 51 | 0 |  |  | 1 | 1.0842e-19 | 0 | 1.0669e-18 | 1.0669e-18 | 1.0669e-18 | 0 | 0 |  |  |  |  | #VALUE! | #VALUE! | #VALUE! |  |  | #VALUE! | #VALUE! | #VALUE! | #VALUE! | #VALUE! | #VALUE! | #VALUE! | #VALUE! |  |  |  |  | #VALUE! | #VALUE! | #VALUE! |  |  | #VALUE! | #VALUE! | #VALUE! | #VALUE! | #VALUE! | #VALUE! | #VALUE! | #VALUE! |  |  |  |  | #VALUE! | #VALUE! | #VALUE! |  |  | #VALUE! | #VALUE! | #VALUE! | #VALUE! | #VALUE! | #VALUE! | #VALUE! | #VALUE! |  |  |  |  | #VALUE! | #VALUE! | #VALUE! |  |  | #VALUE! | #VALUE! | #VALUE! | #VALUE! | #VALUE! | #VALUE! | #VALUE! | #VALUE! |  |  |  |  | #VALUE! | #VALUE! | #VALUE! |  |  | #VALUE! | #VALUE! | #VALUE! | #VALUE! | #VALUE! | #VALUE! | #VALUE! | #VALUE! |  |  | #VALUE! | #VALUE! | #VALUE! | #VALUE! | #VALUE! |  |  | #VALUE! | #VALUE! | #VALUE! | #VALUE! | #VALUE! | #VALUE! | #VALUE! | #VALUE! |  |  | #VALUE! | #VALUE! | #VALUE! | #VALUE! | #VALUE! |  |  | #VALUE! | #VALUE! | #VALUE! | #VALUE! | #VALUE! | #VALUE! | #VALUE! | #VALUE! | 0 | #REF! | #VALUE! | #VALUE! | #VALUE! | #VALUE! | #VALUE! | #VALUE! | #VALUE! | 0
|  |  |  | 0 | 51 | 0 |  |  | 1 | 1.0842e-19 | 0 | 1.0669e-18 | 1.0669e-18 | 1.0669e-18 | 0 | 0 |  |  |  |  | #VALUE! | #VALUE! | #VALUE! |  |  | #VALUE! | #VALUE! | #VALUE! | #VALUE! | #VALUE! | #VALUE! | #VALUE! | #VALUE! |  |  |  |  | #VALUE! | #VALUE! | #VALUE! |  |  | #VALUE! | #VALUE! | #VALUE! | #VALUE! | #VALUE! | #VALUE! | #VALUE! | #VALUE! |  |  |  |  | #VALUE! | #VALUE! | #VALUE! |  |  | #VALUE! | #VALUE! | #VALUE! | #VALUE! | #VALUE! | #VALUE! | #VALUE! | #VALUE! |  |  |  |  | #VALUE! | #VALUE! | #VALUE! |  |  | #VALUE! | #VALUE! | #VALUE! | #VALUE! | #VALUE! | #VALUE! | #VALUE! | #VALUE! |  |  |  |  | #VALUE! | #VALUE! | #VALUE! |  |  | #VALUE! | #VALUE! | #VALUE! | #VALUE! | #VALUE! | #VALUE! | #VALUE! | #VALUE! |  |  | #VALUE! | #VALUE! | #VALUE! | #VALUE! | #VALUE! |  |  | #VALUE! | #VALUE! | #VALUE! | #VALUE! | #VALUE! | #VALUE! | #VALUE! | #VALUE! |  |  | #VALUE! | #VALUE! | #VALUE! | #VALUE! | #VALUE! |  |  | #VALUE! | #VALUE! | #VALUE! | #VALUE! | #VALUE! | #VALUE! | #VALUE! | #VALUE! | 0 | #REF! | #VALUE! | #VALUE! | #VALUE! | #VALUE! | #VALUE! | #VALUE! | #VALUE! | 0
|  |  |  | 0 | 51 | 0 |  |  | 1 | 1.0842e-19 | 0 | 1.0669e-18 | 1.0669e-18 | 1.0669e-18 | 0 | 0 |  |  |  |  | #VALUE! | #VALUE! | #VALUE! |  |  | #VALUE! | #VALUE! | #VALUE! | #VALUE! | #VALUE! | #VALUE! | #VALUE! | #VALUE! |  |  |  |  | #VALUE! | #VALUE! | #VALUE! |  |  | #VALUE! | #VALUE! | #VALUE! | #VALUE! | #VALUE! | #VALUE! | #VALUE! | #VALUE! |  |  |  |  | #VALUE! | #VALUE! | #VALUE! |  |  | #VALUE! | #VALUE! | #VALUE! | #VALUE! | #VALUE! | #VALUE! | #VALUE! | #VALUE! |  |  |  |  | #VALUE! | #VALUE! | #VALUE! |  |  | #VALUE! | #VALUE! | #VALUE! | #VALUE! | #VALUE! | #VALUE! | #VALUE! | #VALUE! |  |  |  |  | #VALUE! | #VALUE! | #VALUE! |  |  | #VALUE! | #VALUE! | #VALUE! | #VALUE! | #VALUE! | #VALUE! | #VALUE! | #VALUE! |  |  | #VALUE! | #VALUE! | #VALUE! | #VALUE! | #VALUE! |  |  | #VALUE! | #VALUE! | #VALUE! | #VALUE! | #VALUE! | #VALUE! | #VALUE! | #VALUE! |  |  | #VALUE! | #VALUE! | #VALUE! | #VALUE! | #VALUE! |  |  | #VALUE! | #VALUE! | #VALUE! | #VALUE! | #VALUE! | #VALUE! | #VALUE! | #VALUE! | 0 | #REF! | #VALUE! | #VALUE! | #VALUE! | #VALUE! | #VALUE! | #VALUE! | #VALUE! | 0
|  |  |  | 0 | 51 | 0 |  |  | 1 | 1.0842e-19 | 0 | 1.0669e-18 | 1.0669e-18 | 1.0669e-18 | 0 | 0 |  |  |  |  | #VALUE! | #VALUE! | #VALUE! |  |  | #VALUE! | #VALUE! | #VALUE! | #VALUE! | #VALUE! | #VALUE! | #VALUE! | #VALUE! |  |  |  |  | #VALUE! | #VALUE! | #VALUE! |  |  | #VALUE! | #VALUE! | #VALUE! | #VALUE! | #VALUE! | #VALUE! | #VALUE! | #VALUE! |  |  |  |  | #VALUE! | #VALUE! | #VALUE! |  |  | #VALUE! | #VALUE! | #VALUE! | #VALUE! | #VALUE! | #VALUE! | #VALUE! | #VALUE! |  |  |  |  | #VALUE! | #VALUE! | #VALUE! |  |  | #VALUE! | #VALUE! | #VALUE! | #VALUE! | #VALUE! | #VALUE! | #VALUE! | #VALUE! |  |  |  |  | #VALUE! | #VALUE! | #VALUE! |  |  | #VALUE! | #VALUE! | #VALUE! | #VALUE! | #VALUE! | #VALUE! | #VALUE! | #VALUE! |  |  | #VALUE! | #VALUE! | #VALUE! | #VALUE! | #VALUE! |  |  | #VALUE! | #VALUE! | #VALUE! | #VALUE! | #VALUE! | #VALUE! | #VALUE! | #VALUE! |  |  | #VALUE! | #VALUE! | #VALUE! | #VALUE! | #VALUE! |  |  | #VALUE! | #VALUE! | #VALUE! | #VALUE! | #VALUE! | #VALUE! | #VALUE! | #VALUE! | 0 | #REF! | #VALUE! | #VALUE! | #VALUE! | #VALUE! | #VALUE! | #VALUE! | #VALUE! | 0
|  |  |  | 0 | 51 | 0 |  |  | 1 | 1.0842e-19 | 0 | 1.0669e-18 | 1.0669e-18 | 1.0669e-18 | 0 | 0 |  |  |  |  | #VALUE! | #VALUE! | #VALUE! |  |  | #VALUE! | #VALUE! | #VALUE! | #VALUE! | #VALUE! | #VALUE! | #VALUE! | #VALUE! |  |  |  |  | #VALUE! | #VALUE! | #VALUE! |  |  | #VALUE! | #VALUE! | #VALUE! | #VALUE! | #VALUE! | #VALUE! | #VALUE! | #VALUE! |  |  |  |  | #VALUE! | #VALUE! | #VALUE! |  |  | #VALUE! | #VALUE! | #VALUE! | #VALUE! | #VALUE! | #VALUE! | #VALUE! | #VALUE! |  |  |  |  | #VALUE! | #VALUE! | #VALUE! |  |  | #VALUE! | #VALUE! | #VALUE! | #VALUE! | #VALUE! | #VALUE! | #VALUE! | #VALUE! |  |  |  |  | #VALUE! | #VALUE! | #VALUE! |  |  | #VALUE! | #VALUE! | #VALUE! | #VALUE! | #VALUE! | #VALUE! | #VALUE! | #VALUE! |  |  | #VALUE! | #VALUE! | #VALUE! | #VALUE! | #VALUE! |  |  | #VALUE! | #VALUE! | #VALUE! | #VALUE! | #VALUE! | #VALUE! | #VALUE! | #VALUE! |  |  | #VALUE! | #VALUE! | #VALUE! | #VALUE! | #VALUE! |  |  | #VALUE! | #VALUE! | #VALUE! | #VALUE! | #VALUE! | #VALUE! | #VALUE! | #VALUE! | 0 | #REF! | #VALUE! | #VALUE! | #VALUE! | #VALUE! | #VALUE! | #VALUE! | #VALUE! | 0
|  |  |  | 0 | 51 | 0 |  |  | 1 | 1.0842e-19 | 0 | 1.0669e-18 | 1.0669e-18 | 1.0669e-18 | 0 | 0 |  |  |  |  | #VALUE! | #VALUE! | #VALUE! |  |  | #VALUE! | #VALUE! | #VALUE! | #VALUE! | #VALUE! | #VALUE! | #VALUE! | #VALUE! |  |  |  |  | #VALUE! | #VALUE! | #VALUE! |  |  | #VALUE! | #VALUE! | #VALUE! | #VALUE! | #VALUE! | #VALUE! | #VALUE! | #VALUE! |  |  |  |  | #VALUE! | #VALUE! | #VALUE! |  |  | #VALUE! | #VALUE! | #VALUE! | #VALUE! | #VALUE! | #VALUE! | #VALUE! | #VALUE! |  |  |  |  | #VALUE! | #VALUE! | #VALUE! |  |  | #VALUE! | #VALUE! | #VALUE! | #VALUE! | #VALUE! | #VALUE! | #VALUE! | #VALUE! |  |  |  |  | #VALUE! | #VALUE! | #VALUE! |  |  | #VALUE! | #VALUE! | #VALUE! | #VALUE! | #VALUE! | #VALUE! | #VALUE! | #VALUE! |  |  | #VALUE! | #VALUE! | #VALUE! | #VALUE! | #VALUE! |  |  | #VALUE! | #VALUE! | #VALUE! | #VALUE! | #VALUE! | #VALUE! | #VALUE! | #VALUE! |  |  | #VALUE! | #VALUE! | #VALUE! | #VALUE! | #VALUE! |  |  | #VALUE! | #VALUE! | #VALUE! | #VALUE! | #VALUE! | #VALUE! | #VALUE! | #VALUE! | 0 | #REF! | #VALUE! | #VALUE! | #VALUE! | #VALUE! | #VALUE! | #VALUE! | #VALUE! | 0
|  |  |  | 0 | 51 | 0 |  |  | 1 | 1.0842e-19 | 0 | 1.0669e-18 | 1.0669e-18 | 1.0669e-18 | 0 | 0 |  |  |  |  | #VALUE! | #VALUE! | #VALUE! |  |  | #VALUE! | #VALUE! | #VALUE! | #VALUE! | #VALUE! | #VALUE! | #VALUE! | #VALUE! |  |  |  |  | #VALUE! | #VALUE! | #VALUE! |  |  | #VALUE! | #VALUE! | #VALUE! | #VALUE! | #VALUE! | #VALUE! | #VALUE! | #VALUE! |  |  |  |  | #VALUE! | #VALUE! | #VALUE! |  |  | #VALUE! | #VALUE! | #VALUE! | #VALUE! | #VALUE! | #VALUE! | #VALUE! | #VALUE! |  |  |  |  | #VALUE! | #VALUE! | #VALUE! |  |  | #VALUE! | #VALUE! | #VALUE! | #VALUE! | #VALUE! | #VALUE! | #VALUE! | #VALUE! |  |  |  |  | #VALUE! | #VALUE! | #VALUE! |  |  | #VALUE! | #VALUE! | #VALUE! | #VALUE! | #VALUE! | #VALUE! | #VALUE! | #VALUE! |  |  | #VALUE! | #VALUE! | #VALUE! | #VALUE! | #VALUE! |  |  | #VALUE! | #VALUE! | #VALUE! | #VALUE! | #VALUE! | #VALUE! | #VALUE! | #VALUE! |  |  | #VALUE! | #VALUE! | #VALUE! | #VALUE! | #VALUE! |  |  | #VALUE! | #VALUE! | #VALUE! | #VALUE! | #VALUE! | #VALUE! | #VALUE! | #VALUE! | 0 | #REF! | #VALUE! | #VALUE! | #VALUE! | #VALUE! | #VALUE! | #VALUE! | #VALUE! | 0
|  |  |  | 0 | 51 | 0 |  |  | 1 | 1.0842e-19 | 0 | 1.0669e-18 | 1.0669e-18 | 1.0669e-18 | 0 | 0 |  |  |  |  | #VALUE! | #VALUE! | #VALUE! |  |  | #VALUE! | #VALUE! | #VALUE! | #VALUE! | #VALUE! | #VALUE! | #VALUE! | #VALUE! |  |  |  |  | #VALUE! | #VALUE! | #VALUE! |  |  | #VALUE! | #VALUE! | #VALUE! | #VALUE! | #VALUE! | #VALUE! | #VALUE! | #VALUE! |  |  |  |  | #VALUE! | #VALUE! | #VALUE! |  |  | #VALUE! | #VALUE! | #VALUE! | #VALUE! | #VALUE! | #VALUE! | #VALUE! | #VALUE! |  |  |  |  | #VALUE! | #VALUE! | #VALUE! |  |  | #VALUE! | #VALUE! | #VALUE! | #VALUE! | #VALUE! | #VALUE! | #VALUE! | #VALUE! |  |  |  |  | #VALUE! | #VALUE! | #VALUE! |  |  | #VALUE! | #VALUE! | #VALUE! | #VALUE! | #VALUE! | #VALUE! | #VALUE! | #VALUE! |  |  | #VALUE! | #VALUE! | #VALUE! | #VALUE! | #VALUE! |  |  | #VALUE! | #VALUE! | #VALUE! | #VALUE! | #VALUE! | #VALUE! | #VALUE! | #VALUE! |  |  | #VALUE! | #VALUE! | #VALUE! | #VALUE! | #VALUE! |  |  | #VALUE! | #VALUE! | #VALUE! | #VALUE! | #VALUE! | #VALUE! | #VALUE! | #VALUE! | 0 | #REF! | #VALUE! | #VALUE! | #VALUE! | #VALUE! | #VALUE! | #VALUE! | #VALUE! | 0
|  |  |  | 0 | 51 | 0 |  |  | 1 | 1.0842e-19 | 0 | 1.0669e-18 | 1.0669e-18 | 1.0669e-18 | 0 | 0 |  |  |  |  | #VALUE! | #VALUE! | #VALUE! |  |  | #VALUE! | #VALUE! | #VALUE! | #VALUE! | #VALUE! | #VALUE! | #VALUE! | #VALUE! |  |  |  |  | #VALUE! | #VALUE! | #VALUE! |  |  | #VALUE! | #VALUE! | #VALUE! | #VALUE! | #VALUE! | #VALUE! | #VALUE! | #VALUE! |  |  |  |  | #VALUE! | #VALUE! | #VALUE! |  |  | #VALUE! | #VALUE! | #VALUE! | #VALUE! | #VALUE! | #VALUE! | #VALUE! | #VALUE! |  |  |  |  | #VALUE! | #VALUE! | #VALUE! |  |  | #VALUE! | #VALUE! | #VALUE! | #VALUE! | #VALUE! | #VALUE! | #VALUE! | #VALUE! |  |  |  |  | #VALUE! | #VALUE! | #VALUE! |  |  | #VALUE! | #VALUE! | #VALUE! | #VALUE! | #VALUE! | #VALUE! | #VALUE! | #VALUE! |  |  | #VALUE! | #VALUE! | #VALUE! | #VALUE! | #VALUE! |  |  | #VALUE! | #VALUE! | #VALUE! | #VALUE! | #VALUE! | #VALUE! | #VALUE! | #VALUE! |  |  | #VALUE! | #VALUE! | #VALUE! | #VALUE! | #VALUE! |  |  | #VALUE! | #VALUE! | #VALUE! | #VALUE! | #VALUE! | #VALUE! | #VALUE! | #VALUE! | 0 | #REF! | #VALUE! | #VALUE! | #VALUE! | #VALUE! | #VALUE! | #VALUE! | #VALUE! | 0
|  |  |  | 0 | 51 | 0 |  |  | 1 | 1.0842e-19 | 0 | 1.0669e-18 | 1.0669e-18 | 1.0669e-18 | 0 | 0 |  |  |  |  | #VALUE! | #VALUE! | #VALUE! |  |  | #VALUE! | #VALUE! | #VALUE! | #VALUE! | #VALUE! | #VALUE! | #VALUE! | #VALUE! |  |  |  |  | #VALUE! | #VALUE! | #VALUE! |  |  | #VALUE! | #VALUE! | #VALUE! | #VALUE! | #VALUE! | #VALUE! | #VALUE! | #VALUE! |  |  |  |  | #VALUE! | #VALUE! | #VALUE! |  |  | #VALUE! | #VALUE! | #VALUE! | #VALUE! | #VALUE! | #VALUE! | #VALUE! | #VALUE! |  |  |  |  | #VALUE! | #VALUE! | #VALUE! |  |  | #VALUE! | #VALUE! | #VALUE! | #VALUE! | #VALUE! | #VALUE! | #VALUE! | #VALUE! |  |  |  |  | #VALUE! | #VALUE! | #VALUE! |  |  | #VALUE! | #VALUE! | #VALUE! | #VALUE! | #VALUE! | #VALUE! | #VALUE! | #VALUE! |  |  | #VALUE! | #VALUE! | #VALUE! | #VALUE! | #VALUE! |  |  | #VALUE! | #VALUE! | #VALUE! | #VALUE! | #VALUE! | #VALUE! | #VALUE! | #VALUE! |  |  | #VALUE! | #VALUE! | #VALUE! | #VALUE! | #VALUE! |  |  | #VALUE! | #VALUE! | #VALUE! | #VALUE! | #VALUE! | #VALUE! | #VALUE! | #VALUE! | 0 | #REF! | #VALUE! | #VALUE! | #VALUE! | #VALUE! | #VALUE! | #VALUE! | #VALUE! | 0
|  |  |  | 0 | 51 | 0 |  |  | 1 | 1.0842e-19 | 0 | 1.0669e-18 | 1.0669e-18 | 1.0669e-18 | 0 | 0 |  |  |  |  | #VALUE! | #VALUE! | #VALUE! |  |  | #VALUE! | #VALUE! | #VALUE! | #VALUE! | #VALUE! | #VALUE! | #VALUE! | #VALUE! |  |  |  |  | #VALUE! | #VALUE! | #VALUE! |  |  | #VALUE! | #VALUE! | #VALUE! | #VALUE! | #VALUE! | #VALUE! | #VALUE! | #VALUE! |  |  |  |  | #VALUE! | #VALUE! | #VALUE! |  |  | #VALUE! | #VALUE! | #VALUE! | #VALUE! | #VALUE! | #VALUE! | #VALUE! | #VALUE! |  |  |  |  | #VALUE! | #VALUE! | #VALUE! |  |  | #VALUE! | #VALUE! | #VALUE! | #VALUE! | #VALUE! | #VALUE! | #VALUE! | #VALUE! |  |  |  |  | #VALUE! | #VALUE! | #VALUE! |  |  | #VALUE! | #VALUE! | #VALUE! | #VALUE! | #VALUE! | #VALUE! | #VALUE! | #VALUE! |  |  | #VALUE! | #VALUE! | #VALUE! | #VALUE! | #VALUE! |  |  | #VALUE! | #VALUE! | #VALUE! | #VALUE! | #VALUE! | #VALUE! | #VALUE! | #VALUE! |  |  | #VALUE! | #VALUE! | #VALUE! | #VALUE! | #VALUE! |  |  | #VALUE! | #VALUE! | #VALUE! | #VALUE! | #VALUE! | #VALUE! | #VALUE! | #VALUE! | 0 | #REF! | #VALUE! | #VALUE! | #VALUE! | #VALUE! | #VALUE! | #VALUE! | #VALUE! | 0
|  |  |  | 0 | 51 | 0 |  |  | 1 | 1.0842e-19 | 0 | 1.0669e-18 | 1.0669e-18 | 1.0669e-18 | 0 | 0 |  |  |  |  | #VALUE! | #VALUE! | #VALUE! |  |  | #VALUE! | #VALUE! | #VALUE! | #VALUE! | #VALUE! | #VALUE! | #VALUE! | #VALUE! |  |  |  |  | #VALUE! | #VALUE! | #VALUE! |  |  | #VALUE! | #VALUE! | #VALUE! | #VALUE! | #VALUE! | #VALUE! | #VALUE! | #VALUE! |  |  |  |  | #VALUE! | #VALUE! | #VALUE! |  |  | #VALUE! | #VALUE! | #VALUE! | #VALUE! | #VALUE! | #VALUE! | #VALUE! | #VALUE! |  |  |  |  | #VALUE! | #VALUE! | #VALUE! |  |  | #VALUE! | #VALUE! | #VALUE! | #VALUE! | #VALUE! | #VALUE! | #VALUE! | #VALUE! |  |  |  |  | #VALUE! | #VALUE! | #VALUE! |  |  | #VALUE! | #VALUE! | #VALUE! | #VALUE! | #VALUE! | #VALUE! | #VALUE! | #VALUE! |  |  | #VALUE! | #VALUE! | #VALUE! | #VALUE! | #VALUE! |  |  | #VALUE! | #VALUE! | #VALUE! | #VALUE! | #VALUE! | #VALUE! | #VALUE! | #VALUE! |  |  | #VALUE! | #VALUE! | #VALUE! | #VALUE! | #VALUE! |  |  | #VALUE! | #VALUE! | #VALUE! | #VALUE! | #VALUE! | #VALUE! | #VALUE! | #VALUE! | 0 | #REF! | #VALUE! | #VALUE! | #VALUE! | #VALUE! | #VALUE! | #VALUE! | #VALUE! | 0
|  |  |  | 0 | 51 | 0 |  |  | 1 | 1.0842e-19 | 0 | 1.0669e-18 | 1.0669e-18 | 1.0669e-18 | 0 | 0 |  |  |  |  | #VALUE! | #VALUE! | #VALUE! |  |  | #VALUE! | #VALUE! | #VALUE! | #VALUE! | #VALUE! | #VALUE! | #VALUE! | #VALUE! |  |  |  |  | #VALUE! | #VALUE! | #VALUE! |  |  | #VALUE! | #VALUE! | #VALUE! | #VALUE! | #VALUE! | #VALUE! | #VALUE! | #VALUE! |  |  |  |  | #VALUE! | #VALUE! | #VALUE! |  |  | #VALUE! | #VALUE! | #VALUE! | #VALUE! | #VALUE! | #VALUE! | #VALUE! | #VALUE! |  |  |  |  | #VALUE! | #VALUE! | #VALUE! |  |  | #VALUE! | #VALUE! | #VALUE! | #VALUE! | #VALUE! | #VALUE! | #VALUE! | #VALUE! |  |  |  |  | #VALUE! | #VALUE! | #VALUE! |  |  | #VALUE! | #VALUE! | #VALUE! | #VALUE! | #VALUE! | #VALUE! | #VALUE! | #VALUE! |  |  | #VALUE! | #VALUE! | #VALUE! | #VALUE! | #VALUE! |  |  | #VALUE! | #VALUE! | #VALUE! | #VALUE! | #VALUE! | #VALUE! | #VALUE! | #VALUE! |  |  | #VALUE! | #VALUE! | #VALUE! | #VALUE! | #VALUE! |  |  | #VALUE! | #VALUE! | #VALUE! | #VALUE! | #VALUE! | #VALUE! | #VALUE! | #VALUE! | 0 | #REF! | #VALUE! | #VALUE! | #VALUE! | #VALUE! | #VALUE! | #VALUE! | #VALUE! | 0
|  |  |  | 0 | 51 | 0 |  |  | 1 | 1.0842e-19 | 0 | 1.0669e-18 | 1.0669e-18 | 1.0669e-18 | 0 | 0 |  |  |  |  | #VALUE! | #VALUE! | #VALUE! |  |  | #VALUE! | #VALUE! | #VALUE! | #VALUE! | #VALUE! | #VALUE! | #VALUE! | #VALUE! |  |  |  |  | #VALUE! | #VALUE! | #VALUE! |  |  | #VALUE! | #VALUE! | #VALUE! | #VALUE! | #VALUE! | #VALUE! | #VALUE! | #VALUE! |  |  |  |  | #VALUE! | #VALUE! | #VALUE! |  |  | #VALUE! | #VALUE! | #VALUE! | #VALUE! | #VALUE! | #VALUE! | #VALUE! | #VALUE! |  |  |  |  | #VALUE! | #VALUE! | #VALUE! |  |  | #VALUE! | #VALUE! | #VALUE! | #VALUE! | #VALUE! | #VALUE! | #VALUE! | #VALUE! |  |  |  |  | #VALUE! | #VALUE! | #VALUE! |  |  | #VALUE! | #VALUE! | #VALUE! | #VALUE! | #VALUE! | #VALUE! | #VALUE! | #VALUE! |  |  | #VALUE! | #VALUE! | #VALUE! | #VALUE! | #VALUE! |  |  | #VALUE! | #VALUE! | #VALUE! | #VALUE! | #VALUE! | #VALUE! | #VALUE! | #VALUE! |  |  | #VALUE! | #VALUE! | #VALUE! | #VALUE! | #VALUE! |  |  | #VALUE! | #VALUE! | #VALUE! | #VALUE! | #VALUE! | #VALUE! | #VALUE! | #VALUE! | 0 | #REF! | #VALUE! | #VALUE! | #VALUE! | #VALUE! | #VALUE! | #VALUE! | #VALUE! | 0
|  |  |  | 0 | 51 | 0 |  |  | 1 | 1.0842e-19 | 0 | 1.0669e-18 | 1.0669e-18 | 1.0669e-18 | 0 | 0 |  |  |  |  | #VALUE! | #VALUE! | #VALUE! |  |  | #VALUE! | #VALUE! | #VALUE! | #VALUE! | #VALUE! | #VALUE! | #VALUE! | #VALUE! |  |  |  |  | #VALUE! | #VALUE! | #VALUE! |  |  | #VALUE! | #VALUE! | #VALUE! | #VALUE! | #VALUE! | #VALUE! | #VALUE! | #VALUE! |  |  |  |  | #VALUE! | #VALUE! | #VALUE! |  |  | #VALUE! | #VALUE! | #VALUE! | #VALUE! | #VALUE! | #VALUE! | #VALUE! | #VALUE! |  |  |  |  | #VALUE! | #VALUE! | #VALUE! |  |  | #VALUE! | #VALUE! | #VALUE! | #VALUE! | #VALUE! | #VALUE! | #VALUE! | #VALUE! |  |  |  |  | #VALUE! | #VALUE! | #VALUE! |  |  | #VALUE! | #VALUE! | #VALUE! | #VALUE! | #VALUE! | #VALUE! | #VALUE! | #VALUE! |  |  | #VALUE! | #VALUE! | #VALUE! | #VALUE! | #VALUE! |  |  | #VALUE! | #VALUE! | #VALUE! | #VALUE! | #VALUE! | #VALUE! | #VALUE! | #VALUE! |  |  | #VALUE! | #VALUE! | #VALUE! | #VALUE! | #VALUE! |  |  | #VALUE! | #VALUE! | #VALUE! | #VALUE! | #VALUE! | #VALUE! | #VALUE! | #VALUE! | 0 | #REF! | #VALUE! | #VALUE! | #VALUE! | #VALUE! | #VALUE! | #VALUE! | #VALUE! | 0
|  |  |  | 0 | 51 | 0 |  |  | 1 | 1.0842e-19 | 0 | 1.0669e-18 | 1.0669e-18 | 1.0669e-18 | 0 | 0 |  |  |  |  | #VALUE! | #VALUE! | #VALUE! |  |  | #VALUE! | #VALUE! | #VALUE! | #VALUE! | #VALUE! | #VALUE! | #VALUE! | #VALUE! |  |  |  |  | #VALUE! | #VALUE! | #VALUE! |  |  | #VALUE! | #VALUE! | #VALUE! | #VALUE! | #VALUE! | #VALUE! | #VALUE! | #VALUE! |  |  |  |  | #VALUE! | #VALUE! | #VALUE! |  |  | #VALUE! | #VALUE! | #VALUE! | #VALUE! | #VALUE! | #VALUE! | #VALUE! | #VALUE! |  |  |  |  | #VALUE! | #VALUE! | #VALUE! |  |  | #VALUE! | #VALUE! | #VALUE! | #VALUE! | #VALUE! | #VALUE! | #VALUE! | #VALUE! |  |  |  |  | #VALUE! | #VALUE! | #VALUE! |  |  | #VALUE! | #VALUE! | #VALUE! | #VALUE! | #VALUE! | #VALUE! | #VALUE! | #VALUE! |  |  | #VALUE! | #VALUE! | #VALUE! | #VALUE! | #VALUE! |  |  | #VALUE! | #VALUE! | #VALUE! | #VALUE! | #VALUE! | #VALUE! | #VALUE! | #VALUE! |  |  | #VALUE! | #VALUE! | #VALUE! | #VALUE! | #VALUE! |  |  | #VALUE! | #VALUE! | #VALUE! | #VALUE! | #VALUE! | #VALUE! | #VALUE! | #VALUE! | 0 | #REF! | #VALUE! | #VALUE! | #VALUE! | #VALUE! | #VALUE! | #VALUE! | #VALUE! | 0
|  |  |  | 0 | 51 | 0 |  |  | 1 | 1.0842e-19 | 0 | 1.0669e-18 | 1.0669e-18 | 1.0669e-18 | 0 | 0 |  |  |  |  | #VALUE! | #VALUE! | #VALUE! |  |  | #VALUE! | #VALUE! | #VALUE! | #VALUE! | #VALUE! | #VALUE! | #VALUE! | #VALUE! |  |  |  |  | #VALUE! | #VALUE! | #VALUE! |  |  | #VALUE! | #VALUE! | #VALUE! | #VALUE! | #VALUE! | #VALUE! | #VALUE! | #VALUE! |  |  |  |  | #VALUE! | #VALUE! | #VALUE! |  |  | #VALUE! | #VALUE! | #VALUE! | #VALUE! | #VALUE! | #VALUE! | #VALUE! | #VALUE! |  |  |  |  | #VALUE! | #VALUE! | #VALUE! |  |  | #VALUE! | #VALUE! | #VALUE! | #VALUE! | #VALUE! | #VALUE! | #VALUE! | #VALUE! |  |  |  |  | #VALUE! | #VALUE! | #VALUE! |  |  | #VALUE! | #VALUE! | #VALUE! | #VALUE! | #VALUE! | #VALUE! | #VALUE! | #VALUE! |  |  | #VALUE! | #VALUE! | #VALUE! | #VALUE! | #VALUE! |  |  | #VALUE! | #VALUE! | #VALUE! | #VALUE! | #VALUE! | #VALUE! | #VALUE! | #VALUE! |  |  | #VALUE! | #VALUE! | #VALUE! | #VALUE! | #VALUE! |  |  | #VALUE! | #VALUE! | #VALUE! | #VALUE! | #VALUE! | #VALUE! | #VALUE! | #VALUE! | 0 | #REF! | #VALUE! | #VALUE! | #VALUE! | #VALUE! | #VALUE! | #VALUE! | #VALUE! | 0
|  |  |  | 0 | 51 | 0 |  |  | 1 | 1.0842e-19 | 0 | 1.0669e-18 | 1.0669e-18 | 1.0669e-18 | 0 | 0 |  |  |  |  | #VALUE! | #VALUE! | #VALUE! |  |  | #VALUE! | #VALUE! | #VALUE! | #VALUE! | #VALUE! | #VALUE! | #VALUE! | #VALUE! |  |  |  |  | #VALUE! | #VALUE! | #VALUE! |  |  | #VALUE! | #VALUE! | #VALUE! | #VALUE! | #VALUE! | #VALUE! | #VALUE! | #VALUE! |  |  |  |  | #VALUE! | #VALUE! | #VALUE! |  |  | #VALUE! | #VALUE! | #VALUE! | #VALUE! | #VALUE! | #VALUE! | #VALUE! | #VALUE! |  |  |  |  | #VALUE! | #VALUE! | #VALUE! |  |  | #VALUE! | #VALUE! | #VALUE! | #VALUE! | #VALUE! | #VALUE! | #VALUE! | #VALUE! |  |  |  |  | #VALUE! | #VALUE! | #VALUE! |  |  | #VALUE! | #VALUE! | #VALUE! | #VALUE! | #VALUE! | #VALUE! | #VALUE! | #VALUE! |  |  | #VALUE! | #VALUE! | #VALUE! | #VALUE! | #VALUE! |  |  | #VALUE! | #VALUE! | #VALUE! | #VALUE! | #VALUE! | #VALUE! | #VALUE! | #VALUE! |  |  | #VALUE! | #VALUE! | #VALUE! | #VALUE! | #VALUE! |  |  | #VALUE! | #VALUE! | #VALUE! | #VALUE! | #VALUE! | #VALUE! | #VALUE! | #VALUE! | 0 | #REF! | #VALUE! | #VALUE! | #VALUE! | #VALUE! | #VALUE! | #VALUE! | #VALUE! | 0
|  |  |  | 0 | 51 | 0 |  |  | 1 | 1.0842e-19 | 0 | 1.0669e-18 | 1.0669e-18 | 1.0669e-18 | 0 | 0 |  |  |  |  | #VALUE! | #VALUE! | #VALUE! |  |  | #VALUE! | #VALUE! | #VALUE! | #VALUE! | #VALUE! | #VALUE! | #VALUE! | #VALUE! |  |  |  |  | #VALUE! | #VALUE! | #VALUE! |  |  | #VALUE! | #VALUE! | #VALUE! | #VALUE! | #VALUE! | #VALUE! | #VALUE! | #VALUE! |  |  |  |  | #VALUE! | #VALUE! | #VALUE! |  |  | #VALUE! | #VALUE! | #VALUE! | #VALUE! | #VALUE! | #VALUE! | #VALUE! | #VALUE! |  |  |  |  | #VALUE! | #VALUE! | #VALUE! |  |  | #VALUE! | #VALUE! | #VALUE! | #VALUE! | #VALUE! | #VALUE! | #VALUE! | #VALUE! |  |  |  |  | #VALUE! | #VALUE! | #VALUE! |  |  | #VALUE! | #VALUE! | #VALUE! | #VALUE! | #VALUE! | #VALUE! | #VALUE! | #VALUE! |  |  | #VALUE! | #VALUE! | #VALUE! | #VALUE! | #VALUE! |  |  | #VALUE! | #VALUE! | #VALUE! | #VALUE! | #VALUE! | #VALUE! | #VALUE! | #VALUE! |  |  | #VALUE! | #VALUE! | #VALUE! | #VALUE! | #VALUE! |  |  | #VALUE! | #VALUE! | #VALUE! | #VALUE! | #VALUE! | #VALUE! | #VALUE! | #VALUE! | 0 | #REF! | #VALUE! | #VALUE! | #VALUE! | #VALUE! | #VALUE! | #VALUE! | #VALUE! | 0
|  |  |  | 0 | 51 | 0 |  |  | 1 | 1.0842e-19 | 0 | 1.0669e-18 | 1.0669e-18 | 1.0669e-18 | 0 | 0 |  |  |  |  | #VALUE! | #VALUE! | #VALUE! |  |  | #VALUE! | #VALUE! | #VALUE! | #VALUE! | #VALUE! | #VALUE! | #VALUE! | #VALUE! |  |  |  |  | #VALUE! | #VALUE! | #VALUE! |  |  | #VALUE! | #VALUE! | #VALUE! | #VALUE! | #VALUE! | #VALUE! | #VALUE! | #VALUE! |  |  |  |  | #VALUE! | #VALUE! | #VALUE! |  |  | #VALUE! | #VALUE! | #VALUE! | #VALUE! | #VALUE! | #VALUE! | #VALUE! | #VALUE! |  |  |  |  | #VALUE! | #VALUE! | #VALUE! |  |  | #VALUE! | #VALUE! | #VALUE! | #VALUE! | #VALUE! | #VALUE! | #VALUE! | #VALUE! |  |  |  |  | #VALUE! | #VALUE! | #VALUE! |  |  | #VALUE! | #VALUE! | #VALUE! | #VALUE! | #VALUE! | #VALUE! | #VALUE! | #VALUE! |  |  | #VALUE! | #VALUE! | #VALUE! | #VALUE! | #VALUE! |  |  | #VALUE! | #VALUE! | #VALUE! | #VALUE! | #VALUE! | #VALUE! | #VALUE! | #VALUE! |  |  | #VALUE! | #VALUE! | #VALUE! | #VALUE! | #VALUE! |  |  | #VALUE! | #VALUE! | #VALUE! | #VALUE! | #VALUE! | #VALUE! | #VALUE! | #VALUE! | 0 | #REF! | #VALUE! | #VALUE! | #VALUE! | #VALUE! | #VALUE! | #VALUE! | #VALUE! | 0
|  |  |  | 0 | 51 | 0 |  |  | 1 | 1.0842e-19 | 0 | 1.0669e-18 | 1.0669e-18 | 1.0669e-18 | 0 | 0 |  |  |  |  | #VALUE! | #VALUE! | #VALUE! |  |  | #VALUE! | #VALUE! | #VALUE! | #VALUE! | #VALUE! | #VALUE! | #VALUE! | #VALUE! |  |  |  |  | #VALUE! | #VALUE! | #VALUE! |  |  | #VALUE! | #VALUE! | #VALUE! | #VALUE! | #VALUE! | #VALUE! | #VALUE! | #VALUE! |  |  |  |  | #VALUE! | #VALUE! | #VALUE! |  |  | #VALUE! | #VALUE! | #VALUE! | #VALUE! | #VALUE! | #VALUE! | #VALUE! | #VALUE! |  |  |  |  | #VALUE! | #VALUE! | #VALUE! |  |  | #VALUE! | #VALUE! | #VALUE! | #VALUE! | #VALUE! | #VALUE! | #VALUE! | #VALUE! |  |  |  |  | #VALUE! | #VALUE! | #VALUE! |  |  | #VALUE! | #VALUE! | #VALUE! | #VALUE! | #VALUE! | #VALUE! | #VALUE! | #VALUE! |  |  | #VALUE! | #VALUE! | #VALUE! | #VALUE! | #VALUE! |  |  | #VALUE! | #VALUE! | #VALUE! | #VALUE! | #VALUE! | #VALUE! | #VALUE! | #VALUE! |  |  | #VALUE! | #VALUE! | #VALUE! | #VALUE! | #VALUE! |  |  | #VALUE! | #VALUE! | #VALUE! | #VALUE! | #VALUE! | #VALUE! | #VALUE! | #VALUE! | 0 | #REF! | #VALUE! | #VALUE! | #VALUE! | #VALUE! | #VALUE! | #VALUE! | #VALUE! | 0
|  |  |  | 0 | 51 | 0 |  |  | 1 | 1.0842e-19 | 0 | 1.0669e-18 | 1.0669e-18 | 1.0669e-18 | 0 | 0 |  |  |  |  | #VALUE! | #VALUE! | #VALUE! |  |  | #VALUE! | #VALUE! | #VALUE! | #VALUE! | #VALUE! | #VALUE! | #VALUE! | #VALUE! |  |  |  |  | #VALUE! | #VALUE! | #VALUE! |  |  | #VALUE! | #VALUE! | #VALUE! | #VALUE! | #VALUE! | #VALUE! | #VALUE! | #VALUE! |  |  |  |  | #VALUE! | #VALUE! | #VALUE! |  |  | #VALUE! | #VALUE! | #VALUE! | #VALUE! | #VALUE! | #VALUE! | #VALUE! | #VALUE! |  |  |  |  | #VALUE! | #VALUE! | #VALUE! |  |  | #VALUE! | #VALUE! | #VALUE! | #VALUE! | #VALUE! | #VALUE! | #VALUE! | #VALUE! |  |  |  |  | #VALUE! | #VALUE! | #VALUE! |  |  | #VALUE! | #VALUE! | #VALUE! | #VALUE! | #VALUE! | #VALUE! | #VALUE! | #VALUE! |  |  | #VALUE! | #VALUE! | #VALUE! | #VALUE! | #VALUE! |  |  | #VALUE! | #VALUE! | #VALUE! | #VALUE! | #VALUE! | #VALUE! | #VALUE! | #VALUE! |  |  | #VALUE! | #VALUE! | #VALUE! | #VALUE! | #VALUE! |  |  | #VALUE! | #VALUE! | #VALUE! | #VALUE! | #VALUE! | #VALUE! | #VALUE! | #VALUE! | 0 | #REF! | #VALUE! | #VALUE! | #VALUE! | #VALUE! | #VALUE! | #VALUE! | #VALUE! | 0
|  |  |  | 0 | 51 | 0 |  |  | 1 | 1.0842e-19 | 0 | 1.0669e-18 | 1.0669e-18 | 1.0669e-18 | 0 | 0 |  |  |  |  | #VALUE! | #VALUE! | #VALUE! |  |  | #VALUE! | #VALUE! | #VALUE! | #VALUE! | #VALUE! | #VALUE! | #VALUE! | #VALUE! |  |  |  |  | #VALUE! | #VALUE! | #VALUE! |  |  | #VALUE! | #VALUE! | #VALUE! | #VALUE! | #VALUE! | #VALUE! | #VALUE! | #VALUE! |  |  |  |  | #VALUE! | #VALUE! | #VALUE! |  |  | #VALUE! | #VALUE! | #VALUE! | #VALUE! | #VALUE! | #VALUE! | #VALUE! | #VALUE! |  |  |  |  | #VALUE! | #VALUE! | #VALUE! |  |  | #VALUE! | #VALUE! | #VALUE! | #VALUE! | #VALUE! | #VALUE! | #VALUE! | #VALUE! |  |  |  |  | #VALUE! | #VALUE! | #VALUE! |  |  | #VALUE! | #VALUE! | #VALUE! | #VALUE! | #VALUE! | #VALUE! | #VALUE! | #VALUE! |  |  | #VALUE! | #VALUE! | #VALUE! | #VALUE! | #VALUE! |  |  | #VALUE! | #VALUE! | #VALUE! | #VALUE! | #VALUE! | #VALUE! | #VALUE! | #VALUE! |  |  | #VALUE! | #VALUE! | #VALUE! | #VALUE! | #VALUE! |  |  | #VALUE! | #VALUE! | #VALUE! | #VALUE! | #VALUE! | #VALUE! | #VALUE! | #VALUE! | 0 | #REF! | #VALUE! | #VALUE! | #VALUE! | #VALUE! | #VALUE! | #VALUE! | #VALUE! | 0
|  |  |  | 0 | 51 | 0 |  |  | 1 | 1.0842e-19 | 0 | 1.0669e-18 | 1.0669e-18 | 1.0669e-18 | 0 | 0 |  |  |  |  | #VALUE! | #VALUE! | #VALUE! |  |  | #VALUE! | #VALUE! | #VALUE! | #VALUE! | #VALUE! | #VALUE! | #VALUE! | #VALUE! |  |  |  |  | #VALUE! | #VALUE! | #VALUE! |  |  | #VALUE! | #VALUE! | #VALUE! | #VALUE! | #VALUE! | #VALUE! | #VALUE! | #VALUE! |  |  |  |  | #VALUE! | #VALUE! | #VALUE! |  |  | #VALUE! | #VALUE! | #VALUE! | #VALUE! | #VALUE! | #VALUE! | #VALUE! | #VALUE! |  |  |  |  | #VALUE! | #VALUE! | #VALUE! |  |  | #VALUE! | #VALUE! | #VALUE! | #VALUE! | #VALUE! | #VALUE! | #VALUE! | #VALUE! |  |  |  |  | #VALUE! | #VALUE! | #VALUE! |  |  | #VALUE! | #VALUE! | #VALUE! | #VALUE! | #VALUE! | #VALUE! | #VALUE! | #VALUE! |  |  | #VALUE! | #VALUE! | #VALUE! | #VALUE! | #VALUE! |  |  | #VALUE! | #VALUE! | #VALUE! | #VALUE! | #VALUE! | #VALUE! | #VALUE! | #VALUE! |  |  | #VALUE! | #VALUE! | #VALUE! | #VALUE! | #VALUE! |  |  | #VALUE! | #VALUE! | #VALUE! | #VALUE! | #VALUE! | #VALUE! | #VALUE! | #VALUE! | 0 | #REF! | #VALUE! | #VALUE! | #VALUE! | #VALUE! | #VALUE! | #VALUE! | #VALUE! | 0
|  |  |  | 0 | 51 | 0 |  |  | 1 | 1.0842e-19 | 0 | 1.0669e-18 | 1.0669e-18 | 1.0669e-18 | 0 | 0 |  |  |  |  | #VALUE! | #VALUE! | #VALUE! |  |  | #VALUE! | #VALUE! | #VALUE! | #VALUE! | #VALUE! | #VALUE! | #VALUE! | #VALUE! |  |  |  |  | #VALUE! | #VALUE! | #VALUE! |  |  | #VALUE! | #VALUE! | #VALUE! | #VALUE! | #VALUE! | #VALUE! | #VALUE! | #VALUE! |  |  |  |  | #VALUE! | #VALUE! | #VALUE! |  |  | #VALUE! | #VALUE! | #VALUE! | #VALUE! | #VALUE! | #VALUE! | #VALUE! | #VALUE! |  |  |  |  | #VALUE! | #VALUE! | #VALUE! |  |  | #VALUE! | #VALUE! | #VALUE! | #VALUE! | #VALUE! | #VALUE! | #VALUE! | #VALUE! |  |  |  |  | #VALUE! | #VALUE! | #VALUE! |  |  | #VALUE! | #VALUE! | #VALUE! | #VALUE! | #VALUE! | #VALUE! | #VALUE! | #VALUE! |  |  | #VALUE! | #VALUE! | #VALUE! | #VALUE! | #VALUE! |  |  | #VALUE! | #VALUE! | #VALUE! | #VALUE! | #VALUE! | #VALUE! | #VALUE! | #VALUE! |  |  | #VALUE! | #VALUE! | #VALUE! | #VALUE! | #VALUE! |  |  | #VALUE! | #VALUE! | #VALUE! | #VALUE! | #VALUE! | #VALUE! | #VALUE! | #VALUE! | 0 | #REF! | #VALUE! | #VALUE! | #VALUE! | #VALUE! | #VALUE! | #VALUE! | #VALUE! | 0
|  |  |  | 0 | 51 | 0 |  |  | 1 | 1.0842e-19 | 0 | 1.0669e-18 | 1.0669e-18 | 1.0669e-18 | 0 | 0 |  |  |  |  | #VALUE! | #VALUE! | #VALUE! |  |  | #VALUE! | #VALUE! | #VALUE! | #VALUE! | #VALUE! | #VALUE! | #VALUE! | #VALUE! |  |  |  |  | #VALUE! | #VALUE! | #VALUE! |  |  | #VALUE! | #VALUE! | #VALUE! | #VALUE! | #VALUE! | #VALUE! | #VALUE! | #VALUE! |  |  |  |  | #VALUE! | #VALUE! | #VALUE! |  |  | #VALUE! | #VALUE! | #VALUE! | #VALUE! | #VALUE! | #VALUE! | #VALUE! | #VALUE! |  |  |  |  | #VALUE! | #VALUE! | #VALUE! |  |  | #VALUE! | #VALUE! | #VALUE! | #VALUE! | #VALUE! | #VALUE! | #VALUE! | #VALUE! |  |  |  |  | #VALUE! | #VALUE! | #VALUE! |  |  | #VALUE! | #VALUE! | #VALUE! | #VALUE! | #VALUE! | #VALUE! | #VALUE! | #VALUE! |  |  | #VALUE! | #VALUE! | #VALUE! | #VALUE! | #VALUE! |  |  | #VALUE! | #VALUE! | #VALUE! | #VALUE! | #VALUE! | #VALUE! | #VALUE! | #VALUE! |  |  | #VALUE! | #VALUE! | #VALUE! | #VALUE! | #VALUE! |  |  | #VALUE! | #VALUE! | #VALUE! | #VALUE! | #VALUE! | #VALUE! | #VALUE! | #VALUE! | 0 | #REF! | #VALUE! | #VALUE! | #VALUE! | #VALUE! | #VALUE! | #VALUE! | #VALUE! | 0
|  |  |  | 0 | 51 | 0 |  |  | 1 | 1.0842e-19 | 0 | 1.0669e-18 | 1.0669e-18 | 1.0669e-18 | 0 | 0 |  |  |  |  | #VALUE! | #VALUE! | #VALUE! |  |  | #VALUE! | #VALUE! | #VALUE! | #VALUE! | #VALUE! | #VALUE! | #VALUE! | #VALUE! |  |  |  |  | #VALUE! | #VALUE! | #VALUE! |  |  | #VALUE! | #VALUE! | #VALUE! | #VALUE! | #VALUE! | #VALUE! | #VALUE! | #VALUE! |  |  |  |  | #VALUE! | #VALUE! | #VALUE! |  |  | #VALUE! | #VALUE! | #VALUE! | #VALUE! | #VALUE! | #VALUE! | #VALUE! | #VALUE! |  |  |  |  | #VALUE! | #VALUE! | #VALUE! |  |  | #VALUE! | #VALUE! | #VALUE! | #VALUE! | #VALUE! | #VALUE! | #VALUE! | #VALUE! |  |  |  |  | #VALUE! | #VALUE! | #VALUE! |  |  | #VALUE! | #VALUE! | #VALUE! | #VALUE! | #VALUE! | #VALUE! | #VALUE! | #VALUE! |  |  | #VALUE! | #VALUE! | #VALUE! | #VALUE! | #VALUE! |  |  | #VALUE! | #VALUE! | #VALUE! | #VALUE! | #VALUE! | #VALUE! | #VALUE! | #VALUE! |  |  | #VALUE! | #VALUE! | #VALUE! | #VALUE! | #VALUE! |  |  | #VALUE! | #VALUE! | #VALUE! | #VALUE! | #VALUE! | #VALUE! | #VALUE! | #VALUE! | 0 | #REF! | #VALUE! | #VALUE! | #VALUE! | #VALUE! | #VALUE! | #VALUE! | #VALUE! | 0
|  |  |  | 0 | 51 | 0 |  |  | 1 | 1.0842e-19 | 0 | 1.0669e-18 | 1.0669e-18 | 1.0669e-18 | 0 | 0 |  |  |  |  | #VALUE! | #VALUE! | #VALUE! |  |  | #VALUE! | #VALUE! | #VALUE! | #VALUE! | #VALUE! | #VALUE! | #VALUE! | #VALUE! |  |  |  |  | #VALUE! | #VALUE! | #VALUE! |  |  | #VALUE! | #VALUE! | #VALUE! | #VALUE! | #VALUE! | #VALUE! | #VALUE! | #VALUE! |  |  |  |  | #VALUE! | #VALUE! | #VALUE! |  |  | #VALUE! | #VALUE! | #VALUE! | #VALUE! | #VALUE! | #VALUE! | #VALUE! | #VALUE! |  |  |  |  | #VALUE! | #VALUE! | #VALUE! |  |  | #VALUE! | #VALUE! | #VALUE! | #VALUE! | #VALUE! | #VALUE! | #VALUE! | #VALUE! |  |  |  |  | #VALUE! | #VALUE! | #VALUE! |  |  | #VALUE! | #VALUE! | #VALUE! | #VALUE! | #VALUE! | #VALUE! | #VALUE! | #VALUE! |  |  | #VALUE! | #VALUE! | #VALUE! | #VALUE! | #VALUE! |  |  | #VALUE! | #VALUE! | #VALUE! | #VALUE! | #VALUE! | #VALUE! | #VALUE! | #VALUE! |  |  | #VALUE! | #VALUE! | #VALUE! | #VALUE! | #VALUE! |  |  | #VALUE! | #VALUE! | #VALUE! | #VALUE! | #VALUE! | #VALUE! | #VALUE! | #VALUE! | 0 | #REF! | #VALUE! | #VALUE! | #VALUE! | #VALUE! | #VALUE! | #VALUE! | #VALUE! | 0
|  |  |  | 0 | 51 | 0 |  |  | 1 | 1.0842e-19 | 0 | 1.0669e-18 | 1.0669e-18 | 1.0669e-18 | 0 | 0 |  |  |  |  | #VALUE! | #VALUE! | #VALUE! |  |  | #VALUE! | #VALUE! | #VALUE! | #VALUE! | #VALUE! | #VALUE! | #VALUE! | #VALUE! |  |  |  |  | #VALUE! | #VALUE! | #VALUE! |  |  | #VALUE! | #VALUE! | #VALUE! | #VALUE! | #VALUE! | #VALUE! | #VALUE! | #VALUE! |  |  |  |  | #VALUE! | #VALUE! | #VALUE! |  |  | #VALUE! | #VALUE! | #VALUE! | #VALUE! | #VALUE! | #VALUE! | #VALUE! | #VALUE! |  |  |  |  | #VALUE! | #VALUE! | #VALUE! |  |  | #VALUE! | #VALUE! | #VALUE! | #VALUE! | #VALUE! | #VALUE! | #VALUE! | #VALUE! |  |  |  |  | #VALUE! | #VALUE! | #VALUE! |  |  | #VALUE! | #VALUE! | #VALUE! | #VALUE! | #VALUE! | #VALUE! | #VALUE! | #VALUE! |  |  | #VALUE! | #VALUE! | #VALUE! | #VALUE! | #VALUE! |  |  | #VALUE! | #VALUE! | #VALUE! | #VALUE! | #VALUE! | #VALUE! | #VALUE! | #VALUE! |  |  | #VALUE! | #VALUE! | #VALUE! | #VALUE! | #VALUE! |  |  | #VALUE! | #VALUE! | #VALUE! | #VALUE! | #VALUE! | #VALUE! | #VALUE! | #VALUE! | 0 | #REF! | #VALUE! | #VALUE! | #VALUE! | #VALUE! | #VALUE! | #VALUE! | #VALUE! | 0
|  |  |  | 0 | 51 | 0 |  |  | 1 | 1.0842e-19 | 0 | 1.0669e-18 | 1.0669e-18 | 1.0669e-18 | 0 | 0 |  |  |  |  | #VALUE! | #VALUE! | #VALUE! |  |  | #VALUE! | #VALUE! | #VALUE! | #VALUE! | #VALUE! | #VALUE! | #VALUE! | #VALUE! |  |  |  |  | #VALUE! | #VALUE! | #VALUE! |  |  | #VALUE! | #VALUE! | #VALUE! | #VALUE! | #VALUE! | #VALUE! | #VALUE! | #VALUE! |  |  |  |  | #VALUE! | #VALUE! | #VALUE! |  |  | #VALUE! | #VALUE! | #VALUE! | #VALUE! | #VALUE! | #VALUE! | #VALUE! | #VALUE! |  |  |  |  | #VALUE! | #VALUE! | #VALUE! |  |  | #VALUE! | #VALUE! | #VALUE! | #VALUE! | #VALUE! | #VALUE! | #VALUE! | #VALUE! |  |  |  |  | #VALUE! | #VALUE! | #VALUE! |  |  | #VALUE! | #VALUE! | #VALUE! | #VALUE! | #VALUE! | #VALUE! | #VALUE! | #VALUE! |  |  | #VALUE! | #VALUE! | #VALUE! | #VALUE! | #VALUE! |  |  | #VALUE! | #VALUE! | #VALUE! | #VALUE! | #VALUE! | #VALUE! | #VALUE! | #VALUE! |  |  | #VALUE! | #VALUE! | #VALUE! | #VALUE! | #VALUE! |  |  | #VALUE! | #VALUE! | #VALUE! | #VALUE! | #VALUE! | #VALUE! | #VALUE! | #VALUE! | 0 | #REF! | #VALUE! | #VALUE! | #VALUE! | #VALUE! | #VALUE! | #VALUE! | #VALUE! | 0
|  |  |  | 0 | 51 | 0 |  |  | 1 | 1.0842e-19 | 0 | 1.0669e-18 | 1.0669e-18 | 1.0669e-18 | 0 | 0 |  |  |  |  | #VALUE! | #VALUE! | #VALUE! |  |  | #VALUE! | #VALUE! | #VALUE! | #VALUE! | #VALUE! | #VALUE! | #VALUE! | #VALUE! |  |  |  |  | #VALUE! | #VALUE! | #VALUE! |  |  | #VALUE! | #VALUE! | #VALUE! | #VALUE! | #VALUE! | #VALUE! | #VALUE! | #VALUE! |  |  |  |  | #VALUE! | #VALUE! | #VALUE! |  |  | #VALUE! | #VALUE! | #VALUE! | #VALUE! | #VALUE! | #VALUE! | #VALUE! | #VALUE! |  |  |  |  | #VALUE! | #VALUE! | #VALUE! |  |  | #VALUE! | #VALUE! | #VALUE! | #VALUE! | #VALUE! | #VALUE! | #VALUE! | #VALUE! |  |  |  |  | #VALUE! | #VALUE! | #VALUE! |  |  | #VALUE! | #VALUE! | #VALUE! | #VALUE! | #VALUE! | #VALUE! | #VALUE! | #VALUE! |  |  | #VALUE! | #VALUE! | #VALUE! | #VALUE! | #VALUE! |  |  | #VALUE! | #VALUE! | #VALUE! | #VALUE! | #VALUE! | #VALUE! | #VALUE! | #VALUE! |  |  | #VALUE! | #VALUE! | #VALUE! | #VALUE! | #VALUE! |  |  | #VALUE! | #VALUE! | #VALUE! | #VALUE! | #VALUE! | #VALUE! | #VALUE! | #VALUE! | 0 | #REF! | #VALUE! | #VALUE! | #VALUE! | #VALUE! | #VALUE! | #VALUE! | #VALUE! | 0
|  |  |  | 0 | 51 | 0 |  |  | 1 | 1.0842e-19 | 0 | 1.0669e-18 | 1.0669e-18 | 1.0669e-18 | 0 | 0 |  |  |  |  | #VALUE! | #VALUE! | #VALUE! |  |  | #VALUE! | #VALUE! | #VALUE! | #VALUE! | #VALUE! | #VALUE! | #VALUE! | #VALUE! |  |  |  |  | #VALUE! | #VALUE! | #VALUE! |  |  | #VALUE! | #VALUE! | #VALUE! | #VALUE! | #VALUE! | #VALUE! | #VALUE! | #VALUE! |  |  |  |  | #VALUE! | #VALUE! | #VALUE! |  |  | #VALUE! | #VALUE! | #VALUE! | #VALUE! | #VALUE! | #VALUE! | #VALUE! | #VALUE! |  |  |  |  | #VALUE! | #VALUE! | #VALUE! |  |  | #VALUE! | #VALUE! | #VALUE! | #VALUE! | #VALUE! | #VALUE! | #VALUE! | #VALUE! |  |  |  |  | #VALUE! | #VALUE! | #VALUE! |  |  | #VALUE! | #VALUE! | #VALUE! | #VALUE! | #VALUE! | #VALUE! | #VALUE! | #VALUE! |  |  | #VALUE! | #VALUE! | #VALUE! | #VALUE! | #VALUE! |  |  | #VALUE! | #VALUE! | #VALUE! | #VALUE! | #VALUE! | #VALUE! | #VALUE! | #VALUE! |  |  | #VALUE! | #VALUE! | #VALUE! | #VALUE! | #VALUE! |  |  | #VALUE! | #VALUE! | #VALUE! | #VALUE! | #VALUE! | #VALUE! | #VALUE! | #VALUE! | 0 | #REF! | #VALUE! | #VALUE! | #VALUE! | #VALUE! | #VALUE! | #VALUE! | #VALUE! | 0
|  |  |  | 0 | 51 | 0 |  |  | 1 | 1.0842e-19 | 0 | 1.0669e-18 | 1.0669e-18 | 1.0669e-18 | 0 | 0 |  |  |  |  | #VALUE! | #VALUE! | #VALUE! |  |  | #VALUE! | #VALUE! | #VALUE! | #VALUE! | #VALUE! | #VALUE! | #VALUE! | #VALUE! |  |  |  |  | #VALUE! | #VALUE! | #VALUE! |  |  | #VALUE! | #VALUE! | #VALUE! | #VALUE! | #VALUE! | #VALUE! | #VALUE! | #VALUE! |  |  |  |  | #VALUE! | #VALUE! | #VALUE! |  |  | #VALUE! | #VALUE! | #VALUE! | #VALUE! | #VALUE! | #VALUE! | #VALUE! | #VALUE! |  |  |  |  | #VALUE! | #VALUE! | #VALUE! |  |  | #VALUE! | #VALUE! | #VALUE! | #VALUE! | #VALUE! | #VALUE! | #VALUE! | #VALUE! |  |  |  |  | #VALUE! | #VALUE! | #VALUE! |  |  | #VALUE! | #VALUE! | #VALUE! | #VALUE! | #VALUE! | #VALUE! | #VALUE! | #VALUE! |  |  | #VALUE! | #VALUE! | #VALUE! | #VALUE! | #VALUE! |  |  | #VALUE! | #VALUE! | #VALUE! | #VALUE! | #VALUE! | #VALUE! | #VALUE! | #VALUE! |  |  | #VALUE! | #VALUE! | #VALUE! | #VALUE! | #VALUE! |  |  | #VALUE! | #VALUE! | #VALUE! | #VALUE! | #VALUE! | #VALUE! | #VALUE! | #VALUE! | 0 | #REF! | #VALUE! | #VALUE! | #VALUE! | #VALUE! | #VALUE! | #VALUE! | #VALUE! | 0
|  |  |  | 0 | 51 | 0 |  |  | 1 | 1.0842e-19 | 0 | 1.0669e-18 | 1.0669e-18 | 1.0669e-18 | 0 | 0 |  |  |  |  | #VALUE! | #VALUE! | #VALUE! |  |  | #VALUE! | #VALUE! | #VALUE! | #VALUE! | #VALUE! | #VALUE! | #VALUE! | #VALUE! |  |  |  |  | #VALUE! | #VALUE! | #VALUE! |  |  | #VALUE! | #VALUE! | #VALUE! | #VALUE! | #VALUE! | #VALUE! | #VALUE! | #VALUE! |  |  |  |  | #VALUE! | #VALUE! | #VALUE! |  |  | #VALUE! | #VALUE! | #VALUE! | #VALUE! | #VALUE! | #VALUE! | #VALUE! | #VALUE! |  |  |  |  | #VALUE! | #VALUE! | #VALUE! |  |  | #VALUE! | #VALUE! | #VALUE! | #VALUE! | #VALUE! | #VALUE! | #VALUE! | #VALUE! |  |  |  |  | #VALUE! | #VALUE! | #VALUE! |  |  | #VALUE! | #VALUE! | #VALUE! | #VALUE! | #VALUE! | #VALUE! | #VALUE! | #VALUE! |  |  | #VALUE! | #VALUE! | #VALUE! | #VALUE! | #VALUE! |  |  | #VALUE! | #VALUE! | #VALUE! | #VALUE! | #VALUE! | #VALUE! | #VALUE! | #VALUE! |  |  | #VALUE! | #VALUE! | #VALUE! | #VALUE! | #VALUE! |  |  | #VALUE! | #VALUE! | #VALUE! | #VALUE! | #VALUE! | #VALUE! | #VALUE! | #VALUE! | 0 | #REF! | #VALUE! | #VALUE! | #VALUE! | #VALUE! | #VALUE! | #VALUE! | #VALUE! | 0
|  |  |  | 0 | 51 | 0 |  |  | 1 | 1.0842e-19 | 0 | 1.0669e-18 | 1.0669e-18 | 1.0669e-18 | 0 | 0 |  |  |  |  | #VALUE! | #VALUE! | #VALUE! |  |  | #VALUE! | #VALUE! | #VALUE! | #VALUE! | #VALUE! | #VALUE! | #VALUE! | #VALUE! |  |  |  |  | #VALUE! | #VALUE! | #VALUE! |  |  | #VALUE! | #VALUE! | #VALUE! | #VALUE! | #VALUE! | #VALUE! | #VALUE! | #VALUE! |  |  |  |  | #VALUE! | #VALUE! | #VALUE! |  |  | #VALUE! | #VALUE! | #VALUE! | #VALUE! | #VALUE! | #VALUE! | #VALUE! | #VALUE! |  |  |  |  | #VALUE! | #VALUE! | #VALUE! |  |  | #VALUE! | #VALUE! | #VALUE! | #VALUE! | #VALUE! | #VALUE! | #VALUE! | #VALUE! |  |  |  |  | #VALUE! | #VALUE! | #VALUE! |  |  | #VALUE! | #VALUE! | #VALUE! | #VALUE! | #VALUE! | #VALUE! | #VALUE! | #VALUE! |  |  | #VALUE! | #VALUE! | #VALUE! | #VALUE! | #VALUE! |  |  | #VALUE! | #VALUE! | #VALUE! | #VALUE! | #VALUE! | #VALUE! | #VALUE! | #VALUE! |  |  | #VALUE! | #VALUE! | #VALUE! | #VALUE! | #VALUE! |  |  | #VALUE! | #VALUE! | #VALUE! | #VALUE! | #VALUE! | #VALUE! | #VALUE! | #VALUE! | 0 | #REF! | #VALUE! | #VALUE! | #VALUE! | #VALUE! | #VALUE! | #VALUE! | #VALUE! | 0
|  |  |  | 0 | 51 | 0 |  |  | 1 | 1.0842e-19 | 0 | 1.0669e-18 | 1.0669e-18 | 1.0669e-18 | 0 | 0 |  |  |  |  | #VALUE! | #VALUE! | #VALUE! |  |  | #VALUE! | #VALUE! | #VALUE! | #VALUE! | #VALUE! | #VALUE! | #VALUE! | #VALUE! |  |  |  |  | #VALUE! | #VALUE! | #VALUE! |  |  | #VALUE! | #VALUE! | #VALUE! | #VALUE! | #VALUE! | #VALUE! | #VALUE! | #VALUE! |  |  |  |  | #VALUE! | #VALUE! | #VALUE! |  |  | #VALUE! | #VALUE! | #VALUE! | #VALUE! | #VALUE! | #VALUE! | #VALUE! | #VALUE! |  |  |  |  | #VALUE! | #VALUE! | #VALUE! |  |  | #VALUE! | #VALUE! | #VALUE! | #VALUE! | #VALUE! | #VALUE! | #VALUE! | #VALUE! |  |  |  |  | #VALUE! | #VALUE! | #VALUE! |  |  | #VALUE! | #VALUE! | #VALUE! | #VALUE! | #VALUE! | #VALUE! | #VALUE! | #VALUE! |  |  | #VALUE! | #VALUE! | #VALUE! | #VALUE! | #VALUE! |  |  | #VALUE! | #VALUE! | #VALUE! | #VALUE! | #VALUE! | #VALUE! | #VALUE! | #VALUE! |  |  | #VALUE! | #VALUE! | #VALUE! | #VALUE! | #VALUE! |  |  | #VALUE! | #VALUE! | #VALUE! | #VALUE! | #VALUE! | #VALUE! | #VALUE! | #VALUE! | 0 | #REF! | #VALUE! | #VALUE! | #VALUE! | #VALUE! | #VALUE! | #VALUE! | #VALUE! | 0
|  |  |  | 0 | 51 | 0 |  |  | 1 | 1.0842e-19 | 0 | 1.0669e-18 | 1.0669e-18 | 1.0669e-18 | 0 | 0 |  |  |  |  | #VALUE! | #VALUE! | #VALUE! |  |  | #VALUE! | #VALUE! | #VALUE! | #VALUE! | #VALUE! | #VALUE! | #VALUE! | #VALUE! |  |  |  |  | #VALUE! | #VALUE! | #VALUE! |  |  | #VALUE! | #VALUE! | #VALUE! | #VALUE! | #VALUE! | #VALUE! | #VALUE! | #VALUE! |  |  |  |  | #VALUE! | #VALUE! | #VALUE! |  |  | #VALUE! | #VALUE! | #VALUE! | #VALUE! | #VALUE! | #VALUE! | #VALUE! | #VALUE! |  |  |  |  | #VALUE! | #VALUE! | #VALUE! |  |  | #VALUE! | #VALUE! | #VALUE! | #VALUE! | #VALUE! | #VALUE! | #VALUE! | #VALUE! |  |  |  |  | #VALUE! | #VALUE! | #VALUE! |  |  | #VALUE! | #VALUE! | #VALUE! | #VALUE! | #VALUE! | #VALUE! | #VALUE! | #VALUE! |  |  | #VALUE! | #VALUE! | #VALUE! | #VALUE! | #VALUE! |  |  | #VALUE! | #VALUE! | #VALUE! | #VALUE! | #VALUE! | #VALUE! | #VALUE! | #VALUE! |  |  | #VALUE! | #VALUE! | #VALUE! | #VALUE! | #VALUE! |  |  | #VALUE! | #VALUE! | #VALUE! | #VALUE! | #VALUE! | #VALUE! | #VALUE! | #VALUE! | 0 | #REF! | #VALUE! | #VALUE! | #VALUE! | #VALUE! | #VALUE! | #VALUE! | #VALUE! | 0
|  |  |  | 0 | 51 | 0 |  |  | 1 | 1.0842e-19 | 0 | 1.0669e-18 | 1.0669e-18 | 1.0669e-18 | 0 | 0 |  |  |  |  | #VALUE! | #VALUE! | #VALUE! |  |  | #VALUE! | #VALUE! | #VALUE! | #VALUE! | #VALUE! | #VALUE! | #VALUE! | #VALUE! |  |  |  |  | #VALUE! | #VALUE! | #VALUE! |  |  | #VALUE! | #VALUE! | #VALUE! | #VALUE! | #VALUE! | #VALUE! | #VALUE! | #VALUE! |  |  |  |  | #VALUE! | #VALUE! | #VALUE! |  |  | #VALUE! | #VALUE! | #VALUE! | #VALUE! | #VALUE! | #VALUE! | #VALUE! | #VALUE! |  |  |  |  | #VALUE! | #VALUE! | #VALUE! |  |  | #VALUE! | #VALUE! | #VALUE! | #VALUE! | #VALUE! | #VALUE! | #VALUE! | #VALUE! |  |  |  |  | #VALUE! | #VALUE! | #VALUE! |  |  | #VALUE! | #VALUE! | #VALUE! | #VALUE! | #VALUE! | #VALUE! | #VALUE! | #VALUE! |  |  | #VALUE! | #VALUE! | #VALUE! | #VALUE! | #VALUE! |  |  | #VALUE! | #VALUE! | #VALUE! | #VALUE! | #VALUE! | #VALUE! | #VALUE! | #VALUE! |  |  | #VALUE! | #VALUE! | #VALUE! | #VALUE! | #VALUE! |  |  | #VALUE! | #VALUE! | #VALUE! | #VALUE! | #VALUE! | #VALUE! | #VALUE! | #VALUE! | 0 | #REF! | #VALUE! | #VALUE! | #VALUE! | #VALUE! | #VALUE! | #VALUE! | #VALUE! | 0
|  |  |  | 0 | 51 | 0 |  |  | 1 | 1.0842e-19 | 0 | 1.0669e-18 | 1.0669e-18 | 1.0669e-18 | 0 | 0 |  |  |  |  | #VALUE! | #VALUE! | #VALUE! |  |  | #VALUE! | #VALUE! | #VALUE! | #VALUE! | #VALUE! | #VALUE! | #VALUE! | #VALUE! |  |  |  |  | #VALUE! | #VALUE! | #VALUE! |  |  | #VALUE! | #VALUE! | #VALUE! | #VALUE! | #VALUE! | #VALUE! | #VALUE! | #VALUE! |  |  |  |  | #VALUE! | #VALUE! | #VALUE! |  |  | #VALUE! | #VALUE! | #VALUE! | #VALUE! | #VALUE! | #VALUE! | #VALUE! | #VALUE! |  |  |  |  | #VALUE! | #VALUE! | #VALUE! |  |  | #VALUE! | #VALUE! | #VALUE! | #VALUE! | #VALUE! | #VALUE! | #VALUE! | #VALUE! |  |  |  |  | #VALUE! | #VALUE! | #VALUE! |  |  | #VALUE! | #VALUE! | #VALUE! | #VALUE! | #VALUE! | #VALUE! | #VALUE! | #VALUE! |  |  | #VALUE! | #VALUE! | #VALUE! | #VALUE! | #VALUE! |  |  | #VALUE! | #VALUE! | #VALUE! | #VALUE! | #VALUE! | #VALUE! | #VALUE! | #VALUE! |  |  | #VALUE! | #VALUE! | #VALUE! | #VALUE! | #VALUE! |  |  | #VALUE! | #VALUE! | #VALUE! | #VALUE! | #VALUE! | #VALUE! | #VALUE! | #VALUE! | 0 | #REF! | #VALUE! | #VALUE! | #VALUE! | #VALUE! | #VALUE! | #VALUE! | #VALUE! | 0
|  |  |  | 0 | 51 | 0 |  |  | 1 | 1.0842e-19 | 0 | 1.0669e-18 | 1.0669e-18 | 1.0669e-18 | 0 | 0 |  |  |  |  | #VALUE! | #VALUE! | #VALUE! |  |  | #VALUE! | #VALUE! | #VALUE! | #VALUE! | #VALUE! | #VALUE! | #VALUE! | #VALUE! |  |  |  |  | #VALUE! | #VALUE! | #VALUE! |  |  | #VALUE! | #VALUE! | #VALUE! | #VALUE! | #VALUE! | #VALUE! | #VALUE! | #VALUE! |  |  |  |  | #VALUE! | #VALUE! | #VALUE! |  |  | #VALUE! | #VALUE! | #VALUE! | #VALUE! | #VALUE! | #VALUE! | #VALUE! | #VALUE! |  |  |  |  | #VALUE! | #VALUE! | #VALUE! |  |  | #VALUE! | #VALUE! | #VALUE! | #VALUE! | #VALUE! | #VALUE! | #VALUE! | #VALUE! |  |  |  |  | #VALUE! | #VALUE! | #VALUE! |  |  | #VALUE! | #VALUE! | #VALUE! | #VALUE! | #VALUE! | #VALUE! | #VALUE! | #VALUE! |  |  | #VALUE! | #VALUE! | #VALUE! | #VALUE! | #VALUE! |  |  | #VALUE! | #VALUE! | #VALUE! | #VALUE! | #VALUE! | #VALUE! | #VALUE! | #VALUE! |  |  | #VALUE! | #VALUE! | #VALUE! | #VALUE! | #VALUE! |  |  | #VALUE! | #VALUE! | #VALUE! | #VALUE! | #VALUE! | #VALUE! | #VALUE! | #VALUE! | 0 | #REF! | #VALUE! | #VALUE! | #VALUE! | #VALUE! | #VALUE! | #VALUE! | #VALUE! | 0
|  |  |  | 0 | 51 | 0 |  |  | 1 | 1.0842e-19 | 0 | 1.0669e-18 | 1.0669e-18 | 1.0669e-18 | 0 | 0 |  |  |  |  | #VALUE! | #VALUE! | #VALUE! |  |  | #VALUE! | #VALUE! | #VALUE! | #VALUE! | #VALUE! | #VALUE! | #VALUE! | #VALUE! |  |  |  |  | #VALUE! | #VALUE! | #VALUE! |  |  | #VALUE! | #VALUE! | #VALUE! | #VALUE! | #VALUE! | #VALUE! | #VALUE! | #VALUE! |  |  |  |  | #VALUE! | #VALUE! | #VALUE! |  |  | #VALUE! | #VALUE! | #VALUE! | #VALUE! | #VALUE! | #VALUE! | #VALUE! | #VALUE! |  |  |  |  | #VALUE! | #VALUE! | #VALUE! |  |  | #VALUE! | #VALUE! | #VALUE! | #VALUE! | #VALUE! | #VALUE! | #VALUE! | #VALUE! |  |  |  |  | #VALUE! | #VALUE! | #VALUE! |  |  | #VALUE! | #VALUE! | #VALUE! | #VALUE! | #VALUE! | #VALUE! | #VALUE! | #VALUE! |  |  | #VALUE! | #VALUE! | #VALUE! | #VALUE! | #VALUE! |  |  | #VALUE! | #VALUE! | #VALUE! | #VALUE! | #VALUE! | #VALUE! | #VALUE! | #VALUE! |  |  | #VALUE! | #VALUE! | #VALUE! | #VALUE! | #VALUE! |  |  | #VALUE! | #VALUE! | #VALUE! | #VALUE! | #VALUE! | #VALUE! | #VALUE! | #VALUE! | 0 | #REF! | #VALUE! | #VALUE! | #VALUE! | #VALUE! | #VALUE! | #VALUE! | #VALUE! | 0
|  |  |  | 0 | 51 | 0 |  |  | 1 | 1.0842e-19 | 0 | 1.0669e-18 | 1.0669e-18 | 1.0669e-18 | 0 | 0 |  |  |  |  | #VALUE! | #VALUE! | #VALUE! |  |  | #VALUE! | #VALUE! | #VALUE! | #VALUE! | #VALUE! | #VALUE! | #VALUE! | #VALUE! |  |  |  |  | #VALUE! | #VALUE! | #VALUE! |  |  | #VALUE! | #VALUE! | #VALUE! | #VALUE! | #VALUE! | #VALUE! | #VALUE! | #VALUE! |  |  |  |  | #VALUE! | #VALUE! | #VALUE! |  |  | #VALUE! | #VALUE! | #VALUE! | #VALUE! | #VALUE! | #VALUE! | #VALUE! | #VALUE! |  |  |  |  | #VALUE! | #VALUE! | #VALUE! |  |  | #VALUE! | #VALUE! | #VALUE! | #VALUE! | #VALUE! | #VALUE! | #VALUE! | #VALUE! |  |  |  |  | #VALUE! | #VALUE! | #VALUE! |  |  | #VALUE! | #VALUE! | #VALUE! | #VALUE! | #VALUE! | #VALUE! | #VALUE! | #VALUE! |  |  | #VALUE! | #VALUE! | #VALUE! | #VALUE! | #VALUE! |  |  | #VALUE! | #VALUE! | #VALUE! | #VALUE! | #VALUE! | #VALUE! | #VALUE! | #VALUE! |  |  | #VALUE! | #VALUE! | #VALUE! | #VALUE! | #VALUE! |  |  | #VALUE! | #VALUE! | #VALUE! | #VALUE! | #VALUE! | #VALUE! | #VALUE! | #VALUE! | 0 | #REF! | #VALUE! | #VALUE! | #VALUE! | #VALUE! | #VALUE! | #VALUE! | #VALUE! | 0
|  |  |  | 0 | 51 | 0 |  |  | 1 | 1.0842e-19 | 0 | 1.0669e-18 | 1.0669e-18 | 1.0669e-18 | 0 | 0 |  |  |  |  | #VALUE! | #VALUE! | #VALUE! |  |  | #VALUE! | #VALUE! | #VALUE! | #VALUE! | #VALUE! | #VALUE! | #VALUE! | #VALUE! |  |  |  |  | #VALUE! | #VALUE! | #VALUE! |  |  | #VALUE! | #VALUE! | #VALUE! | #VALUE! | #VALUE! | #VALUE! | #VALUE! | #VALUE! |  |  |  |  | #VALUE! | #VALUE! | #VALUE! |  |  | #VALUE! | #VALUE! | #VALUE! | #VALUE! | #VALUE! | #VALUE! | #VALUE! | #VALUE! |  |  |  |  | #VALUE! | #VALUE! | #VALUE! |  |  | #VALUE! | #VALUE! | #VALUE! | #VALUE! | #VALUE! | #VALUE! | #VALUE! | #VALUE! |  |  |  |  | #VALUE! | #VALUE! | #VALUE! |  |  | #VALUE! | #VALUE! | #VALUE! | #VALUE! | #VALUE! | #VALUE! | #VALUE! | #VALUE! |  |  | #VALUE! | #VALUE! | #VALUE! | #VALUE! | #VALUE! |  |  | #VALUE! | #VALUE! | #VALUE! | #VALUE! | #VALUE! | #VALUE! | #VALUE! | #VALUE! |  |  | #VALUE! | #VALUE! | #VALUE! | #VALUE! | #VALUE! |  |  | #VALUE! | #VALUE! | #VALUE! | #VALUE! | #VALUE! | #VALUE! | #VALUE! | #VALUE! | 0 | #REF! | #VALUE! | #VALUE! | #VALUE! | #VALUE! | #VALUE! | #VALUE! | #VALUE! | 0
|  |  |  | 0 | 51 | 0 |  |  | 1 | 1.0842e-19 | 0 | 1.0669e-18 | 1.0669e-18 | 1.0669e-18 | 0 | 0 |  |  |  |  | #VALUE! | #VALUE! | #VALUE! |  |  | #VALUE! | #VALUE! | #VALUE! | #VALUE! | #VALUE! | #VALUE! | #VALUE! | #VALUE! |  |  |  |  | #VALUE! | #VALUE! | #VALUE! |  |  | #VALUE! | #VALUE! | #VALUE! | #VALUE! | #VALUE! | #VALUE! | #VALUE! | #VALUE! |  |  |  |  | #VALUE! | #VALUE! | #VALUE! |  |  | #VALUE! | #VALUE! | #VALUE! | #VALUE! | #VALUE! | #VALUE! | #VALUE! | #VALUE! |  |  |  |  | #VALUE! | #VALUE! | #VALUE! |  |  | #VALUE! | #VALUE! | #VALUE! | #VALUE! | #VALUE! | #VALUE! | #VALUE! | #VALUE! |  |  |  |  | #VALUE! | #VALUE! | #VALUE! |  |  | #VALUE! | #VALUE! | #VALUE! | #VALUE! | #VALUE! | #VALUE! | #VALUE! | #VALUE! |  |  | #VALUE! | #VALUE! | #VALUE! | #VALUE! | #VALUE! |  |  | #VALUE! | #VALUE! | #VALUE! | #VALUE! | #VALUE! | #VALUE! | #VALUE! | #VALUE! |  |  | #VALUE! | #VALUE! | #VALUE! | #VALUE! | #VALUE! |  |  | #VALUE! | #VALUE! | #VALUE! | #VALUE! | #VALUE! | #VALUE! | #VALUE! | #VALUE! | 0 | #REF! | #VALUE! | #VALUE! | #VALUE! | #VALUE! | #VALUE! | #VALUE! | #VALUE! | 0
|  |  |  | 0 | 51 | 0 |  |  | 1 | 1.0842e-19 | 0 | 1.0669e-18 | 1.0669e-18 | 1.0669e-18 | 0 | 0 |  |  |  |  | #VALUE! | #VALUE! | #VALUE! |  |  | #VALUE! | #VALUE! | #VALUE! | #VALUE! | #VALUE! | #VALUE! | #VALUE! | #VALUE! |  |  |  |  | #VALUE! | #VALUE! | #VALUE! |  |  | #VALUE! | #VALUE! | #VALUE! | #VALUE! | #VALUE! | #VALUE! | #VALUE! | #VALUE! |  |  |  |  | #VALUE! | #VALUE! | #VALUE! |  |  | #VALUE! | #VALUE! | #VALUE! | #VALUE! | #VALUE! | #VALUE! | #VALUE! | #VALUE! |  |  |  |  | #VALUE! | #VALUE! | #VALUE! |  |  | #VALUE! | #VALUE! | #VALUE! | #VALUE! | #VALUE! | #VALUE! | #VALUE! | #VALUE! |  |  |  |  | #VALUE! | #VALUE! | #VALUE! |  |  | #VALUE! | #VALUE! | #VALUE! | #VALUE! | #VALUE! | #VALUE! | #VALUE! | #VALUE! |  |  | #VALUE! | #VALUE! | #VALUE! | #VALUE! | #VALUE! |  |  | #VALUE! | #VALUE! | #VALUE! | #VALUE! | #VALUE! | #VALUE! | #VALUE! | #VALUE! |  |  | #VALUE! | #VALUE! | #VALUE! | #VALUE! | #VALUE! |  |  | #VALUE! | #VALUE! | #VALUE! | #VALUE! | #VALUE! | #VALUE! | #VALUE! | #VALUE! | 0 | #REF! | #VALUE! | #VALUE! | #VALUE! | #VALUE! | #VALUE! | #VALUE! | #VALUE! | 0
|  |  |  | 0 | 51 | 0 |  |  | 1 | 1.0842e-19 | 0 | 1.0669e-18 | 1.0669e-18 | 1.0669e-18 | 0 | 0 |  |  |  |  | #VALUE! | #VALUE! | #VALUE! |  |  | #VALUE! | #VALUE! | #VALUE! | #VALUE! | #VALUE! | #VALUE! | #VALUE! | #VALUE! |  |  |  |  | #VALUE! | #VALUE! | #VALUE! |  |  | #VALUE! | #VALUE! | #VALUE! | #VALUE! | #VALUE! | #VALUE! | #VALUE! | #VALUE! |  |  |  |  | #VALUE! | #VALUE! | #VALUE! |  |  | #VALUE! | #VALUE! | #VALUE! | #VALUE! | #VALUE! | #VALUE! | #VALUE! | #VALUE! |  |  |  |  | #VALUE! | #VALUE! | #VALUE! |  |  | #VALUE! | #VALUE! | #VALUE! | #VALUE! | #VALUE! | #VALUE! | #VALUE! | #VALUE! |  |  |  |  | #VALUE! | #VALUE! | #VALUE! |  |  | #VALUE! | #VALUE! | #VALUE! | #VALUE! | #VALUE! | #VALUE! | #VALUE! | #VALUE! |  |  | #VALUE! | #VALUE! | #VALUE! | #VALUE! | #VALUE! |  |  | #VALUE! | #VALUE! | #VALUE! | #VALUE! | #VALUE! | #VALUE! | #VALUE! | #VALUE! |  |  | #VALUE! | #VALUE! | #VALUE! | #VALUE! | #VALUE! |  |  | #VALUE! | #VALUE! | #VALUE! | #VALUE! | #VALUE! | #VALUE! | #VALUE! | #VALUE! | 0 | #REF! | #VALUE! | #VALUE! | #VALUE! | #VALUE! | #VALUE! | #VALUE! | #VALUE! | 0
|  |  |  | 0 | 51 | 0 |  |  | 1 | 1.0842e-19 | 0 | 1.0669e-18 | 1.0669e-18 | 1.0669e-18 | 0 | 0 |  |  |  |  | #VALUE! | #VALUE! | #VALUE! |  |  | #VALUE! | #VALUE! | #VALUE! | #VALUE! | #VALUE! | #VALUE! | #VALUE! | #VALUE! |  |  |  |  | #VALUE! | #VALUE! | #VALUE! |  |  | #VALUE! | #VALUE! | #VALUE! | #VALUE! | #VALUE! | #VALUE! | #VALUE! | #VALUE! |  |  |  |  | #VALUE! | #VALUE! | #VALUE! |  |  | #VALUE! | #VALUE! | #VALUE! | #VALUE! | #VALUE! | #VALUE! | #VALUE! | #VALUE! |  |  |  |  | #VALUE! | #VALUE! | #VALUE! |  |  | #VALUE! | #VALUE! | #VALUE! | #VALUE! | #VALUE! | #VALUE! | #VALUE! | #VALUE! |  |  |  |  | #VALUE! | #VALUE! | #VALUE! |  |  | #VALUE! | #VALUE! | #VALUE! | #VALUE! | #VALUE! | #VALUE! | #VALUE! | #VALUE! |  |  | #VALUE! | #VALUE! | #VALUE! | #VALUE! | #VALUE! |  |  | #VALUE! | #VALUE! | #VALUE! | #VALUE! | #VALUE! | #VALUE! | #VALUE! | #VALUE! |  |  | #VALUE! | #VALUE! | #VALUE! | #VALUE! | #VALUE! |  |  | #VALUE! | #VALUE! | #VALUE! | #VALUE! | #VALUE! | #VALUE! | #VALUE! | #VALUE! | 0 | #REF! | #VALUE! | #VALUE! | #VALUE! | #VALUE! | #VALUE! | #VALUE! | #VALUE! | 0
|  |  |  | 0 | 51 | 0 |  |  | 1 | 1.0842e-19 | 0 | 1.0669e-18 | 1.0669e-18 | 1.0669e-18 | 0 | 0 |  |  |  |  | #VALUE! | #VALUE! | #VALUE! |  |  | #VALUE! | #VALUE! | #VALUE! | #VALUE! | #VALUE! | #VALUE! | #VALUE! | #VALUE! |  |  |  |  | #VALUE! | #VALUE! | #VALUE! |  |  | #VALUE! | #VALUE! | #VALUE! | #VALUE! | #VALUE! | #VALUE! | #VALUE! | #VALUE! |  |  |  |  | #VALUE! | #VALUE! | #VALUE! |  |  | #VALUE! | #VALUE! | #VALUE! | #VALUE! | #VALUE! | #VALUE! | #VALUE! | #VALUE! |  |  |  |  | #VALUE! | #VALUE! | #VALUE! |  |  | #VALUE! | #VALUE! | #VALUE! | #VALUE! | #VALUE! | #VALUE! | #VALUE! | #VALUE! |  |  |  |  | #VALUE! | #VALUE! | #VALUE! |  |  | #VALUE! | #VALUE! | #VALUE! | #VALUE! | #VALUE! | #VALUE! | #VALUE! | #VALUE! |  |  | #VALUE! | #VALUE! | #VALUE! | #VALUE! | #VALUE! |  |  | #VALUE! | #VALUE! | #VALUE! | #VALUE! | #VALUE! | #VALUE! | #VALUE! | #VALUE! |  |  | #VALUE! | #VALUE! | #VALUE! | #VALUE! | #VALUE! |  |  | #VALUE! | #VALUE! | #VALUE! | #VALUE! | #VALUE! | #VALUE! | #VALUE! | #VALUE! | 0 | #REF! | #VALUE! | #VALUE! | #VALUE! | #VALUE! | #VALUE! | #VALUE! | #VALUE! | 0
|  |  |  | 0 | 51 | 0 |  |  | 1 | 1.0842e-19 | 0 | 1.0669e-18 | 1.0669e-18 | 1.0669e-18 | 0 | 0 |  |  |  |  | #VALUE! | #VALUE! | #VALUE! |  |  | #VALUE! | #VALUE! | #VALUE! | #VALUE! | #VALUE! | #VALUE! | #VALUE! | #VALUE! |  |  |  |  | #VALUE! | #VALUE! | #VALUE! |  |  | #VALUE! | #VALUE! | #VALUE! | #VALUE! | #VALUE! | #VALUE! | #VALUE! | #VALUE! |  |  |  |  | #VALUE! | #VALUE! | #VALUE! |  |  | #VALUE! | #VALUE! | #VALUE! | #VALUE! | #VALUE! | #VALUE! | #VALUE! | #VALUE! |  |  |  |  | #VALUE! | #VALUE! | #VALUE! |  |  | #VALUE! | #VALUE! | #VALUE! | #VALUE! | #VALUE! | #VALUE! | #VALUE! | #VALUE! |  |  |  |  | #VALUE! | #VALUE! | #VALUE! |  |  | #VALUE! | #VALUE! | #VALUE! | #VALUE! | #VALUE! | #VALUE! | #VALUE! | #VALUE! |  |  | #VALUE! | #VALUE! | #VALUE! | #VALUE! | #VALUE! |  |  | #VALUE! | #VALUE! | #VALUE! | #VALUE! | #VALUE! | #VALUE! | #VALUE! | #VALUE! |  |  | #VALUE! | #VALUE! | #VALUE! | #VALUE! | #VALUE! |  |  | #VALUE! | #VALUE! | #VALUE! | #VALUE! | #VALUE! | #VALUE! | #VALUE! | #VALUE! | 0 | #REF! | #VALUE! | #VALUE! | #VALUE! | #VALUE! | #VALUE! | #VALUE! | #VALUE! | 0
|  |  |  | 0 | 51 | 0 |  |  | 1 | 1.0842e-19 | 0 | 1.0669e-18 | 1.0669e-18 | 1.0669e-18 | 0 | 0 |  |  |  |  | #VALUE! | #VALUE! | #VALUE! |  |  | #VALUE! | #VALUE! | #VALUE! | #VALUE! | #VALUE! | #VALUE! | #VALUE! | #VALUE! |  |  |  |  | #VALUE! | #VALUE! | #VALUE! |  |  | #VALUE! | #VALUE! | #VALUE! | #VALUE! | #VALUE! | #VALUE! | #VALUE! | #VALUE! |  |  |  |  | #VALUE! | #VALUE! | #VALUE! |  |  | #VALUE! | #VALUE! | #VALUE! | #VALUE! | #VALUE! | #VALUE! | #VALUE! | #VALUE! |  |  |  |  | #VALUE! | #VALUE! | #VALUE! |  |  | #VALUE! | #VALUE! | #VALUE! | #VALUE! | #VALUE! | #VALUE! | #VALUE! | #VALUE! |  |  |  |  | #VALUE! | #VALUE! | #VALUE! |  |  | #VALUE! | #VALUE! | #VALUE! | #VALUE! | #VALUE! | #VALUE! | #VALUE! | #VALUE! |  |  | #VALUE! | #VALUE! | #VALUE! | #VALUE! | #VALUE! |  |  | #VALUE! | #VALUE! | #VALUE! | #VALUE! | #VALUE! | #VALUE! | #VALUE! | #VALUE! |  |  | #VALUE! | #VALUE! | #VALUE! | #VALUE! | #VALUE! |  |  | #VALUE! | #VALUE! | #VALUE! | #VALUE! | #VALUE! | #VALUE! | #VALUE! | #VALUE! | 0 | #REF! | #VALUE! | #VALUE! | #VALUE! | #VALUE! | #VALUE! | #VALUE! | #VALUE! | 0
|  |  |  | 0 | 51 | 0 |  |  | 1 | 1.0842e-19 | 0 | 1.0669e-18 | 1.0669e-18 | 1.0669e-18 | 0 | 0 |  |  |  |  | #VALUE! | #VALUE! | #VALUE! |  |  | #VALUE! | #VALUE! | #VALUE! | #VALUE! | #VALUE! | #VALUE! | #VALUE! | #VALUE! |  |  |  |  | #VALUE! | #VALUE! | #VALUE! |  |  | #VALUE! | #VALUE! | #VALUE! | #VALUE! | #VALUE! | #VALUE! | #VALUE! | #VALUE! |  |  |  |  | #VALUE! | #VALUE! | #VALUE! |  |  | #VALUE! | #VALUE! | #VALUE! | #VALUE! | #VALUE! | #VALUE! | #VALUE! | #VALUE! |  |  |  |  | #VALUE! | #VALUE! | #VALUE! |  |  | #VALUE! | #VALUE! | #VALUE! | #VALUE! | #VALUE! | #VALUE! | #VALUE! | #VALUE! |  |  |  |  | #VALUE! | #VALUE! | #VALUE! |  |  | #VALUE! | #VALUE! | #VALUE! | #VALUE! | #VALUE! | #VALUE! | #VALUE! | #VALUE! |  |  | #VALUE! | #VALUE! | #VALUE! | #VALUE! | #VALUE! |  |  | #VALUE! | #VALUE! | #VALUE! | #VALUE! | #VALUE! | #VALUE! | #VALUE! | #VALUE! |  |  | #VALUE! | #VALUE! | #VALUE! | #VALUE! | #VALUE! |  |  | #VALUE! | #VALUE! | #VALUE! | #VALUE! | #VALUE! | #VALUE! | #VALUE! | #VALUE! | 0 | #REF! | #VALUE! | #VALUE! | #VALUE! | #VALUE! | #VALUE! | #VALUE! | #VALUE! | 0
|  |  |  | 0 | 51 | 0 |  |  | 1 | 1.0842e-19 | 0 | 1.0669e-18 | 1.0669e-18 | 1.0669e-18 | 0 | 0 |  |  |  |  | #VALUE! | #VALUE! | #VALUE! |  |  | #VALUE! | #VALUE! | #VALUE! | #VALUE! | #VALUE! | #VALUE! | #VALUE! | #VALUE! |  |  |  |  | #VALUE! | #VALUE! | #VALUE! |  |  | #VALUE! | #VALUE! | #VALUE! | #VALUE! | #VALUE! | #VALUE! | #VALUE! | #VALUE! |  |  |  |  | #VALUE! | #VALUE! | #VALUE! |  |  | #VALUE! | #VALUE! | #VALUE! | #VALUE! | #VALUE! | #VALUE! | #VALUE! | #VALUE! |  |  |  |  | #VALUE! | #VALUE! | #VALUE! |  |  | #VALUE! | #VALUE! | #VALUE! | #VALUE! | #VALUE! | #VALUE! | #VALUE! | #VALUE! |  |  |  |  | #VALUE! | #VALUE! | #VALUE! |  |  | #VALUE! | #VALUE! | #VALUE! | #VALUE! | #VALUE! | #VALUE! | #VALUE! | #VALUE! |  |  | #VALUE! | #VALUE! | #VALUE! | #VALUE! | #VALUE! |  |  | #VALUE! | #VALUE! | #VALUE! | #VALUE! | #VALUE! | #VALUE! | #VALUE! | #VALUE! |  |  | #VALUE! | #VALUE! | #VALUE! | #VALUE! | #VALUE! |  |  | #VALUE! | #VALUE! | #VALUE! | #VALUE! | #VALUE! | #VALUE! | #VALUE! | #VALUE! | 0 | #REF! | #VALUE! | #VALUE! | #VALUE! | #VALUE! | #VALUE! | #VALUE! | #VALUE! | 0
|  |  |  | 0 | 51 | 0 |  |  | 1 | 1.0842e-19 | 0 | 1.0669e-18 | 1.0669e-18 | 1.0669e-18 | 0 | 0 |  |  |  |  | #VALUE! | #VALUE! | #VALUE! |  |  | #VALUE! | #VALUE! | #VALUE! | #VALUE! | #VALUE! | #VALUE! | #VALUE! | #VALUE! |  |  |  |  | #VALUE! | #VALUE! | #VALUE! |  |  | #VALUE! | #VALUE! | #VALUE! | #VALUE! | #VALUE! | #VALUE! | #VALUE! | #VALUE! |  |  |  |  | #VALUE! | #VALUE! | #VALUE! |  |  | #VALUE! | #VALUE! | #VALUE! | #VALUE! | #VALUE! | #VALUE! | #VALUE! | #VALUE! |  |  |  |  | #VALUE! | #VALUE! | #VALUE! |  |  | #VALUE! | #VALUE! | #VALUE! | #VALUE! | #VALUE! | #VALUE! | #VALUE! | #VALUE! |  |  |  |  | #VALUE! | #VALUE! | #VALUE! |  |  | #VALUE! | #VALUE! | #VALUE! | #VALUE! | #VALUE! | #VALUE! | #VALUE! | #VALUE! |  |  | #VALUE! | #VALUE! | #VALUE! | #VALUE! | #VALUE! |  |  | #VALUE! | #VALUE! | #VALUE! | #VALUE! | #VALUE! | #VALUE! | #VALUE! | #VALUE! |  |  | #VALUE! | #VALUE! | #VALUE! | #VALUE! | #VALUE! |  |  | #VALUE! | #VALUE! | #VALUE! | #VALUE! | #VALUE! | #VALUE! | #VALUE! | #VALUE! | 0 | #REF! | #VALUE! | #VALUE! | #VALUE! | #VALUE! | #VALUE! | #VALUE! | #VALUE! | 0
|  |  |  | 0 | 51 | 0 |  |  | 1 | 1.0842e-19 | 0 | 1.0669e-18 | 1.0669e-18 | 1.0669e-18 | 0 | 0 |  |  |  |  | #VALUE! | #VALUE! | #VALUE! |  |  | #VALUE! | #VALUE! | #VALUE! | #VALUE! | #VALUE! | #VALUE! | #VALUE! | #VALUE! |  |  |  |  | #VALUE! | #VALUE! | #VALUE! |  |  | #VALUE! | #VALUE! | #VALUE! | #VALUE! | #VALUE! | #VALUE! | #VALUE! | #VALUE! |  |  |  |  | #VALUE! | #VALUE! | #VALUE! |  |  | #VALUE! | #VALUE! | #VALUE! | #VALUE! | #VALUE! | #VALUE! | #VALUE! | #VALUE! |  |  |  |  | #VALUE! | #VALUE! | #VALUE! |  |  | #VALUE! | #VALUE! | #VALUE! | #VALUE! | #VALUE! | #VALUE! | #VALUE! | #VALUE! |  |  |  |  | #VALUE! | #VALUE! | #VALUE! |  |  | #VALUE! | #VALUE! | #VALUE! | #VALUE! | #VALUE! | #VALUE! | #VALUE! | #VALUE! |  |  | #VALUE! | #VALUE! | #VALUE! | #VALUE! | #VALUE! |  |  | #VALUE! | #VALUE! | #VALUE! | #VALUE! | #VALUE! | #VALUE! | #VALUE! | #VALUE! |  |  | #VALUE! | #VALUE! | #VALUE! | #VALUE! | #VALUE! |  |  | #VALUE! | #VALUE! | #VALUE! | #VALUE! | #VALUE! | #VALUE! | #VALUE! | #VALUE! | 0 | #REF! | #VALUE! | #VALUE! | #VALUE! | #VALUE! | #VALUE! | #VALUE! | #VALUE! | 0
|  |  |  | 0 | 51 | 0 |  |  | 1 | 1.0842e-19 | 0 | 1.0669e-18 | 1.0669e-18 | 1.0669e-18 | 0 | 0 |  |  |  |  | #VALUE! | #VALUE! | #VALUE! |  |  | #VALUE! | #VALUE! | #VALUE! | #VALUE! | #VALUE! | #VALUE! | #VALUE! | #VALUE! |  |  |  |  | #VALUE! | #VALUE! | #VALUE! |  |  | #VALUE! | #VALUE! | #VALUE! | #VALUE! | #VALUE! | #VALUE! | #VALUE! | #VALUE! |  |  |  |  | #VALUE! | #VALUE! | #VALUE! |  |  | #VALUE! | #VALUE! | #VALUE! | #VALUE! | #VALUE! | #VALUE! | #VALUE! | #VALUE! |  |  |  |  | #VALUE! | #VALUE! | #VALUE! |  |  | #VALUE! | #VALUE! | #VALUE! | #VALUE! | #VALUE! | #VALUE! | #VALUE! | #VALUE! |  |  |  |  | #VALUE! | #VALUE! | #VALUE! |  |  | #VALUE! | #VALUE! | #VALUE! | #VALUE! | #VALUE! | #VALUE! | #VALUE! | #VALUE! |  |  | #VALUE! | #VALUE! | #VALUE! | #VALUE! | #VALUE! |  |  | #VALUE! | #VALUE! | #VALUE! | #VALUE! | #VALUE! | #VALUE! | #VALUE! | #VALUE! |  |  | #VALUE! | #VALUE! | #VALUE! | #VALUE! | #VALUE! |  |  | #VALUE! | #VALUE! | #VALUE! | #VALUE! | #VALUE! | #VALUE! | #VALUE! | #VALUE! | 0 | #REF! | #VALUE! | #VALUE! | #VALUE! | #VALUE! | #VALUE! | #VALUE! | #VALUE! | 0
|  |  |  | 0 | 51 | 0 |  |  | 1 | 1.0842e-19 | 0 | 1.0669e-18 | 1.0669e-18 | 1.0669e-18 | 0 | 0 |  |  |  |  | #VALUE! | #VALUE! | #VALUE! |  |  | #VALUE! | #VALUE! | #VALUE! | #VALUE! | #VALUE! | #VALUE! | #VALUE! | #VALUE! |  |  |  |  | #VALUE! | #VALUE! | #VALUE! |  |  | #VALUE! | #VALUE! | #VALUE! | #VALUE! | #VALUE! | #VALUE! | #VALUE! | #VALUE! |  |  |  |  | #VALUE! | #VALUE! | #VALUE! |  |  | #VALUE! | #VALUE! | #VALUE! | #VALUE! | #VALUE! | #VALUE! | #VALUE! | #VALUE! |  |  |  |  | #VALUE! | #VALUE! | #VALUE! |  |  | #VALUE! | #VALUE! | #VALUE! | #VALUE! | #VALUE! | #VALUE! | #VALUE! | #VALUE! |  |  |  |  | #VALUE! | #VALUE! | #VALUE! |  |  | #VALUE! | #VALUE! | #VALUE! | #VALUE! | #VALUE! | #VALUE! | #VALUE! | #VALUE! |  |  | #VALUE! | #VALUE! | #VALUE! | #VALUE! | #VALUE! |  |  | #VALUE! | #VALUE! | #VALUE! | #VALUE! | #VALUE! | #VALUE! | #VALUE! | #VALUE! |  |  | #VALUE! | #VALUE! | #VALUE! | #VALUE! | #VALUE! |  |  | #VALUE! | #VALUE! | #VALUE! | #VALUE! | #VALUE! | #VALUE! | #VALUE! | #VALUE! | 0 | #REF! | #VALUE! | #VALUE! | #VALUE! | #VALUE! | #VALUE! | #VALUE! | #VALUE! | 0
|  |  |  | 0 | 51 | 0 |  |  | 1 | 1.0842e-19 | 0 | 1.0669e-18 | 1.0669e-18 | 1.0669e-18 | 0 | 0 |  |  |  |  | #VALUE! | #VALUE! | #VALUE! |  |  | #VALUE! | #VALUE! | #VALUE! | #VALUE! | #VALUE! | #VALUE! | #VALUE! | #VALUE! |  |  |  |  | #VALUE! | #VALUE! | #VALUE! |  |  | #VALUE! | #VALUE! | #VALUE! | #VALUE! | #VALUE! | #VALUE! | #VALUE! | #VALUE! |  |  |  |  | #VALUE! | #VALUE! | #VALUE! |  |  | #VALUE! | #VALUE! | #VALUE! | #VALUE! | #VALUE! | #VALUE! | #VALUE! | #VALUE! |  |  |  |  | #VALUE! | #VALUE! | #VALUE! |  |  | #VALUE! | #VALUE! | #VALUE! | #VALUE! | #VALUE! | #VALUE! | #VALUE! | #VALUE! |  |  |  |  | #VALUE! | #VALUE! | #VALUE! |  |  | #VALUE! | #VALUE! | #VALUE! | #VALUE! | #VALUE! | #VALUE! | #VALUE! | #VALUE! |  |  | #VALUE! | #VALUE! | #VALUE! | #VALUE! | #VALUE! |  |  | #VALUE! | #VALUE! | #VALUE! | #VALUE! | #VALUE! | #VALUE! | #VALUE! | #VALUE! |  |  | #VALUE! | #VALUE! | #VALUE! | #VALUE! | #VALUE! |  |  | #VALUE! | #VALUE! | #VALUE! | #VALUE! | #VALUE! | #VALUE! | #VALUE! | #VALUE! | 0 | #REF! | #VALUE! | #VALUE! | #VALUE! | #VALUE! | #VALUE! | #VALUE! | #VALUE! | 0
|  |  |  | 0 | 51 | 0 |  |  | 1 | 1.0842e-19 | 0 | 1.0669e-18 | 1.0669e-18 | 1.0669e-18 | 0 | 0 |  |  |  |  | #VALUE! | #VALUE! | #VALUE! |  |  | #VALUE! | #VALUE! | #VALUE! | #VALUE! | #VALUE! | #VALUE! | #VALUE! | #VALUE! |  |  |  |  | #VALUE! | #VALUE! | #VALUE! |  |  | #VALUE! | #VALUE! | #VALUE! | #VALUE! | #VALUE! | #VALUE! | #VALUE! | #VALUE! |  |  |  |  | #VALUE! | #VALUE! | #VALUE! |  |  | #VALUE! | #VALUE! | #VALUE! | #VALUE! | #VALUE! | #VALUE! | #VALUE! | #VALUE! |  |  |  |  | #VALUE! | #VALUE! | #VALUE! |  |  | #VALUE! | #VALUE! | #VALUE! | #VALUE! | #VALUE! | #VALUE! | #VALUE! | #VALUE! |  |  |  |  | #VALUE! | #VALUE! | #VALUE! |  |  | #VALUE! | #VALUE! | #VALUE! | #VALUE! | #VALUE! | #VALUE! | #VALUE! | #VALUE! |  |  | #VALUE! | #VALUE! | #VALUE! | #VALUE! | #VALUE! |  |  | #VALUE! | #VALUE! | #VALUE! | #VALUE! | #VALUE! | #VALUE! | #VALUE! | #VALUE! |  |  | #VALUE! | #VALUE! | #VALUE! | #VALUE! | #VALUE! |  |  | #VALUE! | #VALUE! | #VALUE! | #VALUE! | #VALUE! | #VALUE! | #VALUE! | #VALUE! | 0 | #REF! | #VALUE! | #VALUE! | #VALUE! | #VALUE! | #VALUE! | #VALUE! | #VALUE! | 0
|  |  |  | 0 | 51 | 0 |  |  | 1 | 1.0842e-19 | 0 | 1.0669e-18 | 1.0669e-18 | 1.0669e-18 | 0 | 0 |  |  |  |  | #VALUE! | #VALUE! | #VALUE! |  |  | #VALUE! | #VALUE! | #VALUE! | #VALUE! | #VALUE! | #VALUE! | #VALUE! | #VALUE! |  |  |  |  | #VALUE! | #VALUE! | #VALUE! |  |  | #VALUE! | #VALUE! | #VALUE! | #VALUE! | #VALUE! | #VALUE! | #VALUE! | #VALUE! |  |  |  |  | #VALUE! | #VALUE! | #VALUE! |  |  | #VALUE! | #VALUE! | #VALUE! | #VALUE! | #VALUE! | #VALUE! | #VALUE! | #VALUE! |  |  |  |  | #VALUE! | #VALUE! | #VALUE! |  |  | #VALUE! | #VALUE! | #VALUE! | #VALUE! | #VALUE! | #VALUE! | #VALUE! | #VALUE! |  |  |  |  | #VALUE! | #VALUE! | #VALUE! |  |  | #VALUE! | #VALUE! | #VALUE! | #VALUE! | #VALUE! | #VALUE! | #VALUE! | #VALUE! |  |  | #VALUE! | #VALUE! | #VALUE! | #VALUE! | #VALUE! |  |  | #VALUE! | #VALUE! | #VALUE! | #VALUE! | #VALUE! | #VALUE! | #VALUE! | #VALUE! |  |  | #VALUE! | #VALUE! | #VALUE! | #VALUE! | #VALUE! |  |  | #VALUE! | #VALUE! | #VALUE! | #VALUE! | #VALUE! | #VALUE! | #VALUE! | #VALUE! | 0 | #REF! | #VALUE! | #VALUE! | #VALUE! | #VALUE! | #VALUE! | #VALUE! | #VALUE! | 0
|  |  |  | 0 | 51 | 0 |  |  | 1 | 1.0842e-19 | 0 | 1.0669e-18 | 1.0669e-18 | 1.0669e-18 | 0 | 0 |  |  |  |  | #VALUE! | #VALUE! | #VALUE! |  |  | #VALUE! | #VALUE! | #VALUE! | #VALUE! | #VALUE! | #VALUE! | #VALUE! | #VALUE! |  |  |  |  | #VALUE! | #VALUE! | #VALUE! |  |  | #VALUE! | #VALUE! | #VALUE! | #VALUE! | #VALUE! | #VALUE! | #VALUE! | #VALUE! |  |  |  |  | #VALUE! | #VALUE! | #VALUE! |  |  | #VALUE! | #VALUE! | #VALUE! | #VALUE! | #VALUE! | #VALUE! | #VALUE! | #VALUE! |  |  |  |  | #VALUE! | #VALUE! | #VALUE! |  |  | #VALUE! | #VALUE! | #VALUE! | #VALUE! | #VALUE! | #VALUE! | #VALUE! | #VALUE! |  |  |  |  | #VALUE! | #VALUE! | #VALUE! |  |  | #VALUE! | #VALUE! | #VALUE! | #VALUE! | #VALUE! | #VALUE! | #VALUE! | #VALUE! |  |  | #VALUE! | #VALUE! | #VALUE! | #VALUE! | #VALUE! |  |  | #VALUE! | #VALUE! | #VALUE! | #VALUE! | #VALUE! | #VALUE! | #VALUE! | #VALUE! |  |  | #VALUE! | #VALUE! | #VALUE! | #VALUE! | #VALUE! |  |  | #VALUE! | #VALUE! | #VALUE! | #VALUE! | #VALUE! | #VALUE! | #VALUE! | #VALUE! | 0 | #REF! | #VALUE! | #VALUE! | #VALUE! | #VALUE! | #VALUE! | #VALUE! | #VALUE! | 0
|  |  |  | 0 | 51 | 0 |  |  | 1 | 1.0842e-19 | 0 | 1.0669e-18 | 1.0669e-18 | 1.0669e-18 | 0 | 0 |  |  |  |  | #VALUE! | #VALUE! | #VALUE! |  |  | #VALUE! | #VALUE! | #VALUE! | #VALUE! | #VALUE! | #VALUE! | #VALUE! | #VALUE! |  |  |  |  | #VALUE! | #VALUE! | #VALUE! |  |  | #VALUE! | #VALUE! | #VALUE! | #VALUE! | #VALUE! | #VALUE! | #VALUE! | #VALUE! |  |  |  |  | #VALUE! | #VALUE! | #VALUE! |  |  | #VALUE! | #VALUE! | #VALUE! | #VALUE! | #VALUE! | #VALUE! | #VALUE! | #VALUE! |  |  |  |  | #VALUE! | #VALUE! | #VALUE! |  |  | #VALUE! | #VALUE! | #VALUE! | #VALUE! | #VALUE! | #VALUE! | #VALUE! | #VALUE! |  |  |  |  | #VALUE! | #VALUE! | #VALUE! |  |  | #VALUE! | #VALUE! | #VALUE! | #VALUE! | #VALUE! | #VALUE! | #VALUE! | #VALUE! |  |  | #VALUE! | #VALUE! | #VALUE! | #VALUE! | #VALUE! |  |  | #VALUE! | #VALUE! | #VALUE! | #VALUE! | #VALUE! | #VALUE! | #VALUE! | #VALUE! |  |  | #VALUE! | #VALUE! | #VALUE! | #VALUE! | #VALUE! |  |  | #VALUE! | #VALUE! | #VALUE! | #VALUE! | #VALUE! | #VALUE! | #VALUE! | #VALUE! | 0 | #REF! | #VALUE! | #VALUE! | #VALUE! | #VALUE! | #VALUE! | #VALUE! | #VALUE! | 0
|  |  |  | 0 | 51 | 0 |  |  | 1 | 1.0842e-19 | 0 | 1.0669e-18 | 1.0669e-18 | 1.0669e-18 | 0 | 0 |  |  |  |  | #VALUE! | #VALUE! | #VALUE! |  |  | #VALUE! | #VALUE! | #VALUE! | #VALUE! | #VALUE! | #VALUE! | #VALUE! | #VALUE! |  |  |  |  | #VALUE! | #VALUE! | #VALUE! |  |  | #VALUE! | #VALUE! | #VALUE! | #VALUE! | #VALUE! | #VALUE! | #VALUE! | #VALUE! |  |  |  |  | #VALUE! | #VALUE! | #VALUE! |  |  | #VALUE! | #VALUE! | #VALUE! | #VALUE! | #VALUE! | #VALUE! | #VALUE! | #VALUE! |  |  |  |  | #VALUE! | #VALUE! | #VALUE! |  |  | #VALUE! | #VALUE! | #VALUE! | #VALUE! | #VALUE! | #VALUE! | #VALUE! | #VALUE! |  |  |  |  | #VALUE! | #VALUE! | #VALUE! |  |  | #VALUE! | #VALUE! | #VALUE! | #VALUE! | #VALUE! | #VALUE! | #VALUE! | #VALUE! |  |  | #VALUE! | #VALUE! | #VALUE! | #VALUE! | #VALUE! |  |  | #VALUE! | #VALUE! | #VALUE! | #VALUE! | #VALUE! | #VALUE! | #VALUE! | #VALUE! |  |  | #VALUE! | #VALUE! | #VALUE! | #VALUE! | #VALUE! |  |  | #VALUE! | #VALUE! | #VALUE! | #VALUE! | #VALUE! | #VALUE! | #VALUE! | #VALUE! | 0 | #REF! | #VALUE! | #VALUE! | #VALUE! | #VALUE! | #VALUE! | #VALUE! | #VALUE! | 0
|  |  |  | 0 | 51 | 0 |  |  | 1 | 1.0842e-19 | 0 | 1.0669e-18 | 1.0669e-18 | 1.0669e-18 | 0 | 0 |  |  |  |  | #VALUE! | #VALUE! | #VALUE! |  |  | #VALUE! | #VALUE! | #VALUE! | #VALUE! | #VALUE! | #VALUE! | #VALUE! | #VALUE! |  |  |  |  | #VALUE! | #VALUE! | #VALUE! |  |  | #VALUE! | #VALUE! | #VALUE! | #VALUE! | #VALUE! | #VALUE! | #VALUE! | #VALUE! |  |  |  |  | #VALUE! | #VALUE! | #VALUE! |  |  | #VALUE! | #VALUE! | #VALUE! | #VALUE! | #VALUE! | #VALUE! | #VALUE! | #VALUE! |  |  |  |  | #VALUE! | #VALUE! | #VALUE! |  |  | #VALUE! | #VALUE! | #VALUE! | #VALUE! | #VALUE! | #VALUE! | #VALUE! | #VALUE! |  |  |  |  | #VALUE! | #VALUE! | #VALUE! |  |  | #VALUE! | #VALUE! | #VALUE! | #VALUE! | #VALUE! | #VALUE! | #VALUE! | #VALUE! |  |  | #VALUE! | #VALUE! | #VALUE! | #VALUE! | #VALUE! |  |  | #VALUE! | #VALUE! | #VALUE! | #VALUE! | #VALUE! | #VALUE! | #VALUE! | #VALUE! |  |  | #VALUE! | #VALUE! | #VALUE! | #VALUE! | #VALUE! |  |  | #VALUE! | #VALUE! | #VALUE! | #VALUE! | #VALUE! | #VALUE! | #VALUE! | #VALUE! | 0 | #REF! | #VALUE! | #VALUE! | #VALUE! | #VALUE! | #VALUE! | #VALUE! | #VALUE! | 0
|  |  |  | 0 | 51 | 0 |  |  | 1 | 1.0842e-19 | 0 | 1.0669e-18 | 1.0669e-18 | 1.0669e-18 | 0 | 0 |  |  |  |  | #VALUE! | #VALUE! | #VALUE! |  |  | #VALUE! | #VALUE! | #VALUE! | #VALUE! | #VALUE! | #VALUE! | #VALUE! | #VALUE! |  |  |  |  | #VALUE! | #VALUE! | #VALUE! |  |  | #VALUE! | #VALUE! | #VALUE! | #VALUE! | #VALUE! | #VALUE! | #VALUE! | #VALUE! |  |  |  |  | #VALUE! | #VALUE! | #VALUE! |  |  | #VALUE! | #VALUE! | #VALUE! | #VALUE! | #VALUE! | #VALUE! | #VALUE! | #VALUE! |  |  |  |  | #VALUE! | #VALUE! | #VALUE! |  |  | #VALUE! | #VALUE! | #VALUE! | #VALUE! | #VALUE! | #VALUE! | #VALUE! | #VALUE! |  |  |  |  | #VALUE! | #VALUE! | #VALUE! |  |  | #VALUE! | #VALUE! | #VALUE! | #VALUE! | #VALUE! | #VALUE! | #VALUE! | #VALUE! |  |  | #VALUE! | #VALUE! | #VALUE! | #VALUE! | #VALUE! |  |  | #VALUE! | #VALUE! | #VALUE! | #VALUE! | #VALUE! | #VALUE! | #VALUE! | #VALUE! |  |  | #VALUE! | #VALUE! | #VALUE! | #VALUE! | #VALUE! |  |  | #VALUE! | #VALUE! | #VALUE! | #VALUE! | #VALUE! | #VALUE! | #VALUE! | #VALUE! | 0 | #REF! | #VALUE! | #VALUE! | #VALUE! | #VALUE! | #VALUE! | #VALUE! | #VALUE! | 0
|  |  |  | 0 | 51 | 0 |  |  | 1 | 1.0842e-19 | 0 | 1.0669e-18 | 1.0669e-18 | 1.0669e-18 | 0 | 0 |  |  |  |  | #VALUE! | #VALUE! | #VALUE! |  |  | #VALUE! | #VALUE! | #VALUE! | #VALUE! | #VALUE! | #VALUE! | #VALUE! | #VALUE! |  |  |  |  | #VALUE! | #VALUE! | #VALUE! |  |  | #VALUE! | #VALUE! | #VALUE! | #VALUE! | #VALUE! | #VALUE! | #VALUE! | #VALUE! |  |  |  |  | #VALUE! | #VALUE! | #VALUE! |  |  | #VALUE! | #VALUE! | #VALUE! | #VALUE! | #VALUE! | #VALUE! | #VALUE! | #VALUE! |  |  |  |  | #VALUE! | #VALUE! | #VALUE! |  |  | #VALUE! | #VALUE! | #VALUE! | #VALUE! | #VALUE! | #VALUE! | #VALUE! | #VALUE! |  |  |  |  | #VALUE! | #VALUE! | #VALUE! |  |  | #VALUE! | #VALUE! | #VALUE! | #VALUE! | #VALUE! | #VALUE! | #VALUE! | #VALUE! |  |  | #VALUE! | #VALUE! | #VALUE! | #VALUE! | #VALUE! |  |  | #VALUE! | #VALUE! | #VALUE! | #VALUE! | #VALUE! | #VALUE! | #VALUE! | #VALUE! |  |  | #VALUE! | #VALUE! | #VALUE! | #VALUE! | #VALUE! |  |  | #VALUE! | #VALUE! | #VALUE! | #VALUE! | #VALUE! | #VALUE! | #VALUE! | #VALUE! | 0 | #REF! | #VALUE! | #VALUE! | #VALUE! | #VALUE! | #VALUE! | #VALUE! | #VALUE! | 0
|  |  |  | 0 | 51 | 0 |  |  | 1 | 1.0842e-19 | 0 | 1.0669e-18 | 1.0669e-18 | 1.0669e-18 | 0 | 0 |  |  |  |  | #VALUE! | #VALUE! | #VALUE! |  |  | #VALUE! | #VALUE! | #VALUE! | #VALUE! | #VALUE! | #VALUE! | #VALUE! | #VALUE! |  |  |  |  | #VALUE! | #VALUE! | #VALUE! |  |  | #VALUE! | #VALUE! | #VALUE! | #VALUE! | #VALUE! | #VALUE! | #VALUE! | #VALUE! |  |  |  |  | #VALUE! | #VALUE! | #VALUE! |  |  | #VALUE! | #VALUE! | #VALUE! | #VALUE! | #VALUE! | #VALUE! | #VALUE! | #VALUE! |  |  |  |  | #VALUE! | #VALUE! | #VALUE! |  |  | #VALUE! | #VALUE! | #VALUE! | #VALUE! | #VALUE! | #VALUE! | #VALUE! | #VALUE! |  |  |  |  | #VALUE! | #VALUE! | #VALUE! |  |  | #VALUE! | #VALUE! | #VALUE! | #VALUE! | #VALUE! | #VALUE! | #VALUE! | #VALUE! |  |  | #VALUE! | #VALUE! | #VALUE! | #VALUE! | #VALUE! |  |  | #VALUE! | #VALUE! | #VALUE! | #VALUE! | #VALUE! | #VALUE! | #VALUE! | #VALUE! |  |  | #VALUE! | #VALUE! | #VALUE! | #VALUE! | #VALUE! |  |  | #VALUE! | #VALUE! | #VALUE! | #VALUE! | #VALUE! | #VALUE! | #VALUE! | #VALUE! | 0 | #REF! | #VALUE! | #VALUE! | #VALUE! | #VALUE! | #VALUE! | #VALUE! | #VALUE! | 0
|  |  |  | 0 | 51 | 0 |  |  | 1 | 1.0842e-19 | 0 | 1.0669e-18 | 1.0669e-18 | 1.0669e-18 | 0 | 0 |  |  |  |  | #VALUE! | #VALUE! | #VALUE! |  |  | #VALUE! | #VALUE! | #VALUE! | #VALUE! | #VALUE! | #VALUE! | #VALUE! | #VALUE! |  |  |  |  | #VALUE! | #VALUE! | #VALUE! |  |  | #VALUE! | #VALUE! | #VALUE! | #VALUE! | #VALUE! | #VALUE! | #VALUE! | #VALUE! |  |  |  |  | #VALUE! | #VALUE! | #VALUE! |  |  | #VALUE! | #VALUE! | #VALUE! | #VALUE! | #VALUE! | #VALUE! | #VALUE! | #VALUE! |  |  |  |  | #VALUE! | #VALUE! | #VALUE! |  |  | #VALUE! | #VALUE! | #VALUE! | #VALUE! | #VALUE! | #VALUE! | #VALUE! | #VALUE! |  |  |  |  | #VALUE! | #VALUE! | #VALUE! |  |  | #VALUE! | #VALUE! | #VALUE! | #VALUE! | #VALUE! | #VALUE! | #VALUE! | #VALUE! |  |  | #VALUE! | #VALUE! | #VALUE! | #VALUE! | #VALUE! |  |  | #VALUE! | #VALUE! | #VALUE! | #VALUE! | #VALUE! | #VALUE! | #VALUE! | #VALUE! |  |  | #VALUE! | #VALUE! | #VALUE! | #VALUE! | #VALUE! |  |  | #VALUE! | #VALUE! | #VALUE! | #VALUE! | #VALUE! | #VALUE! | #VALUE! | #VALUE! | 0 | #REF! | #VALUE! | #VALUE! | #VALUE! | #VALUE! | #VALUE! | #VALUE! | #VALUE! | 0
|  |  |  | 0 | 51 | 0 |  |  | 1 | 1.0842e-19 | 0 | 1.0669e-18 | 1.0669e-18 | 1.0669e-18 | 0 | 0 |  |  |  |  | #VALUE! | #VALUE! | #VALUE! |  |  | #VALUE! | #VALUE! | #VALUE! | #VALUE! | #VALUE! | #VALUE! | #VALUE! | #VALUE! |  |  |  |  | #VALUE! | #VALUE! | #VALUE! |  |  | #VALUE! | #VALUE! | #VALUE! | #VALUE! | #VALUE! | #VALUE! | #VALUE! | #VALUE! |  |  |  |  | #VALUE! | #VALUE! | #VALUE! |  |  | #VALUE! | #VALUE! | #VALUE! | #VALUE! | #VALUE! | #VALUE! | #VALUE! | #VALUE! |  |  |  |  | #VALUE! | #VALUE! | #VALUE! |  |  | #VALUE! | #VALUE! | #VALUE! | #VALUE! | #VALUE! | #VALUE! | #VALUE! | #VALUE! |  |  |  |  | #VALUE! | #VALUE! | #VALUE! |  |  | #VALUE! | #VALUE! | #VALUE! | #VALUE! | #VALUE! | #VALUE! | #VALUE! | #VALUE! |  |  | #VALUE! | #VALUE! | #VALUE! | #VALUE! | #VALUE! |  |  | #VALUE! | #VALUE! | #VALUE! | #VALUE! | #VALUE! | #VALUE! | #VALUE! | #VALUE! |  |  | #VALUE! | #VALUE! | #VALUE! | #VALUE! | #VALUE! |  |  | #VALUE! | #VALUE! | #VALUE! | #VALUE! | #VALUE! | #VALUE! | #VALUE! | #VALUE! | 0 | #REF! | #VALUE! | #VALUE! | #VALUE! | #VALUE! | #VALUE! | #VALUE! | #VALUE! | 0
|  |  |  | 0 | 51 | 0 |  |  | 1 | 1.0842e-19 | 0 | 1.0669e-18 | 1.0669e-18 | 1.0669e-18 | 0 | 0 |  |  |  |  | #VALUE! | #VALUE! | #VALUE! |  |  | #VALUE! | #VALUE! | #VALUE! | #VALUE! | #VALUE! | #VALUE! | #VALUE! | #VALUE! |  |  |  |  | #VALUE! | #VALUE! | #VALUE! |  |  | #VALUE! | #VALUE! | #VALUE! | #VALUE! | #VALUE! | #VALUE! | #VALUE! | #VALUE! |  |  |  |  | #VALUE! | #VALUE! | #VALUE! |  |  | #VALUE! | #VALUE! | #VALUE! | #VALUE! | #VALUE! | #VALUE! | #VALUE! | #VALUE! |  |  |  |  | #VALUE! | #VALUE! | #VALUE! |  |  | #VALUE! | #VALUE! | #VALUE! | #VALUE! | #VALUE! | #VALUE! | #VALUE! | #VALUE! |  |  |  |  | #VALUE! | #VALUE! | #VALUE! |  |  | #VALUE! | #VALUE! | #VALUE! | #VALUE! | #VALUE! | #VALUE! | #VALUE! | #VALUE! |  |  | #VALUE! | #VALUE! | #VALUE! | #VALUE! | #VALUE! |  |  | #VALUE! | #VALUE! | #VALUE! | #VALUE! | #VALUE! | #VALUE! | #VALUE! | #VALUE! |  |  | #VALUE! | #VALUE! | #VALUE! | #VALUE! | #VALUE! |  |  | #VALUE! | #VALUE! | #VALUE! | #VALUE! | #VALUE! | #VALUE! | #VALUE! | #VALUE! | 0 | #REF! | #VALUE! | #VALUE! | #VALUE! | #VALUE! | #VALUE! | #VALUE! | #VALUE! | 0
|  |  |  | 0 | 51 | 0 |  |  | 1 | 1.0842e-19 | 0 | 1.0669e-18 | 1.0669e-18 | 1.0669e-18 | 0 | 0 |  |  |  |  | #VALUE! | #VALUE! | #VALUE! |  |  | #VALUE! | #VALUE! | #VALUE! | #VALUE! | #VALUE! | #VALUE! | #VALUE! | #VALUE! |  |  |  |  | #VALUE! | #VALUE! | #VALUE! |  |  | #VALUE! | #VALUE! | #VALUE! | #VALUE! | #VALUE! | #VALUE! | #VALUE! | #VALUE! |  |  |  |  | #VALUE! | #VALUE! | #VALUE! |  |  | #VALUE! | #VALUE! | #VALUE! | #VALUE! | #VALUE! | #VALUE! | #VALUE! | #VALUE! |  |  |  |  | #VALUE! | #VALUE! | #VALUE! |  |  | #VALUE! | #VALUE! | #VALUE! | #VALUE! | #VALUE! | #VALUE! | #VALUE! | #VALUE! |  |  |  |  | #VALUE! | #VALUE! | #VALUE! |  |  | #VALUE! | #VALUE! | #VALUE! | #VALUE! | #VALUE! | #VALUE! | #VALUE! | #VALUE! |  |  | #VALUE! | #VALUE! | #VALUE! | #VALUE! | #VALUE! |  |  | #VALUE! | #VALUE! | #VALUE! | #VALUE! | #VALUE! | #VALUE! | #VALUE! | #VALUE! |  |  | #VALUE! | #VALUE! | #VALUE! | #VALUE! | #VALUE! |  |  | #VALUE! | #VALUE! | #VALUE! | #VALUE! | #VALUE! | #VALUE! | #VALUE! | #VALUE! | 0 | #REF! | #VALUE! | #VALUE! | #VALUE! | #VALUE! | #VALUE! | #VALUE! | #VALUE! | 0
|  |  |  | 0 | 51 | 0 |  |  | 1 | 1.0842e-19 | 0 | 1.0669e-18 | 1.0669e-18 | 1.0669e-18 | 0 | 0 |  |  |  |  | #VALUE! | #VALUE! | #VALUE! |  |  | #VALUE! | #VALUE! | #VALUE! | #VALUE! | #VALUE! | #VALUE! | #VALUE! | #VALUE! |  |  |  |  | #VALUE! | #VALUE! | #VALUE! |  |  | #VALUE! | #VALUE! | #VALUE! | #VALUE! | #VALUE! | #VALUE! | #VALUE! | #VALUE! |  |  |  |  | #VALUE! | #VALUE! | #VALUE! |  |  | #VALUE! | #VALUE! | #VALUE! | #VALUE! | #VALUE! | #VALUE! | #VALUE! | #VALUE! |  |  |  |  | #VALUE! | #VALUE! | #VALUE! |  |  | #VALUE! | #VALUE! | #VALUE! | #VALUE! | #VALUE! | #VALUE! | #VALUE! | #VALUE! |  |  |  |  | #VALUE! | #VALUE! | #VALUE! |  |  | #VALUE! | #VALUE! | #VALUE! | #VALUE! | #VALUE! | #VALUE! | #VALUE! | #VALUE! |  |  | #VALUE! | #VALUE! | #VALUE! | #VALUE! | #VALUE! |  |  | #VALUE! | #VALUE! | #VALUE! | #VALUE! | #VALUE! | #VALUE! | #VALUE! | #VALUE! |  |  | #VALUE! | #VALUE! | #VALUE! | #VALUE! | #VALUE! |  |  | #VALUE! | #VALUE! | #VALUE! | #VALUE! | #VALUE! | #VALUE! | #VALUE! | #VALUE! | 0 | #REF! | #VALUE! | #VALUE! | #VALUE! | #VALUE! | #VALUE! | #VALUE! | #VALUE! | 0
|  |  |  | 0 | 51 | 0 |  |  | 1 | 1.0842e-19 | 0 | 1.0669e-18 | 1.0669e-18 | 1.0669e-18 | 0 | 0 |  |  |  |  | #VALUE! | #VALUE! | #VALUE! |  |  | #VALUE! | #VALUE! | #VALUE! | #VALUE! | #VALUE! | #VALUE! | #VALUE! | #VALUE! |  |  |  |  | #VALUE! | #VALUE! | #VALUE! |  |  | #VALUE! | #VALUE! | #VALUE! | #VALUE! | #VALUE! | #VALUE! | #VALUE! | #VALUE! |  |  |  |  | #VALUE! | #VALUE! | #VALUE! |  |  | #VALUE! | #VALUE! | #VALUE! | #VALUE! | #VALUE! | #VALUE! | #VALUE! | #VALUE! |  |  |  |  | #VALUE! | #VALUE! | #VALUE! |  |  | #VALUE! | #VALUE! | #VALUE! | #VALUE! | #VALUE! | #VALUE! | #VALUE! | #VALUE! |  |  |  |  | #VALUE! | #VALUE! | #VALUE! |  |  | #VALUE! | #VALUE! | #VALUE! | #VALUE! | #VALUE! | #VALUE! | #VALUE! | #VALUE! |  |  | #VALUE! | #VALUE! | #VALUE! | #VALUE! | #VALUE! |  |  | #VALUE! | #VALUE! | #VALUE! | #VALUE! | #VALUE! | #VALUE! | #VALUE! | #VALUE! |  |  | #VALUE! | #VALUE! | #VALUE! | #VALUE! | #VALUE! |  |  | #VALUE! | #VALUE! | #VALUE! | #VALUE! | #VALUE! | #VALUE! | #VALUE! | #VALUE! | 0 | #REF! | #VALUE! | #VALUE! | #VALUE! | #VALUE! | #VALUE! | #VALUE! | #VALUE! | 0
|  |  |  | 0 | 51 | 0 |  |  | 1 | 1.0842e-19 | 0 | 1.0669e-18 | 1.0669e-18 | 1.0669e-18 | 0 | 0 |  |  |  |  | #VALUE! | #VALUE! | #VALUE! |  |  | #VALUE! | #VALUE! | #VALUE! | #VALUE! | #VALUE! | #VALUE! | #VALUE! | #VALUE! |  |  |  |  | #VALUE! | #VALUE! | #VALUE! |  |  | #VALUE! | #VALUE! | #VALUE! | #VALUE! | #VALUE! | #VALUE! | #VALUE! | #VALUE! |  |  |  |  | #VALUE! | #VALUE! | #VALUE! |  |  | #VALUE! | #VALUE! | #VALUE! | #VALUE! | #VALUE! | #VALUE! | #VALUE! | #VALUE! |  |  |  |  | #VALUE! | #VALUE! | #VALUE! |  |  | #VALUE! | #VALUE! | #VALUE! | #VALUE! | #VALUE! | #VALUE! | #VALUE! | #VALUE! |  |  |  |  | #VALUE! | #VALUE! | #VALUE! |  |  | #VALUE! | #VALUE! | #VALUE! | #VALUE! | #VALUE! | #VALUE! | #VALUE! | #VALUE! |  |  | #VALUE! | #VALUE! | #VALUE! | #VALUE! | #VALUE! |  |  | #VALUE! | #VALUE! | #VALUE! | #VALUE! | #VALUE! | #VALUE! | #VALUE! | #VALUE! |  |  | #VALUE! | #VALUE! | #VALUE! | #VALUE! | #VALUE! |  |  | #VALUE! | #VALUE! | #VALUE! | #VALUE! | #VALUE! | #VALUE! | #VALUE! | #VALUE! | 0 | #REF! | #VALUE! | #VALUE! | #VALUE! | #VALUE! | #VALUE! | #VALUE! | #VALUE! | 0
|  |  |  | 0 | 51 | 0 |  |  | 1 | 1.0842e-19 | 0 | 1.0669e-18 | 1.0669e-18 | 1.0669e-18 | 0 | 0 |  |  |  |  | #VALUE! | #VALUE! | #VALUE! |  |  | #VALUE! | #VALUE! | #VALUE! | #VALUE! | #VALUE! | #VALUE! | #VALUE! | #VALUE! |  |  |  |  | #VALUE! | #VALUE! | #VALUE! |  |  | #VALUE! | #VALUE! | #VALUE! | #VALUE! | #VALUE! | #VALUE! | #VALUE! | #VALUE! |  |  |  |  | #VALUE! | #VALUE! | #VALUE! |  |  | #VALUE! | #VALUE! | #VALUE! | #VALUE! | #VALUE! | #VALUE! | #VALUE! | #VALUE! |  |  |  |  | #VALUE! | #VALUE! | #VALUE! |  |  | #VALUE! | #VALUE! | #VALUE! | #VALUE! | #VALUE! | #VALUE! | #VALUE! | #VALUE! |  |  |  |  | #VALUE! | #VALUE! | #VALUE! |  |  | #VALUE! | #VALUE! | #VALUE! | #VALUE! | #VALUE! | #VALUE! | #VALUE! | #VALUE! |  |  | #VALUE! | #VALUE! | #VALUE! | #VALUE! | #VALUE! |  |  | #VALUE! | #VALUE! | #VALUE! | #VALUE! | #VALUE! | #VALUE! | #VALUE! | #VALUE! |  |  | #VALUE! | #VALUE! | #VALUE! | #VALUE! | #VALUE! |  |  | #VALUE! | #VALUE! | #VALUE! | #VALUE! | #VALUE! | #VALUE! | #VALUE! | #VALUE! | 0 | #REF! | #VALUE! | #VALUE! | #VALUE! | #VALUE! | #VALUE! | #VALUE! | #VALUE! | 0
|  |  |  | 0 | 51 | 0 |  |  | 1 | 1.0842e-19 | 0 | 1.0669e-18 | 1.0669e-18 | 1.0669e-18 | 0 | 0 |  |  |  |  | #VALUE! | #VALUE! | #VALUE! |  |  | #VALUE! | #VALUE! | #VALUE! | #VALUE! | #VALUE! | #VALUE! | #VALUE! | #VALUE! |  |  |  |  | #VALUE! | #VALUE! | #VALUE! |  |  | #VALUE! | #VALUE! | #VALUE! | #VALUE! | #VALUE! | #VALUE! | #VALUE! | #VALUE! |  |  |  |  | #VALUE! | #VALUE! | #VALUE! |  |  | #VALUE! | #VALUE! | #VALUE! | #VALUE! | #VALUE! | #VALUE! | #VALUE! | #VALUE! |  |  |  |  | #VALUE! | #VALUE! | #VALUE! |  |  | #VALUE! | #VALUE! | #VALUE! | #VALUE! | #VALUE! | #VALUE! | #VALUE! | #VALUE! |  |  |  |  | #VALUE! | #VALUE! | #VALUE! |  |  | #VALUE! | #VALUE! | #VALUE! | #VALUE! | #VALUE! | #VALUE! | #VALUE! | #VALUE! |  |  | #VALUE! | #VALUE! | #VALUE! | #VALUE! | #VALUE! |  |  | #VALUE! | #VALUE! | #VALUE! | #VALUE! | #VALUE! | #VALUE! | #VALUE! | #VALUE! |  |  | #VALUE! | #VALUE! | #VALUE! | #VALUE! | #VALUE! |  |  | #VALUE! | #VALUE! | #VALUE! | #VALUE! | #VALUE! | #VALUE! | #VALUE! | #VALUE! | 0 | #REF! | #VALUE! | #VALUE! | #VALUE! | #VALUE! | #VALUE! | #VALUE! | #VALUE! | 0
|  |  |  | 0 | 51 | 0 |  |  | 1 | 1.0842e-19 | 0 | 1.0669e-18 | 1.0669e-18 | 1.0669e-18 | 0 | 0 |  |  |  |  | #VALUE! | #VALUE! | #VALUE! |  |  | #VALUE! | #VALUE! | #VALUE! | #VALUE! | #VALUE! | #VALUE! | #VALUE! | #VALUE! |  |  |  |  | #VALUE! | #VALUE! | #VALUE! |  |  | #VALUE! | #VALUE! | #VALUE! | #VALUE! | #VALUE! | #VALUE! | #VALUE! | #VALUE! |  |  |  |  | #VALUE! | #VALUE! | #VALUE! |  |  | #VALUE! | #VALUE! | #VALUE! | #VALUE! | #VALUE! | #VALUE! | #VALUE! | #VALUE! |  |  |  |  | #VALUE! | #VALUE! | #VALUE! |  |  | #VALUE! | #VALUE! | #VALUE! | #VALUE! | #VALUE! | #VALUE! | #VALUE! | #VALUE! |  |  |  |  | #VALUE! | #VALUE! | #VALUE! |  |  | #VALUE! | #VALUE! | #VALUE! | #VALUE! | #VALUE! | #VALUE! | #VALUE! | #VALUE! |  |  | #VALUE! | #VALUE! | #VALUE! | #VALUE! | #VALUE! |  |  | #VALUE! | #VALUE! | #VALUE! | #VALUE! | #VALUE! | #VALUE! | #VALUE! | #VALUE! |  |  | #VALUE! | #VALUE! | #VALUE! | #VALUE! | #VALUE! |  |  | #VALUE! | #VALUE! | #VALUE! | #VALUE! | #VALUE! | #VALUE! | #VALUE! | #VALUE! | 0 | #REF! | #VALUE! | #VALUE! | #VALUE! | #VALUE! | #VALUE! | #VALUE! | #VALUE! | 0
|  |  |  | 0 | 51 | 0 |  |  | 1 | 1.0842e-19 | 0 | 1.0669e-18 | 1.0669e-18 | 1.0669e-18 | 0 | 0 |  |  |  |  | #VALUE! | #VALUE! | #VALUE! |  |  | #VALUE! | #VALUE! | #VALUE! | #VALUE! | #VALUE! | #VALUE! | #VALUE! | #VALUE! |  |  |  |  | #VALUE! | #VALUE! | #VALUE! |  |  | #VALUE! | #VALUE! | #VALUE! | #VALUE! | #VALUE! | #VALUE! | #VALUE! | #VALUE! |  |  |  |  | #VALUE! | #VALUE! | #VALUE! |  |  | #VALUE! | #VALUE! | #VALUE! | #VALUE! | #VALUE! | #VALUE! | #VALUE! | #VALUE! |  |  |  |  | #VALUE! | #VALUE! | #VALUE! |  |  | #VALUE! | #VALUE! | #VALUE! | #VALUE! | #VALUE! | #VALUE! | #VALUE! | #VALUE! |  |  |  |  | #VALUE! | #VALUE! | #VALUE! |  |  | #VALUE! | #VALUE! | #VALUE! | #VALUE! | #VALUE! | #VALUE! | #VALUE! | #VALUE! |  |  | #VALUE! | #VALUE! | #VALUE! | #VALUE! | #VALUE! |  |  | #VALUE! | #VALUE! | #VALUE! | #VALUE! | #VALUE! | #VALUE! | #VALUE! | #VALUE! |  |  | #VALUE! | #VALUE! | #VALUE! | #VALUE! | #VALUE! |  |  | #VALUE! | #VALUE! | #VALUE! | #VALUE! | #VALUE! | #VALUE! | #VALUE! | #VALUE! | 0 | #REF! | #VALUE! | #VALUE! | #VALUE! | #VALUE! | #VALUE! | #VALUE! | #VALUE! | 0
|  |  |  | 0 | 51 | 0 |  |  | 1 | 1.0842e-19 | 0 | 1.0669e-18 | 1.0669e-18 | 1.0669e-18 | 0 | 0 |  |  |  |  | #VALUE! | #VALUE! | #VALUE! |  |  | #VALUE! | #VALUE! | #VALUE! | #VALUE! | #VALUE! | #VALUE! | #VALUE! | #VALUE! |  |  |  |  | #VALUE! | #VALUE! | #VALUE! |  |  | #VALUE! | #VALUE! | #VALUE! | #VALUE! | #VALUE! | #VALUE! | #VALUE! | #VALUE! |  |  |  |  | #VALUE! | #VALUE! | #VALUE! |  |  | #VALUE! | #VALUE! | #VALUE! | #VALUE! | #VALUE! | #VALUE! | #VALUE! | #VALUE! |  |  |  |  | #VALUE! | #VALUE! | #VALUE! |  |  | #VALUE! | #VALUE! | #VALUE! | #VALUE! | #VALUE! | #VALUE! | #VALUE! | #VALUE! |  |  |  |  | #VALUE! | #VALUE! | #VALUE! |  |  | #VALUE! | #VALUE! | #VALUE! | #VALUE! | #VALUE! | #VALUE! | #VALUE! | #VALUE! |  |  | #VALUE! | #VALUE! | #VALUE! | #VALUE! | #VALUE! |  |  | #VALUE! | #VALUE! | #VALUE! | #VALUE! | #VALUE! | #VALUE! | #VALUE! | #VALUE! |  |  | #VALUE! | #VALUE! | #VALUE! | #VALUE! | #VALUE! |  |  | #VALUE! | #VALUE! | #VALUE! | #VALUE! | #VALUE! | #VALUE! | #VALUE! | #VALUE! | 0 | #REF! | #VALUE! | #VALUE! | #VALUE! | #VALUE! | #VALUE! | #VALUE! | #VALUE! | 0
|  |  |  | 0 | 51 | 0 |  |  | 1 | 1.0842e-19 | 0 | 1.0669e-18 | 1.0669e-18 | 1.0669e-18 | 0 | 0 |  |  |  |  | #VALUE! | #VALUE! | #VALUE! |  |  | #VALUE! | #VALUE! | #VALUE! | #VALUE! | #VALUE! | #VALUE! | #VALUE! | #VALUE! |  |  |  |  | #VALUE! | #VALUE! | #VALUE! |  |  | #VALUE! | #VALUE! | #VALUE! | #VALUE! | #VALUE! | #VALUE! | #VALUE! | #VALUE! |  |  |  |  | #VALUE! | #VALUE! | #VALUE! |  |  | #VALUE! | #VALUE! | #VALUE! | #VALUE! | #VALUE! | #VALUE! | #VALUE! | #VALUE! |  |  |  |  | #VALUE! | #VALUE! | #VALUE! |  |  | #VALUE! | #VALUE! | #VALUE! | #VALUE! | #VALUE! | #VALUE! | #VALUE! | #VALUE! |  |  |  |  | #VALUE! | #VALUE! | #VALUE! |  |  | #VALUE! | #VALUE! | #VALUE! | #VALUE! | #VALUE! | #VALUE! | #VALUE! | #VALUE! |  |  | #VALUE! | #VALUE! | #VALUE! | #VALUE! | #VALUE! |  |  | #VALUE! | #VALUE! | #VALUE! | #VALUE! | #VALUE! | #VALUE! | #VALUE! | #VALUE! |  |  | #VALUE! | #VALUE! | #VALUE! | #VALUE! | #VALUE! |  |  | #VALUE! | #VALUE! | #VALUE! | #VALUE! | #VALUE! | #VALUE! | #VALUE! | #VALUE! | 0 | #REF! | #VALUE! | #VALUE! | #VALUE! | #VALUE! | #VALUE! | #VALUE! | #VALUE! | 0
|  |  |  | 0 | 51 | 0 |  |  | 1 | 1.0842e-19 | 0 | 1.0669e-18 | 1.0669e-18 | 1.0669e-18 | 0 | 0 |  |  |  |  | #VALUE! | #VALUE! | #VALUE! |  |  | #VALUE! | #VALUE! | #VALUE! | #VALUE! | #VALUE! | #VALUE! | #VALUE! | #VALUE! |  |  |  |  | #VALUE! | #VALUE! | #VALUE! |  |  | #VALUE! | #VALUE! | #VALUE! | #VALUE! | #VALUE! | #VALUE! | #VALUE! | #VALUE! |  |  |  |  | #VALUE! | #VALUE! | #VALUE! |  |  | #VALUE! | #VALUE! | #VALUE! | #VALUE! | #VALUE! | #VALUE! | #VALUE! | #VALUE! |  |  |  |  | #VALUE! | #VALUE! | #VALUE! |  |  | #VALUE! | #VALUE! | #VALUE! | #VALUE! | #VALUE! | #VALUE! | #VALUE! | #VALUE! |  |  |  |  | #VALUE! | #VALUE! | #VALUE! |  |  | #VALUE! | #VALUE! | #VALUE! | #VALUE! | #VALUE! | #VALUE! | #VALUE! | #VALUE! |  |  | #VALUE! | #VALUE! | #VALUE! | #VALUE! | #VALUE! |  |  | #VALUE! | #VALUE! | #VALUE! | #VALUE! | #VALUE! | #VALUE! | #VALUE! | #VALUE! |  |  | #VALUE! | #VALUE! | #VALUE! | #VALUE! | #VALUE! |  |  | #VALUE! | #VALUE! | #VALUE! | #VALUE! | #VALUE! | #VALUE! | #VALUE! | #VALUE! | 0 | #REF! | #VALUE! | #VALUE! | #VALUE! | #VALUE! | #VALUE! | #VALUE! | #VALUE! | 0
|  |  |  | 0 | 51 | 0 |  |  | 1 | 1.0842e-19 | 0 | 1.0669e-18 | 1.0669e-18 | 1.0669e-18 | 0 | 0 |  |  |  |  | #VALUE! | #VALUE! | #VALUE! |  |  | #VALUE! | #VALUE! | #VALUE! | #VALUE! | #VALUE! | #VALUE! | #VALUE! | #VALUE! |  |  |  |  | #VALUE! | #VALUE! | #VALUE! |  |  | #VALUE! | #VALUE! | #VALUE! | #VALUE! | #VALUE! | #VALUE! | #VALUE! | #VALUE! |  |  |  |  | #VALUE! | #VALUE! | #VALUE! |  |  | #VALUE! | #VALUE! | #VALUE! | #VALUE! | #VALUE! | #VALUE! | #VALUE! | #VALUE! |  |  |  |  | #VALUE! | #VALUE! | #VALUE! |  |  | #VALUE! | #VALUE! | #VALUE! | #VALUE! | #VALUE! | #VALUE! | #VALUE! | #VALUE! |  |  |  |  | #VALUE! | #VALUE! | #VALUE! |  |  | #VALUE! | #VALUE! | #VALUE! | #VALUE! | #VALUE! | #VALUE! | #VALUE! | #VALUE! |  |  | #VALUE! | #VALUE! | #VALUE! | #VALUE! | #VALUE! |  |  | #VALUE! | #VALUE! | #VALUE! | #VALUE! | #VALUE! | #VALUE! | #VALUE! | #VALUE! |  |  | #VALUE! | #VALUE! | #VALUE! | #VALUE! | #VALUE! |  |  | #VALUE! | #VALUE! | #VALUE! | #VALUE! | #VALUE! | #VALUE! | #VALUE! | #VALUE! | 0 | #REF! | #VALUE! | #VALUE! | #VALUE! | #VALUE! | #VALUE! | #VALUE! | #VALUE! | 0
|  |  |  | 0 | 51 | 0 |  |  | 1 | 1.0842e-19 | 0 | 1.0669e-18 | 1.0669e-18 | 1.0669e-18 | 0 | 0 |  |  |  |  | #VALUE! | #VALUE! | #VALUE! |  |  | #VALUE! | #VALUE! | #VALUE! | #VALUE! | #VALUE! | #VALUE! | #VALUE! | #VALUE! |  |  |  |  | #VALUE! | #VALUE! | #VALUE! |  |  | #VALUE! | #VALUE! | #VALUE! | #VALUE! | #VALUE! | #VALUE! | #VALUE! | #VALUE! |  |  |  |  | #VALUE! | #VALUE! | #VALUE! |  |  | #VALUE! | #VALUE! | #VALUE! | #VALUE! | #VALUE! | #VALUE! | #VALUE! | #VALUE! |  |  |  |  | #VALUE! | #VALUE! | #VALUE! |  |  | #VALUE! | #VALUE! | #VALUE! | #VALUE! | #VALUE! | #VALUE! | #VALUE! | #VALUE! |  |  |  |  | #VALUE! | #VALUE! | #VALUE! |  |  | #VALUE! | #VALUE! | #VALUE! | #VALUE! | #VALUE! | #VALUE! | #VALUE! | #VALUE! |  |  | #VALUE! | #VALUE! | #VALUE! | #VALUE! | #VALUE! |  |  | #VALUE! | #VALUE! | #VALUE! | #VALUE! | #VALUE! | #VALUE! | #VALUE! | #VALUE! |  |  | #VALUE! | #VALUE! | #VALUE! | #VALUE! | #VALUE! |  |  | #VALUE! | #VALUE! | #VALUE! | #VALUE! | #VALUE! | #VALUE! | #VALUE! | #VALUE! | 0 | #REF! | #VALUE! | #VALUE! | #VALUE! | #VALUE! | #VALUE! | #VALUE! | #VALUE! | 0
|  |  |  | 0 | 51 | 0 |  |  | 1 | 1.0842e-19 | 0 | 1.0669e-18 | 1.0669e-18 | 1.0669e-18 | 0 | 0 |  |  |  |  | #VALUE! | #VALUE! | #VALUE! |  |  | #VALUE! | #VALUE! | #VALUE! | #VALUE! | #VALUE! | #VALUE! | #VALUE! | #VALUE! |  |  |  |  | #VALUE! | #VALUE! | #VALUE! |  |  | #VALUE! | #VALUE! | #VALUE! | #VALUE! | #VALUE! | #VALUE! | #VALUE! | #VALUE! |  |  |  |  | #VALUE! | #VALUE! | #VALUE! |  |  | #VALUE! | #VALUE! | #VALUE! | #VALUE! | #VALUE! | #VALUE! | #VALUE! | #VALUE! |  |  |  |  | #VALUE! | #VALUE! | #VALUE! |  |  | #VALUE! | #VALUE! | #VALUE! | #VALUE! | #VALUE! | #VALUE! | #VALUE! | #VALUE! |  |  |  |  | #VALUE! | #VALUE! | #VALUE! |  |  | #VALUE! | #VALUE! | #VALUE! | #VALUE! | #VALUE! | #VALUE! | #VALUE! | #VALUE! |  |  | #VALUE! | #VALUE! | #VALUE! | #VALUE! | #VALUE! |  |  | #VALUE! | #VALUE! | #VALUE! | #VALUE! | #VALUE! | #VALUE! | #VALUE! | #VALUE! |  |  | #VALUE! | #VALUE! | #VALUE! | #VALUE! | #VALUE! |  |  | #VALUE! | #VALUE! | #VALUE! | #VALUE! | #VALUE! | #VALUE! | #VALUE! | #VALUE! | 0 | #REF! | #VALUE! | #VALUE! | #VALUE! | #VALUE! | #VALUE! | #VALUE! | #VALUE! | 0
|  |  |  | 0 | 51 | 0 |  |  | 1 | 1.0842e-19 | 0 | 1.0669e-18 | 1.0669e-18 | 1.0669e-18 | 0 | 0 |  |  |  |  | #VALUE! | #VALUE! | #VALUE! |  |  | #VALUE! | #VALUE! | #VALUE! | #VALUE! | #VALUE! | #VALUE! | #VALUE! | #VALUE! |  |  |  |  | #VALUE! | #VALUE! | #VALUE! |  |  | #VALUE! | #VALUE! | #VALUE! | #VALUE! | #VALUE! | #VALUE! | #VALUE! | #VALUE! |  |  |  |  | #VALUE! | #VALUE! | #VALUE! |  |  | #VALUE! | #VALUE! | #VALUE! | #VALUE! | #VALUE! | #VALUE! | #VALUE! | #VALUE! |  |  |  |  | #VALUE! | #VALUE! | #VALUE! |  |  | #VALUE! | #VALUE! | #VALUE! | #VALUE! | #VALUE! | #VALUE! | #VALUE! | #VALUE! |  |  |  |  | #VALUE! | #VALUE! | #VALUE! |  |  | #VALUE! | #VALUE! | #VALUE! | #VALUE! | #VALUE! | #VALUE! | #VALUE! | #VALUE! |  |  | #VALUE! | #VALUE! | #VALUE! | #VALUE! | #VALUE! |  |  | #VALUE! | #VALUE! | #VALUE! | #VALUE! | #VALUE! | #VALUE! | #VALUE! | #VALUE! |  |  | #VALUE! | #VALUE! | #VALUE! | #VALUE! | #VALUE! |  |  | #VALUE! | #VALUE! | #VALUE! | #VALUE! | #VALUE! | #VALUE! | #VALUE! | #VALUE! | 0 | #REF! | #VALUE! | #VALUE! | #VALUE! | #VALUE! | #VALUE! | #VALUE! | #VALUE! | 0
|  |  |  | 0 | 51 | 0 |  |  | 1 | 1.0842e-19 | 0 | 1.0669e-18 | 1.0669e-18 | 1.0669e-18 | 0 | 0 |  |  |  |  | #VALUE! | #VALUE! | #VALUE! |  |  | #VALUE! | #VALUE! | #VALUE! | #VALUE! | #VALUE! | #VALUE! | #VALUE! | #VALUE! |  |  |  |  | #VALUE! | #VALUE! | #VALUE! |  |  | #VALUE! | #VALUE! | #VALUE! | #VALUE! | #VALUE! | #VALUE! | #VALUE! | #VALUE! |  |  |  |  | #VALUE! | #VALUE! | #VALUE! |  |  | #VALUE! | #VALUE! | #VALUE! | #VALUE! | #VALUE! | #VALUE! | #VALUE! | #VALUE! |  |  |  |  | #VALUE! | #VALUE! | #VALUE! |  |  | #VALUE! | #VALUE! | #VALUE! | #VALUE! | #VALUE! | #VALUE! | #VALUE! | #VALUE! |  |  |  |  | #VALUE! | #VALUE! | #VALUE! |  |  | #VALUE! | #VALUE! | #VALUE! | #VALUE! | #VALUE! | #VALUE! | #VALUE! | #VALUE! |  |  | #VALUE! | #VALUE! | #VALUE! | #VALUE! | #VALUE! |  |  | #VALUE! | #VALUE! | #VALUE! | #VALUE! | #VALUE! | #VALUE! | #VALUE! | #VALUE! |  |  | #VALUE! | #VALUE! | #VALUE! | #VALUE! | #VALUE! |  |  | #VALUE! | #VALUE! | #VALUE! | #VALUE! | #VALUE! | #VALUE! | #VALUE! | #VALUE! | 0 | #REF! | #VALUE! | #VALUE! | #VALUE! | #VALUE! | #VALUE! | #VALUE! | #VALUE! | 0
|  |  |  | 0 | 51 | 0 |  |  | 1 | 1.0842e-19 | 0 | 1.0669e-18 | 1.0669e-18 | 1.0669e-18 | 0 | 0 |  |  |  |  | #VALUE! | #VALUE! | #VALUE! |  |  | #VALUE! | #VALUE! | #VALUE! | #VALUE! | #VALUE! | #VALUE! | #VALUE! | #VALUE! |  |  |  |  | #VALUE! | #VALUE! | #VALUE! |  |  | #VALUE! | #VALUE! | #VALUE! | #VALUE! | #VALUE! | #VALUE! | #VALUE! | #VALUE! |  |  |  |  | #VALUE! | #VALUE! | #VALUE! |  |  | #VALUE! | #VALUE! | #VALUE! | #VALUE! | #VALUE! | #VALUE! | #VALUE! | #VALUE! |  |  |  |  | #VALUE! | #VALUE! | #VALUE! |  |  | #VALUE! | #VALUE! | #VALUE! | #VALUE! | #VALUE! | #VALUE! | #VALUE! | #VALUE! |  |  |  |  | #VALUE! | #VALUE! | #VALUE! |  |  | #VALUE! | #VALUE! | #VALUE! | #VALUE! | #VALUE! | #VALUE! | #VALUE! | #VALUE! |  |  | #VALUE! | #VALUE! | #VALUE! | #VALUE! | #VALUE! |  |  | #VALUE! | #VALUE! | #VALUE! | #VALUE! | #VALUE! | #VALUE! | #VALUE! | #VALUE! |  |  | #VALUE! | #VALUE! | #VALUE! | #VALUE! | #VALUE! |  |  | #VALUE! | #VALUE! | #VALUE! | #VALUE! | #VALUE! | #VALUE! | #VALUE! | #VALUE! | 0 | #REF! | #VALUE! | #VALUE! | #VALUE! | #VALUE! | #VALUE! | #VALUE! | #VALUE! | 0
|  |  |  | 0 | 51 | 0 |  |  | 1 | 1.0842e-19 | 0 | 1.0669e-18 | 1.0669e-18 | 1.0669e-18 | 0 | 0 |  |  |  |  | #VALUE! | #VALUE! | #VALUE! |  |  | #VALUE! | #VALUE! | #VALUE! | #VALUE! | #VALUE! | #VALUE! | #VALUE! | #VALUE! |  |  |  |  | #VALUE! | #VALUE! | #VALUE! |  |  | #VALUE! | #VALUE! | #VALUE! | #VALUE! | #VALUE! | #VALUE! | #VALUE! | #VALUE! |  |  |  |  | #VALUE! | #VALUE! | #VALUE! |  |  | #VALUE! | #VALUE! | #VALUE! | #VALUE! | #VALUE! | #VALUE! | #VALUE! | #VALUE! |  |  |  |  | #VALUE! | #VALUE! | #VALUE! |  |  | #VALUE! | #VALUE! | #VALUE! | #VALUE! | #VALUE! | #VALUE! | #VALUE! | #VALUE! |  |  |  |  | #VALUE! | #VALUE! | #VALUE! |  |  | #VALUE! | #VALUE! | #VALUE! | #VALUE! | #VALUE! | #VALUE! | #VALUE! | #VALUE! |  |  | #VALUE! | #VALUE! | #VALUE! | #VALUE! | #VALUE! |  |  | #VALUE! | #VALUE! | #VALUE! | #VALUE! | #VALUE! | #VALUE! | #VALUE! | #VALUE! |  |  | #VALUE! | #VALUE! | #VALUE! | #VALUE! | #VALUE! |  |  | #VALUE! | #VALUE! | #VALUE! | #VALUE! | #VALUE! | #VALUE! | #VALUE! | #VALUE! | 0 | #REF! | #VALUE! | #VALUE! | #VALUE! | #VALUE! | #VALUE! | #VALUE! | #VALUE! | 0
|  |  |  | 0 | 51 | 0 |  |  | 1 | 1.0842e-19 | 0 | 1.0669e-18 | 1.0669e-18 | 1.0669e-18 | 0 | 0 |  |  |  |  | #VALUE! | #VALUE! | #VALUE! |  |  | #VALUE! | #VALUE! | #VALUE! | #VALUE! | #VALUE! | #VALUE! | #VALUE! | #VALUE! |  |  |  |  | #VALUE! | #VALUE! | #VALUE! |  |  | #VALUE! | #VALUE! | #VALUE! | #VALUE! | #VALUE! | #VALUE! | #VALUE! | #VALUE! |  |  |  |  | #VALUE! | #VALUE! | #VALUE! |  |  | #VALUE! | #VALUE! | #VALUE! | #VALUE! | #VALUE! | #VALUE! | #VALUE! | #VALUE! |  |  |  |  | #VALUE! | #VALUE! | #VALUE! |  |  | #VALUE! | #VALUE! | #VALUE! | #VALUE! | #VALUE! | #VALUE! | #VALUE! | #VALUE! |  |  |  |  | #VALUE! | #VALUE! | #VALUE! |  |  | #VALUE! | #VALUE! | #VALUE! | #VALUE! | #VALUE! | #VALUE! | #VALUE! | #VALUE! |  |  | #VALUE! | #VALUE! | #VALUE! | #VALUE! | #VALUE! |  |  | #VALUE! | #VALUE! | #VALUE! | #VALUE! | #VALUE! | #VALUE! | #VALUE! | #VALUE! |  |  | #VALUE! | #VALUE! | #VALUE! | #VALUE! | #VALUE! |  |  | #VALUE! | #VALUE! | #VALUE! | #VALUE! | #VALUE! | #VALUE! | #VALUE! | #VALUE! | 0 | #REF! | #VALUE! | #VALUE! | #VALUE! | #VALUE! | #VALUE! | #VALUE! | #VALUE! | 0
|  |  |  | 0 | 51 | 0 |  |  | 1 | 1.0842e-19 | 0 | 1.0669e-18 | 1.0669e-18 | 1.0669e-18 | 0 | 0 |  |  |  |  | #VALUE! | #VALUE! | #VALUE! |  |  | #VALUE! | #VALUE! | #VALUE! | #VALUE! | #VALUE! | #VALUE! | #VALUE! | #VALUE! |  |  |  |  | #VALUE! | #VALUE! | #VALUE! |  |  | #VALUE! | #VALUE! | #VALUE! | #VALUE! | #VALUE! | #VALUE! | #VALUE! | #VALUE! |  |  |  |  | #VALUE! | #VALUE! | #VALUE! |  |  | #VALUE! | #VALUE! | #VALUE! | #VALUE! | #VALUE! | #VALUE! | #VALUE! | #VALUE! |  |  |  |  | #VALUE! | #VALUE! | #VALUE! |  |  | #VALUE! | #VALUE! | #VALUE! | #VALUE! | #VALUE! | #VALUE! | #VALUE! | #VALUE! |  |  |  |  | #VALUE! | #VALUE! | #VALUE! |  |  | #VALUE! | #VALUE! | #VALUE! | #VALUE! | #VALUE! | #VALUE! | #VALUE! | #VALUE! |  |  | #VALUE! | #VALUE! | #VALUE! | #VALUE! | #VALUE! |  |  | #VALUE! | #VALUE! | #VALUE! | #VALUE! | #VALUE! | #VALUE! | #VALUE! | #VALUE! |  |  | #VALUE! | #VALUE! | #VALUE! | #VALUE! | #VALUE! |  |  | #VALUE! | #VALUE! | #VALUE! | #VALUE! | #VALUE! | #VALUE! | #VALUE! | #VALUE! | 0 | #REF! | #VALUE! | #VALUE! | #VALUE! | #VALUE! | #VALUE! | #VALUE! | #VALUE! | 0
|  |  |  | 0 | 51 | 0 |  |  | 1 | 1.0842e-19 | 0 | 1.0669e-18 | 1.0669e-18 | 1.0669e-18 | 0 | 0 |  |  |  |  | #VALUE! | #VALUE! | #VALUE! |  |  | #VALUE! | #VALUE! | #VALUE! | #VALUE! | #VALUE! | #VALUE! | #VALUE! | #VALUE! |  |  |  |  | #VALUE! | #VALUE! | #VALUE! |  |  | #VALUE! | #VALUE! | #VALUE! | #VALUE! | #VALUE! | #VALUE! | #VALUE! | #VALUE! |  |  |  |  | #VALUE! | #VALUE! | #VALUE! |  |  | #VALUE! | #VALUE! | #VALUE! | #VALUE! | #VALUE! | #VALUE! | #VALUE! | #VALUE! |  |  |  |  | #VALUE! | #VALUE! | #VALUE! |  |  | #VALUE! | #VALUE! | #VALUE! | #VALUE! | #VALUE! | #VALUE! | #VALUE! | #VALUE! |  |  |  |  | #VALUE! | #VALUE! | #VALUE! |  |  | #VALUE! | #VALUE! | #VALUE! | #VALUE! | #VALUE! | #VALUE! | #VALUE! | #VALUE! |  |  | #VALUE! | #VALUE! | #VALUE! | #VALUE! | #VALUE! |  |  | #VALUE! | #VALUE! | #VALUE! | #VALUE! | #VALUE! | #VALUE! | #VALUE! | #VALUE! |  |  | #VALUE! | #VALUE! | #VALUE! | #VALUE! | #VALUE! |  |  | #VALUE! | #VALUE! | #VALUE! | #VALUE! | #VALUE! | #VALUE! | #VALUE! | #VALUE! | 0 | #REF! | #VALUE! | #VALUE! | #VALUE! | #VALUE! | #VALUE! | #VALUE! | #VALUE! | 0
|  |  |  | 0 | 51 | 0 |  |  | 1 | 1.0842e-19 | 0 | 1.0669e-18 | 1.0669e-18 | 1.0669e-18 | 0 | 0 |  |  |  |  | #VALUE! | #VALUE! | #VALUE! |  |  | #VALUE! | #VALUE! | #VALUE! | #VALUE! | #VALUE! | #VALUE! | #VALUE! | #VALUE! |  |  |  |  | #VALUE! | #VALUE! | #VALUE! |  |  | #VALUE! | #VALUE! | #VALUE! | #VALUE! | #VALUE! | #VALUE! | #VALUE! | #VALUE! |  |  |  |  | #VALUE! | #VALUE! | #VALUE! |  |  | #VALUE! | #VALUE! | #VALUE! | #VALUE! | #VALUE! | #VALUE! | #VALUE! | #VALUE! |  |  |  |  | #VALUE! | #VALUE! | #VALUE! |  |  | #VALUE! | #VALUE! | #VALUE! | #VALUE! | #VALUE! | #VALUE! | #VALUE! | #VALUE! |  |  |  |  | #VALUE! | #VALUE! | #VALUE! |  |  | #VALUE! | #VALUE! | #VALUE! | #VALUE! | #VALUE! | #VALUE! | #VALUE! | #VALUE! |  |  | #VALUE! | #VALUE! | #VALUE! | #VALUE! | #VALUE! |  |  | #VALUE! | #VALUE! | #VALUE! | #VALUE! | #VALUE! | #VALUE! | #VALUE! | #VALUE! |  |  | #VALUE! | #VALUE! | #VALUE! | #VALUE! | #VALUE! |  |  | #VALUE! | #VALUE! | #VALUE! | #VALUE! | #VALUE! | #VALUE! | #VALUE! | #VALUE! | 0 | #REF! | #VALUE! | #VALUE! | #VALUE! | #VALUE! | #VALUE! | #VALUE! | #VALUE! | 0
|  |  |  | 0 | 51 | 0 |  |  | 1 | 1.0842e-19 | 0 | 1.0669e-18 | 1.0669e-18 | 1.0669e-18 | 0 | 0 |  |  |  |  | #VALUE! | #VALUE! | #VALUE! |  |  | #VALUE! | #VALUE! | #VALUE! | #VALUE! | #VALUE! | #VALUE! | #VALUE! | #VALUE! |  |  |  |  | #VALUE! | #VALUE! | #VALUE! |  |  | #VALUE! | #VALUE! | #VALUE! | #VALUE! | #VALUE! | #VALUE! | #VALUE! | #VALUE! |  |  |  |  | #VALUE! | #VALUE! | #VALUE! |  |  | #VALUE! | #VALUE! | #VALUE! | #VALUE! | #VALUE! | #VALUE! | #VALUE! | #VALUE! |  |  |  |  | #VALUE! | #VALUE! | #VALUE! |  |  | #VALUE! | #VALUE! | #VALUE! | #VALUE! | #VALUE! | #VALUE! | #VALUE! | #VALUE! |  |  |  |  | #VALUE! | #VALUE! | #VALUE! |  |  | #VALUE! | #VALUE! | #VALUE! | #VALUE! | #VALUE! | #VALUE! | #VALUE! | #VALUE! |  |  | #VALUE! | #VALUE! | #VALUE! | #VALUE! | #VALUE! |  |  | #VALUE! | #VALUE! | #VALUE! | #VALUE! | #VALUE! | #VALUE! | #VALUE! | #VALUE! |  |  | #VALUE! | #VALUE! | #VALUE! | #VALUE! | #VALUE! |  |  | #VALUE! | #VALUE! | #VALUE! | #VALUE! | #VALUE! | #VALUE! | #VALUE! | #VALUE! | 0 | #REF! | #VALUE! | #VALUE! | #VALUE! | #VALUE! | #VALUE! | #VALUE! | #VALUE! | 0
|  |  |  | 0 | 51 | 0 |  |  | 1 | 1.0842e-19 | 0 | 1.0669e-18 | 1.0669e-18 | 1.0669e-18 | 0 | 0 |  |  |  |  | #VALUE! | #VALUE! | #VALUE! |  |  | #VALUE! | #VALUE! | #VALUE! | #VALUE! | #VALUE! | #VALUE! | #VALUE! | #VALUE! |  |  |  |  | #VALUE! | #VALUE! | #VALUE! |  |  | #VALUE! | #VALUE! | #VALUE! | #VALUE! | #VALUE! | #VALUE! | #VALUE! | #VALUE! |  |  |  |  | #VALUE! | #VALUE! | #VALUE! |  |  | #VALUE! | #VALUE! | #VALUE! | #VALUE! | #VALUE! | #VALUE! | #VALUE! | #VALUE! |  |  |  |  | #VALUE! | #VALUE! | #VALUE! |  |  | #VALUE! | #VALUE! | #VALUE! | #VALUE! | #VALUE! | #VALUE! | #VALUE! | #VALUE! |  |  |  |  | #VALUE! | #VALUE! | #VALUE! |  |  | #VALUE! | #VALUE! | #VALUE! | #VALUE! | #VALUE! | #VALUE! | #VALUE! | #VALUE! |  |  | #VALUE! | #VALUE! | #VALUE! | #VALUE! | #VALUE! |  |  | #VALUE! | #VALUE! | #VALUE! | #VALUE! | #VALUE! | #VALUE! | #VALUE! | #VALUE! |  |  | #VALUE! | #VALUE! | #VALUE! | #VALUE! | #VALUE! |  |  | #VALUE! | #VALUE! | #VALUE! | #VALUE! | #VALUE! | #VALUE! | #VALUE! | #VALUE! | 0 | #REF! | #VALUE! | #VALUE! | #VALUE! | #VALUE! | #VALUE! | #VALUE! | #VALUE! | 0
|  |  |  | 0 | 51 | 0 |  |  | 1 | 1.0842e-19 | 0 | 1.0669e-18 | 1.0669e-18 | 1.0669e-18 | 0 | 0 |  |  |  |  | #VALUE! | #VALUE! | #VALUE! |  |  | #VALUE! | #VALUE! | #VALUE! | #VALUE! | #VALUE! | #VALUE! | #VALUE! | #VALUE! |  |  |  |  | #VALUE! | #VALUE! | #VALUE! |  |  | #VALUE! | #VALUE! | #VALUE! | #VALUE! | #VALUE! | #VALUE! | #VALUE! | #VALUE! |  |  |  |  | #VALUE! | #VALUE! | #VALUE! |  |  | #VALUE! | #VALUE! | #VALUE! | #VALUE! | #VALUE! | #VALUE! | #VALUE! | #VALUE! |  |  |  |  | #VALUE! | #VALUE! | #VALUE! |  |  | #VALUE! | #VALUE! | #VALUE! | #VALUE! | #VALUE! | #VALUE! | #VALUE! | #VALUE! |  |  |  |  | #VALUE! | #VALUE! | #VALUE! |  |  | #VALUE! | #VALUE! | #VALUE! | #VALUE! | #VALUE! | #VALUE! | #VALUE! | #VALUE! |  |  | #VALUE! | #VALUE! | #VALUE! | #VALUE! | #VALUE! |  |  | #VALUE! | #VALUE! | #VALUE! | #VALUE! | #VALUE! | #VALUE! | #VALUE! | #VALUE! |  |  | #VALUE! | #VALUE! | #VALUE! | #VALUE! | #VALUE! |  |  | #VALUE! | #VALUE! | #VALUE! | #VALUE! | #VALUE! | #VALUE! | #VALUE! | #VALUE! | 0 | #REF! | #VALUE! | #VALUE! | #VALUE! | #VALUE! | #VALUE! | #VALUE! | #VALUE! | 0
|  |  |  | 0 | 51 | 0 |  |  | 1 | 1.0842e-19 | 0 | 1.0669e-18 | 1.0669e-18 | 1.0669e-18 | 0 | 0 |  |  |  |  | #VALUE! | #VALUE! | #VALUE! |  |  | #VALUE! | #VALUE! | #VALUE! | #VALUE! | #VALUE! | #VALUE! | #VALUE! | #VALUE! |  |  |  |  | #VALUE! | #VALUE! | #VALUE! |  |  | #VALUE! | #VALUE! | #VALUE! | #VALUE! | #VALUE! | #VALUE! | #VALUE! | #VALUE! |  |  |  |  | #VALUE! | #VALUE! | #VALUE! |  |  | #VALUE! | #VALUE! | #VALUE! | #VALUE! | #VALUE! | #VALUE! | #VALUE! | #VALUE! |  |  |  |  | #VALUE! | #VALUE! | #VALUE! |  |  | #VALUE! | #VALUE! | #VALUE! | #VALUE! | #VALUE! | #VALUE! | #VALUE! | #VALUE! |  |  |  |  | #VALUE! | #VALUE! | #VALUE! |  |  | #VALUE! | #VALUE! | #VALUE! | #VALUE! | #VALUE! | #VALUE! | #VALUE! | #VALUE! |  |  | #VALUE! | #VALUE! | #VALUE! | #VALUE! | #VALUE! |  |  | #VALUE! | #VALUE! | #VALUE! | #VALUE! | #VALUE! | #VALUE! | #VALUE! | #VALUE! |  |  | #VALUE! | #VALUE! | #VALUE! | #VALUE! | #VALUE! |  |  | #VALUE! | #VALUE! | #VALUE! | #VALUE! | #VALUE! | #VALUE! | #VALUE! | #VALUE! | 0 | #REF! | #VALUE! | #VALUE! | #VALUE! | #VALUE! | #VALUE! | #VALUE! | #VALUE! | 0
|  |  |  | 0 | 51 | 0 |  |  | 1 | 1.0842e-19 | 0 | 1.0669e-18 | 1.0669e-18 | 1.0669e-18 | 0 | 0 |  |  |  |  | #VALUE! | #VALUE! | #VALUE! |  |  | #VALUE! | #VALUE! | #VALUE! | #VALUE! | #VALUE! | #VALUE! | #VALUE! | #VALUE! |  |  |  |  | #VALUE! | #VALUE! | #VALUE! |  |  | #VALUE! | #VALUE! | #VALUE! | #VALUE! | #VALUE! | #VALUE! | #VALUE! | #VALUE! |  |  |  |  | #VALUE! | #VALUE! | #VALUE! |  |  | #VALUE! | #VALUE! | #VALUE! | #VALUE! | #VALUE! | #VALUE! | #VALUE! | #VALUE! |  |  |  |  | #VALUE! | #VALUE! | #VALUE! |  |  | #VALUE! | #VALUE! | #VALUE! | #VALUE! | #VALUE! | #VALUE! | #VALUE! | #VALUE! |  |  |  |  | #VALUE! | #VALUE! | #VALUE! |  |  | #VALUE! | #VALUE! | #VALUE! | #VALUE! | #VALUE! | #VALUE! | #VALUE! | #VALUE! |  |  | #VALUE! | #VALUE! | #VALUE! | #VALUE! | #VALUE! |  |  | #VALUE! | #VALUE! | #VALUE! | #VALUE! | #VALUE! | #VALUE! | #VALUE! | #VALUE! |  |  | #VALUE! | #VALUE! | #VALUE! | #VALUE! | #VALUE! |  |  | #VALUE! | #VALUE! | #VALUE! | #VALUE! | #VALUE! | #VALUE! | #VALUE! | #VALUE! | 0 | #REF! | #VALUE! | #VALUE! | #VALUE! | #VALUE! | #VALUE! | #VALUE! | #VALUE! | 0
|  |  |  | 0 | 51 | 0 |  |  | 1 | 1.0842e-19 | 0 | 1.0669e-18 | 1.0669e-18 | 1.0669e-18 | 0 | 0 |  |  |  |  | #VALUE! | #VALUE! | #VALUE! |  |  | #VALUE! | #VALUE! | #VALUE! | #VALUE! | #VALUE! | #VALUE! | #VALUE! | #VALUE! |  |  |  |  | #VALUE! | #VALUE! | #VALUE! |  |  | #VALUE! | #VALUE! | #VALUE! | #VALUE! | #VALUE! | #VALUE! | #VALUE! | #VALUE! |  |  |  |  | #VALUE! | #VALUE! | #VALUE! |  |  | #VALUE! | #VALUE! | #VALUE! | #VALUE! | #VALUE! | #VALUE! | #VALUE! | #VALUE! |  |  |  |  | #VALUE! | #VALUE! | #VALUE! |  |  | #VALUE! | #VALUE! | #VALUE! | #VALUE! | #VALUE! | #VALUE! | #VALUE! | #VALUE! |  |  |  |  | #VALUE! | #VALUE! | #VALUE! |  |  | #VALUE! | #VALUE! | #VALUE! | #VALUE! | #VALUE! | #VALUE! | #VALUE! | #VALUE! |  |  | #VALUE! | #VALUE! | #VALUE! | #VALUE! | #VALUE! |  |  | #VALUE! | #VALUE! | #VALUE! | #VALUE! | #VALUE! | #VALUE! | #VALUE! | #VALUE! |  |  | #VALUE! | #VALUE! | #VALUE! | #VALUE! | #VALUE! |  |  | #VALUE! | #VALUE! | #VALUE! | #VALUE! | #VALUE! | #VALUE! | #VALUE! | #VALUE! | 0 | #REF! | #VALUE! | #VALUE! | #VALUE! | #VALUE! | #VALUE! | #VALUE! | #VALUE! | 0
|  |  |  | 0 | 51 | 0 |  |  | 1 | 1.0842e-19 | 0 | 1.0669e-18 | 1.0669e-18 | 1.0669e-18 | 0 | 0 |  |  |  |  | #VALUE! | #VALUE! | #VALUE! |  |  | #VALUE! | #VALUE! | #VALUE! | #VALUE! | #VALUE! | #VALUE! | #VALUE! | #VALUE! |  |  |  |  | #VALUE! | #VALUE! | #VALUE! |  |  | #VALUE! | #VALUE! | #VALUE! | #VALUE! | #VALUE! | #VALUE! | #VALUE! | #VALUE! |  |  |  |  | #VALUE! | #VALUE! | #VALUE! |  |  | #VALUE! | #VALUE! | #VALUE! | #VALUE! | #VALUE! | #VALUE! | #VALUE! | #VALUE! |  |  |  |  | #VALUE! | #VALUE! | #VALUE! |  |  | #VALUE! | #VALUE! | #VALUE! | #VALUE! | #VALUE! | #VALUE! | #VALUE! | #VALUE! |  |  |  |  | #VALUE! | #VALUE! | #VALUE! |  |  | #VALUE! | #VALUE! | #VALUE! | #VALUE! | #VALUE! | #VALUE! | #VALUE! | #VALUE! |  |  | #VALUE! | #VALUE! | #VALUE! | #VALUE! | #VALUE! |  |  | #VALUE! | #VALUE! | #VALUE! | #VALUE! | #VALUE! | #VALUE! | #VALUE! | #VALUE! |  |  | #VALUE! | #VALUE! | #VALUE! | #VALUE! | #VALUE! |  |  | #VALUE! | #VALUE! | #VALUE! | #VALUE! | #VALUE! | #VALUE! | #VALUE! | #VALUE! | 0 | #REF! | #VALUE! | #VALUE! | #VALUE! | #VALUE! | #VALUE! | #VALUE! | #VALUE! | 0
|  |  |  | 0 | 51 | 0 |  |  | 1 | 1.0842e-19 | 0 | 1.0669e-18 | 1.0669e-18 | 1.0669e-18 | 0 | 0 |  |  |  |  | #VALUE! | #VALUE! | #VALUE! |  |  | #VALUE! | #VALUE! | #VALUE! | #VALUE! | #VALUE! | #VALUE! | #VALUE! | #VALUE! |  |  |  |  | #VALUE! | #VALUE! | #VALUE! |  |  | #VALUE! | #VALUE! | #VALUE! | #VALUE! | #VALUE! | #VALUE! | #VALUE! | #VALUE! |  |  |  |  | #VALUE! | #VALUE! | #VALUE! |  |  | #VALUE! | #VALUE! | #VALUE! | #VALUE! | #VALUE! | #VALUE! | #VALUE! | #VALUE! |  |  |  |  | #VALUE! | #VALUE! | #VALUE! |  |  | #VALUE! | #VALUE! | #VALUE! | #VALUE! | #VALUE! | #VALUE! | #VALUE! | #VALUE! |  |  |  |  | #VALUE! | #VALUE! | #VALUE! |  |  | #VALUE! | #VALUE! | #VALUE! | #VALUE! | #VALUE! | #VALUE! | #VALUE! | #VALUE! |  |  | #VALUE! | #VALUE! | #VALUE! | #VALUE! | #VALUE! |  |  | #VALUE! | #VALUE! | #VALUE! | #VALUE! | #VALUE! | #VALUE! | #VALUE! | #VALUE! |  |  | #VALUE! | #VALUE! | #VALUE! | #VALUE! | #VALUE! |  |  | #VALUE! | #VALUE! | #VALUE! | #VALUE! | #VALUE! | #VALUE! | #VALUE! | #VALUE! | 0 | #REF! | #VALUE! | #VALUE! | #VALUE! | #VALUE! | #VALUE! | #VALUE! | #VALUE! | 0
|  |  |  | 0 | 51 | 0 |  |  | 1 | 1.0842e-19 | 0 | 1.0669e-18 | 1.0669e-18 | 1.0669e-18 | 0 | 0 |  |  |  |  | #VALUE! | #VALUE! | #VALUE! |  |  | #VALUE! | #VALUE! | #VALUE! | #VALUE! | #VALUE! | #VALUE! | #VALUE! | #VALUE! |  |  |  |  | #VALUE! | #VALUE! | #VALUE! |  |  | #VALUE! | #VALUE! | #VALUE! | #VALUE! | #VALUE! | #VALUE! | #VALUE! | #VALUE! |  |  |  |  | #VALUE! | #VALUE! | #VALUE! |  |  | #VALUE! | #VALUE! | #VALUE! | #VALUE! | #VALUE! | #VALUE! | #VALUE! | #VALUE! |  |  |  |  | #VALUE! | #VALUE! | #VALUE! |  |  | #VALUE! | #VALUE! | #VALUE! | #VALUE! | #VALUE! | #VALUE! | #VALUE! | #VALUE! |  |  |  |  | #VALUE! | #VALUE! | #VALUE! |  |  | #VALUE! | #VALUE! | #VALUE! | #VALUE! | #VALUE! | #VALUE! | #VALUE! | #VALUE! |  |  | #VALUE! | #VALUE! | #VALUE! | #VALUE! | #VALUE! |  |  | #VALUE! | #VALUE! | #VALUE! | #VALUE! | #VALUE! | #VALUE! | #VALUE! | #VALUE! |  |  | #VALUE! | #VALUE! | #VALUE! | #VALUE! | #VALUE! |  |  | #VALUE! | #VALUE! | #VALUE! | #VALUE! | #VALUE! | #VALUE! | #VALUE! | #VALUE! | 0 | #REF! | #VALUE! | #VALUE! | #VALUE! | #VALUE! | #VALUE! | #VALUE! | #VALUE! | 0
|  |  |  | 0 | 51 | 0 |  |  | 1 | 1.0842e-19 | 0 | 1.0669e-18 | 1.0669e-18 | 1.0669e-18 | 0 | 0 |  |  |  |  | #VALUE! | #VALUE! | #VALUE! |  |  | #VALUE! | #VALUE! | #VALUE! | #VALUE! | #VALUE! | #VALUE! | #VALUE! | #VALUE! |  |  |  |  | #VALUE! | #VALUE! | #VALUE! |  |  | #VALUE! | #VALUE! | #VALUE! | #VALUE! | #VALUE! | #VALUE! | #VALUE! | #VALUE! |  |  |  |  | #VALUE! | #VALUE! | #VALUE! |  |  | #VALUE! | #VALUE! | #VALUE! | #VALUE! | #VALUE! | #VALUE! | #VALUE! | #VALUE! |  |  |  |  | #VALUE! | #VALUE! | #VALUE! |  |  | #VALUE! | #VALUE! | #VALUE! | #VALUE! | #VALUE! | #VALUE! | #VALUE! | #VALUE! |  |  |  |  | #VALUE! | #VALUE! | #VALUE! |  |  | #VALUE! | #VALUE! | #VALUE! | #VALUE! | #VALUE! | #VALUE! | #VALUE! | #VALUE! |  |  | #VALUE! | #VALUE! | #VALUE! | #VALUE! | #VALUE! |  |  | #VALUE! | #VALUE! | #VALUE! | #VALUE! | #VALUE! | #VALUE! | #VALUE! | #VALUE! |  |  | #VALUE! | #VALUE! | #VALUE! | #VALUE! | #VALUE! |  |  | #VALUE! | #VALUE! | #VALUE! | #VALUE! | #VALUE! | #VALUE! | #VALUE! | #VALUE! | 0 | #REF! | #VALUE! | #VALUE! | #VALUE! | #VALUE! | #VALUE! | #VALUE! | #VALUE! | 0
|  |  |  | 0 | 51 | 0 |  |  | 1 | 1.0842e-19 | 0 | 1.0669e-18 | 1.0669e-18 | 1.0669e-18 | 0 | 0 |  |  |  |  | #VALUE! | #VALUE! | #VALUE! |  |  | #VALUE! | #VALUE! | #VALUE! | #VALUE! | #VALUE! | #VALUE! | #VALUE! | #VALUE! |  |  |  |  | #VALUE! | #VALUE! | #VALUE! |  |  | #VALUE! | #VALUE! | #VALUE! | #VALUE! | #VALUE! | #VALUE! | #VALUE! | #VALUE! |  |  |  |  | #VALUE! | #VALUE! | #VALUE! |  |  | #VALUE! | #VALUE! | #VALUE! | #VALUE! | #VALUE! | #VALUE! | #VALUE! | #VALUE! |  |  |  |  | #VALUE! | #VALUE! | #VALUE! |  |  | #VALUE! | #VALUE! | #VALUE! | #VALUE! | #VALUE! | #VALUE! | #VALUE! | #VALUE! |  |  |  |  | #VALUE! | #VALUE! | #VALUE! |  |  | #VALUE! | #VALUE! | #VALUE! | #VALUE! | #VALUE! | #VALUE! | #VALUE! | #VALUE! |  |  | #VALUE! | #VALUE! | #VALUE! | #VALUE! | #VALUE! |  |  | #VALUE! | #VALUE! | #VALUE! | #VALUE! | #VALUE! | #VALUE! | #VALUE! | #VALUE! |  |  | #VALUE! | #VALUE! | #VALUE! | #VALUE! | #VALUE! |  |  | #VALUE! | #VALUE! | #VALUE! | #VALUE! | #VALUE! | #VALUE! | #VALUE! | #VALUE! | 0 | #REF! | #VALUE! | #VALUE! | #VALUE! | #VALUE! | #VALUE! | #VALUE! | #VALUE! | 0
|  |  |  | 0 | 51 | 0 |  |  | 1 | 1.0842e-19 | 0 | 1.0669e-18 | 1.0669e-18 | 1.0669e-18 | 0 | 0 |  |  |  |  | #VALUE! | #VALUE! | #VALUE! |  |  | #VALUE! | #VALUE! | #VALUE! | #VALUE! | #VALUE! | #VALUE! | #VALUE! | #VALUE! |  |  |  |  | #VALUE! | #VALUE! | #VALUE! |  |  | #VALUE! | #VALUE! | #VALUE! | #VALUE! | #VALUE! | #VALUE! | #VALUE! | #VALUE! |  |  |  |  | #VALUE! | #VALUE! | #VALUE! |  |  | #VALUE! | #VALUE! | #VALUE! | #VALUE! | #VALUE! | #VALUE! | #VALUE! | #VALUE! |  |  |  |  | #VALUE! | #VALUE! | #VALUE! |  |  | #VALUE! | #VALUE! | #VALUE! | #VALUE! | #VALUE! | #VALUE! | #VALUE! | #VALUE! |  |  |  |  | #VALUE! | #VALUE! | #VALUE! |  |  | #VALUE! | #VALUE! | #VALUE! | #VALUE! | #VALUE! | #VALUE! | #VALUE! | #VALUE! |  |  | #VALUE! | #VALUE! | #VALUE! | #VALUE! | #VALUE! |  |  | #VALUE! | #VALUE! | #VALUE! | #VALUE! | #VALUE! | #VALUE! | #VALUE! | #VALUE! |  |  | #VALUE! | #VALUE! | #VALUE! | #VALUE! | #VALUE! |  |  | #VALUE! | #VALUE! | #VALUE! | #VALUE! | #VALUE! | #VALUE! | #VALUE! | #VALUE! | 0 | #REF! | #VALUE! | #VALUE! | #VALUE! | #VALUE! | #VALUE! | #VALUE! | #VALUE! | 0
|  |  |  | 0 | 51 | 0 |  |  | 1 | 1.0842e-19 | 0 | 1.0669e-18 | 1.0669e-18 | 1.0669e-18 | 0 | 0 |  |  |  |  | #VALUE! | #VALUE! | #VALUE! |  |  | #VALUE! | #VALUE! | #VALUE! | #VALUE! | #VALUE! | #VALUE! | #VALUE! | #VALUE! |  |  |  |  | #VALUE! | #VALUE! | #VALUE! |  |  | #VALUE! | #VALUE! | #VALUE! | #VALUE! | #VALUE! | #VALUE! | #VALUE! | #VALUE! |  |  |  |  | #VALUE! | #VALUE! | #VALUE! |  |  | #VALUE! | #VALUE! | #VALUE! | #VALUE! | #VALUE! | #VALUE! | #VALUE! | #VALUE! |  |  |  |  | #VALUE! | #VALUE! | #VALUE! |  |  | #VALUE! | #VALUE! | #VALUE! | #VALUE! | #VALUE! | #VALUE! | #VALUE! | #VALUE! |  |  |  |  | #VALUE! | #VALUE! | #VALUE! |  |  | #VALUE! | #VALUE! | #VALUE! | #VALUE! | #VALUE! | #VALUE! | #VALUE! | #VALUE! |  |  | #VALUE! | #VALUE! | #VALUE! | #VALUE! | #VALUE! |  |  | #VALUE! | #VALUE! | #VALUE! | #VALUE! | #VALUE! | #VALUE! | #VALUE! | #VALUE! |  |  | #VALUE! | #VALUE! | #VALUE! | #VALUE! | #VALUE! |  |  | #VALUE! | #VALUE! | #VALUE! | #VALUE! | #VALUE! | #VALUE! | #VALUE! | #VALUE! | 0 | #REF! | #VALUE! | #VALUE! | #VALUE! | #VALUE! | #VALUE! | #VALUE! | #VALUE! | 0
|  |  |  | 0 | 51 | 0 |  |  | 1 | 1.0842e-19 | 0 | 1.0669e-18 | 1.0669e-18 | 1.0669e-18 | 0 | 0 |  |  |  |  | #VALUE! | #VALUE! | #VALUE! |  |  | #VALUE! | #VALUE! | #VALUE! | #VALUE! | #VALUE! | #VALUE! | #VALUE! | #VALUE! |  |  |  |  | #VALUE! | #VALUE! | #VALUE! |  |  | #VALUE! | #VALUE! | #VALUE! | #VALUE! | #VALUE! | #VALUE! | #VALUE! | #VALUE! |  |  |  |  | #VALUE! | #VALUE! | #VALUE! |  |  | #VALUE! | #VALUE! | #VALUE! | #VALUE! | #VALUE! | #VALUE! | #VALUE! | #VALUE! |  |  |  |  | #VALUE! | #VALUE! | #VALUE! |  |  | #VALUE! | #VALUE! | #VALUE! | #VALUE! | #VALUE! | #VALUE! | #VALUE! | #VALUE! |  |  |  |  | #VALUE! | #VALUE! | #VALUE! |  |  | #VALUE! | #VALUE! | #VALUE! | #VALUE! | #VALUE! | #VALUE! | #VALUE! | #VALUE! |  |  | #VALUE! | #VALUE! | #VALUE! | #VALUE! | #VALUE! |  |  | #VALUE! | #VALUE! | #VALUE! | #VALUE! | #VALUE! | #VALUE! | #VALUE! | #VALUE! |  |  | #VALUE! | #VALUE! | #VALUE! | #VALUE! | #VALUE! |  |  | #VALUE! | #VALUE! | #VALUE! | #VALUE! | #VALUE! | #VALUE! | #VALUE! | #VALUE! | 0 | #REF! | #VALUE! | #VALUE! | #VALUE! | #VALUE! | #VALUE! | #VALUE! | #VALUE! | 0
|  |  |  | 0 | 51 | 0 |  |  | 1 | 1.0842e-19 | 0 | 1.0669e-18 | 1.0669e-18 | 1.0669e-18 | 0 | 0 |  |  |  |  | #VALUE! | #VALUE! | #VALUE! |  |  | #VALUE! | #VALUE! | #VALUE! | #VALUE! | #VALUE! | #VALUE! | #VALUE! | #VALUE! |  |  |  |  | #VALUE! | #VALUE! | #VALUE! |  |  | #VALUE! | #VALUE! | #VALUE! | #VALUE! | #VALUE! | #VALUE! | #VALUE! | #VALUE! |  |  |  |  | #VALUE! | #VALUE! | #VALUE! |  |  | #VALUE! | #VALUE! | #VALUE! | #VALUE! | #VALUE! | #VALUE! | #VALUE! | #VALUE! |  |  |  |  | #VALUE! | #VALUE! | #VALUE! |  |  | #VALUE! | #VALUE! | #VALUE! | #VALUE! | #VALUE! | #VALUE! | #VALUE! | #VALUE! |  |  |  |  | #VALUE! | #VALUE! | #VALUE! |  |  | #VALUE! | #VALUE! | #VALUE! | #VALUE! | #VALUE! | #VALUE! | #VALUE! | #VALUE! |  |  | #VALUE! | #VALUE! | #VALUE! | #VALUE! | #VALUE! |  |  | #VALUE! | #VALUE! | #VALUE! | #VALUE! | #VALUE! | #VALUE! | #VALUE! | #VALUE! |  |  | #VALUE! | #VALUE! | #VALUE! | #VALUE! | #VALUE! |  |  | #VALUE! | #VALUE! | #VALUE! | #VALUE! | #VALUE! | #VALUE! | #VALUE! | #VALUE! | 0 | #REF! | #VALUE! | #VALUE! | #VALUE! | #VALUE! | #VALUE! | #VALUE! | #VALUE! | 0
|  |  |  | 0 | 51 | 0 |  |  | 1 | 1.0842e-19 | 0 | 1.0669e-18 | 1.0669e-18 | 1.0669e-18 | 0 | 0 |  |  |  |  | #VALUE! | #VALUE! | #VALUE! |  |  | #VALUE! | #VALUE! | #VALUE! | #VALUE! | #VALUE! | #VALUE! | #VALUE! | #VALUE! |  |  |  |  | #VALUE! | #VALUE! | #VALUE! |  |  | #VALUE! | #VALUE! | #VALUE! | #VALUE! | #VALUE! | #VALUE! | #VALUE! | #VALUE! |  |  |  |  | #VALUE! | #VALUE! | #VALUE! |  |  | #VALUE! | #VALUE! | #VALUE! | #VALUE! | #VALUE! | #VALUE! | #VALUE! | #VALUE! |  |  |  |  | #VALUE! | #VALUE! | #VALUE! |  |  | #VALUE! | #VALUE! | #VALUE! | #VALUE! | #VALUE! | #VALUE! | #VALUE! | #VALUE! |  |  |  |  | #VALUE! | #VALUE! | #VALUE! |  |  | #VALUE! | #VALUE! | #VALUE! | #VALUE! | #VALUE! | #VALUE! | #VALUE! | #VALUE! |  |  | #VALUE! | #VALUE! | #VALUE! | #VALUE! | #VALUE! |  |  | #VALUE! | #VALUE! | #VALUE! | #VALUE! | #VALUE! | #VALUE! | #VALUE! | #VALUE! |  |  | #VALUE! | #VALUE! | #VALUE! | #VALUE! | #VALUE! |  |  | #VALUE! | #VALUE! | #VALUE! | #VALUE! | #VALUE! | #VALUE! | #VALUE! | #VALUE! | 0 | #REF! | #VALUE! | #VALUE! | #VALUE! | #VALUE! | #VALUE! | #VALUE! | #VALUE! | 0
|  |  |  | 0 | 51 | 0 |  |  | 1 | 1.0842e-19 | 0 | 1.0669e-18 | 1.0669e-18 | 1.0669e-18 | 0 | 0 |  |  |  |  | #VALUE! | #VALUE! | #VALUE! |  |  | #VALUE! | #VALUE! | #VALUE! | #VALUE! | #VALUE! | #VALUE! | #VALUE! | #VALUE! |  |  |  |  | #VALUE! | #VALUE! | #VALUE! |  |  | #VALUE! | #VALUE! | #VALUE! | #VALUE! | #VALUE! | #VALUE! | #VALUE! | #VALUE! |  |  |  |  | #VALUE! | #VALUE! | #VALUE! |  |  | #VALUE! | #VALUE! | #VALUE! | #VALUE! | #VALUE! | #VALUE! | #VALUE! | #VALUE! |  |  |  |  | #VALUE! | #VALUE! | #VALUE! |  |  | #VALUE! | #VALUE! | #VALUE! | #VALUE! | #VALUE! | #VALUE! | #VALUE! | #VALUE! |  |  |  |  | #VALUE! | #VALUE! | #VALUE! |  |  | #VALUE! | #VALUE! | #VALUE! | #VALUE! | #VALUE! | #VALUE! | #VALUE! | #VALUE! |  |  | #VALUE! | #VALUE! | #VALUE! | #VALUE! | #VALUE! |  |  | #VALUE! | #VALUE! | #VALUE! | #VALUE! | #VALUE! | #VALUE! | #VALUE! | #VALUE! |  |  | #VALUE! | #VALUE! | #VALUE! | #VALUE! | #VALUE! |  |  | #VALUE! | #VALUE! | #VALUE! | #VALUE! | #VALUE! | #VALUE! | #VALUE! | #VALUE! | 0 | #REF! | #VALUE! | #VALUE! | #VALUE! | #VALUE! | #VALUE! | #VALUE! | #VALUE! | 0
|  |  |  | 0 | 51 | 0 |  |  | 1 | 1.0842e-19 | 0 | 1.0669e-18 | 1.0669e-18 | 1.0669e-18 | 0 | 0 |  |  |  |  | #VALUE! | #VALUE! | #VALUE! |  |  | #VALUE! | #VALUE! | #VALUE! | #VALUE! | #VALUE! | #VALUE! | #VALUE! | #VALUE! |  |  |  |  | #VALUE! | #VALUE! | #VALUE! |  |  | #VALUE! | #VALUE! | #VALUE! | #VALUE! | #VALUE! | #VALUE! | #VALUE! | #VALUE! |  |  |  |  | #VALUE! | #VALUE! | #VALUE! |  |  | #VALUE! | #VALUE! | #VALUE! | #VALUE! | #VALUE! | #VALUE! | #VALUE! | #VALUE! |  |  |  |  | #VALUE! | #VALUE! | #VALUE! |  |  | #VALUE! | #VALUE! | #VALUE! | #VALUE! | #VALUE! | #VALUE! | #VALUE! | #VALUE! |  |  |  |  | #VALUE! | #VALUE! | #VALUE! |  |  | #VALUE! | #VALUE! | #VALUE! | #VALUE! | #VALUE! | #VALUE! | #VALUE! | #VALUE! |  |  | #VALUE! | #VALUE! | #VALUE! | #VALUE! | #VALUE! |  |  | #VALUE! | #VALUE! | #VALUE! | #VALUE! | #VALUE! | #VALUE! | #VALUE! | #VALUE! |  |  | #VALUE! | #VALUE! | #VALUE! | #VALUE! | #VALUE! |  |  | #VALUE! | #VALUE! | #VALUE! | #VALUE! | #VALUE! | #VALUE! | #VALUE! | #VALUE! | 0 | #REF! | #VALUE! | #VALUE! | #VALUE! | #VALUE! | #VALUE! | #VALUE! | #VALUE! | 0
|  |  |  | 0 | 51 | 0 |  |  | 1 | 1.0842e-19 | 0 | 1.0669e-18 | 1.0669e-18 | 1.0669e-18 | 0 | 0 |  |  |  |  | #VALUE! | #VALUE! | #VALUE! |  |  | #VALUE! | #VALUE! | #VALUE! | #VALUE! | #VALUE! | #VALUE! | #VALUE! | #VALUE! |  |  |  |  | #VALUE! | #VALUE! | #VALUE! |  |  | #VALUE! | #VALUE! | #VALUE! | #VALUE! | #VALUE! | #VALUE! | #VALUE! | #VALUE! |  |  |  |  | #VALUE! | #VALUE! | #VALUE! |  |  | #VALUE! | #VALUE! | #VALUE! | #VALUE! | #VALUE! | #VALUE! | #VALUE! | #VALUE! |  |  |  |  | #VALUE! | #VALUE! | #VALUE! |  |  | #VALUE! | #VALUE! | #VALUE! | #VALUE! | #VALUE! | #VALUE! | #VALUE! | #VALUE! |  |  |  |  | #VALUE! | #VALUE! | #VALUE! |  |  | #VALUE! | #VALUE! | #VALUE! | #VALUE! | #VALUE! | #VALUE! | #VALUE! | #VALUE! |  |  | #VALUE! | #VALUE! | #VALUE! | #VALUE! | #VALUE! |  |  | #VALUE! | #VALUE! | #VALUE! | #VALUE! | #VALUE! | #VALUE! | #VALUE! | #VALUE! |  |  | #VALUE! | #VALUE! | #VALUE! | #VALUE! | #VALUE! |  |  | #VALUE! | #VALUE! | #VALUE! | #VALUE! | #VALUE! | #VALUE! | #VALUE! | #VALUE! | 0 | #REF! | #VALUE! | #VALUE! | #VALUE! | #VALUE! | #VALUE! | #VALUE! | #VALUE! | 0
|  |  |  | 0 | 51 | 0 |  |  | 1 | 1.0842e-19 | 0 | 1.0669e-18 | 1.0669e-18 | 1.0669e-18 | 0 | 0 |  |  |  |  | #VALUE! | #VALUE! | #VALUE! |  |  | #VALUE! | #VALUE! | #VALUE! | #VALUE! | #VALUE! | #VALUE! | #VALUE! | #VALUE! |  |  |  |  | #VALUE! | #VALUE! | #VALUE! |  |  | #VALUE! | #VALUE! | #VALUE! | #VALUE! | #VALUE! | #VALUE! | #VALUE! | #VALUE! |  |  |  |  | #VALUE! | #VALUE! | #VALUE! |  |  | #VALUE! | #VALUE! | #VALUE! | #VALUE! | #VALUE! | #VALUE! | #VALUE! | #VALUE! |  |  |  |  | #VALUE! | #VALUE! | #VALUE! |  |  | #VALUE! | #VALUE! | #VALUE! | #VALUE! | #VALUE! | #VALUE! | #VALUE! | #VALUE! |  |  |  |  | #VALUE! | #VALUE! | #VALUE! |  |  | #VALUE! | #VALUE! | #VALUE! | #VALUE! | #VALUE! | #VALUE! | #VALUE! | #VALUE! |  |  | #VALUE! | #VALUE! | #VALUE! | #VALUE! | #VALUE! |  |  | #VALUE! | #VALUE! | #VALUE! | #VALUE! | #VALUE! | #VALUE! | #VALUE! | #VALUE! |  |  | #VALUE! | #VALUE! | #VALUE! | #VALUE! | #VALUE! |  |  | #VALUE! | #VALUE! | #VALUE! | #VALUE! | #VALUE! | #VALUE! | #VALUE! | #VALUE! | 0 | #REF! | #VALUE! | #VALUE! | #VALUE! | #VALUE! | #VALUE! | #VALUE! | #VALUE! | 0
|  |  |  | 0 | 51 | 0 |  |  | 1 | 1.0842e-19 | 0 | 1.0669e-18 | 1.0669e-18 | 1.0669e-18 | 0 | 0 |  |  |  |  | #VALUE! | #VALUE! | #VALUE! |  |  | #VALUE! | #VALUE! | #VALUE! | #VALUE! | #VALUE! | #VALUE! | #VALUE! | #VALUE! |  |  |  |  | #VALUE! | #VALUE! | #VALUE! |  |  | #VALUE! | #VALUE! | #VALUE! | #VALUE! | #VALUE! | #VALUE! | #VALUE! | #VALUE! |  |  |  |  | #VALUE! | #VALUE! | #VALUE! |  |  | #VALUE! | #VALUE! | #VALUE! | #VALUE! | #VALUE! | #VALUE! | #VALUE! | #VALUE! |  |  |  |  | #VALUE! | #VALUE! | #VALUE! |  |  | #VALUE! | #VALUE! | #VALUE! | #VALUE! | #VALUE! | #VALUE! | #VALUE! | #VALUE! |  |  |  |  | #VALUE! | #VALUE! | #VALUE! |  |  | #VALUE! | #VALUE! | #VALUE! | #VALUE! | #VALUE! | #VALUE! | #VALUE! | #VALUE! |  |  | #VALUE! | #VALUE! | #VALUE! | #VALUE! | #VALUE! |  |  | #VALUE! | #VALUE! | #VALUE! | #VALUE! | #VALUE! | #VALUE! | #VALUE! | #VALUE! |  |  | #VALUE! | #VALUE! | #VALUE! | #VALUE! | #VALUE! |  |  | #VALUE! | #VALUE! | #VALUE! | #VALUE! | #VALUE! | #VALUE! | #VALUE! | #VALUE! | 0 | #REF! | #VALUE! | #VALUE! | #VALUE! | #VALUE! | #VALUE! | #VALUE! | #VALUE! | 0
|  |  |  | 0 | 51 | 0 |  |  | 1 | 1.0842e-19 | 0 | 1.0669e-18 | 1.0669e-18 | 1.0669e-18 | 0 | 0 |  |  |  |  | #VALUE! | #VALUE! | #VALUE! |  |  | #VALUE! | #VALUE! | #VALUE! | #VALUE! | #VALUE! | #VALUE! | #VALUE! | #VALUE! |  |  |  |  | #VALUE! | #VALUE! | #VALUE! |  |  | #VALUE! | #VALUE! | #VALUE! | #VALUE! | #VALUE! | #VALUE! | #VALUE! | #VALUE! |  |  |  |  | #VALUE! | #VALUE! | #VALUE! |  |  | #VALUE! | #VALUE! | #VALUE! | #VALUE! | #VALUE! | #VALUE! | #VALUE! | #VALUE! |  |  |  |  | #VALUE! | #VALUE! | #VALUE! |  |  | #VALUE! | #VALUE! | #VALUE! | #VALUE! | #VALUE! | #VALUE! | #VALUE! | #VALUE! |  |  |  |  | #VALUE! | #VALUE! | #VALUE! |  |  | #VALUE! | #VALUE! | #VALUE! | #VALUE! | #VALUE! | #VALUE! | #VALUE! | #VALUE! |  |  | #VALUE! | #VALUE! | #VALUE! | #VALUE! | #VALUE! |  |  | #VALUE! | #VALUE! | #VALUE! | #VALUE! | #VALUE! | #VALUE! | #VALUE! | #VALUE! |  |  | #VALUE! | #VALUE! | #VALUE! | #VALUE! | #VALUE! |  |  | #VALUE! | #VALUE! | #VALUE! | #VALUE! | #VALUE! | #VALUE! | #VALUE! | #VALUE! | 0 | #REF! | #VALUE! | #VALUE! | #VALUE! | #VALUE! | #VALUE! | #VALUE! | #VALUE! | 0
|  |  |  | 0 | 51 | 0 |  |  | 1 | 1.0842e-19 | 0 | 1.0669e-18 | 1.0669e-18 | 1.0669e-18 | 0 | 0 |  |  |  |  | #VALUE! | #VALUE! | #VALUE! |  |  | #VALUE! | #VALUE! | #VALUE! | #VALUE! | #VALUE! | #VALUE! | #VALUE! | #VALUE! |  |  |  |  | #VALUE! | #VALUE! | #VALUE! |  |  | #VALUE! | #VALUE! | #VALUE! | #VALUE! | #VALUE! | #VALUE! | #VALUE! | #VALUE! |  |  |  |  | #VALUE! | #VALUE! | #VALUE! |  |  | #VALUE! | #VALUE! | #VALUE! | #VALUE! | #VALUE! | #VALUE! | #VALUE! | #VALUE! |  |  |  |  | #VALUE! | #VALUE! | #VALUE! |  |  | #VALUE! | #VALUE! | #VALUE! | #VALUE! | #VALUE! | #VALUE! | #VALUE! | #VALUE! |  |  |  |  | #VALUE! | #VALUE! | #VALUE! |  |  | #VALUE! | #VALUE! | #VALUE! | #VALUE! | #VALUE! | #VALUE! | #VALUE! | #VALUE! |  |  | #VALUE! | #VALUE! | #VALUE! | #VALUE! | #VALUE! |  |  | #VALUE! | #VALUE! | #VALUE! | #VALUE! | #VALUE! | #VALUE! | #VALUE! | #VALUE! |  |  | #VALUE! | #VALUE! | #VALUE! | #VALUE! | #VALUE! |  |  | #VALUE! | #VALUE! | #VALUE! | #VALUE! | #VALUE! | #VALUE! | #VALUE! | #VALUE! | 0 | #REF! | #VALUE! | #VALUE! | #VALUE! | #VALUE! | #VALUE! | #VALUE! | #VALUE! | 0
|  |  |  | 0 | 51 | 0 |  |  | 1 | 1.0842e-19 | 0 | 1.0669e-18 | 1.0669e-18 | 1.0669e-18 | 0 | 0 |  |  |  |  | #VALUE! | #VALUE! | #VALUE! |  |  | #VALUE! | #VALUE! | #VALUE! | #VALUE! | #VALUE! | #VALUE! | #VALUE! | #VALUE! |  |  |  |  | #VALUE! | #VALUE! | #VALUE! |  |  | #VALUE! | #VALUE! | #VALUE! | #VALUE! | #VALUE! | #VALUE! | #VALUE! | #VALUE! |  |  |  |  | #VALUE! | #VALUE! | #VALUE! |  |  | #VALUE! | #VALUE! | #VALUE! | #VALUE! | #VALUE! | #VALUE! | #VALUE! | #VALUE! |  |  |  |  | #VALUE! | #VALUE! | #VALUE! |  |  | #VALUE! | #VALUE! | #VALUE! | #VALUE! | #VALUE! | #VALUE! | #VALUE! | #VALUE! |  |  |  |  | #VALUE! | #VALUE! | #VALUE! |  |  | #VALUE! | #VALUE! | #VALUE! | #VALUE! | #VALUE! | #VALUE! | #VALUE! | #VALUE! |  |  | #VALUE! | #VALUE! | #VALUE! | #VALUE! | #VALUE! |  |  | #VALUE! | #VALUE! | #VALUE! | #VALUE! | #VALUE! | #VALUE! | #VALUE! | #VALUE! |  |  | #VALUE! | #VALUE! | #VALUE! | #VALUE! | #VALUE! |  |  | #VALUE! | #VALUE! | #VALUE! | #VALUE! | #VALUE! | #VALUE! | #VALUE! | #VALUE! | 0 | #REF! | #VALUE! | #VALUE! | #VALUE! | #VALUE! | #VALUE! | #VALUE! | #VALUE! | 0
|  |  |  | 0 | 51 | 0 |  |  | 1 | 1.0842e-19 | 0 | 1.0669e-18 | 1.0669e-18 | 1.0669e-18 | 0 | 0 |  |  |  |  | #VALUE! | #VALUE! | #VALUE! |  |  | #VALUE! | #VALUE! | #VALUE! | #VALUE! | #VALUE! | #VALUE! | #VALUE! | #VALUE! |  |  |  |  | #VALUE! | #VALUE! | #VALUE! |  |  | #VALUE! | #VALUE! | #VALUE! | #VALUE! | #VALUE! | #VALUE! | #VALUE! | #VALUE! |  |  |  |  | #VALUE! | #VALUE! | #VALUE! |  |  | #VALUE! | #VALUE! | #VALUE! | #VALUE! | #VALUE! | #VALUE! | #VALUE! | #VALUE! |  |  |  |  | #VALUE! | #VALUE! | #VALUE! |  |  | #VALUE! | #VALUE! | #VALUE! | #VALUE! | #VALUE! | #VALUE! | #VALUE! | #VALUE! |  |  |  |  | #VALUE! | #VALUE! | #VALUE! |  |  | #VALUE! | #VALUE! | #VALUE! | #VALUE! | #VALUE! | #VALUE! | #VALUE! | #VALUE! |  |  | #VALUE! | #VALUE! | #VALUE! | #VALUE! | #VALUE! |  |  | #VALUE! | #VALUE! | #VALUE! | #VALUE! | #VALUE! | #VALUE! | #VALUE! | #VALUE! |  |  | #VALUE! | #VALUE! | #VALUE! | #VALUE! | #VALUE! |  |  | #VALUE! | #VALUE! | #VALUE! | #VALUE! | #VALUE! | #VALUE! | #VALUE! | #VALUE! | 0 | #REF! | #VALUE! | #VALUE! | #VALUE! | #VALUE! | #VALUE! | #VALUE! | #VALUE! | 0
|  |  |  | 0 | 51 | 0 |  |  | 1 | 1.0842e-19 | 0 | 1.0669e-18 | 1.0669e-18 | 1.0669e-18 | 0 | 0 |  |  |  |  | #VALUE! | #VALUE! | #VALUE! |  |  | #VALUE! | #VALUE! | #VALUE! | #VALUE! | #VALUE! | #VALUE! | #VALUE! | #VALUE! |  |  |  |  | #VALUE! | #VALUE! | #VALUE! |  |  | #VALUE! | #VALUE! | #VALUE! | #VALUE! | #VALUE! | #VALUE! | #VALUE! | #VALUE! |  |  |  |  | #VALUE! | #VALUE! | #VALUE! |  |  | #VALUE! | #VALUE! | #VALUE! | #VALUE! | #VALUE! | #VALUE! | #VALUE! | #VALUE! |  |  |  |  | #VALUE! | #VALUE! | #VALUE! |  |  | #VALUE! | #VALUE! | #VALUE! | #VALUE! | #VALUE! | #VALUE! | #VALUE! | #VALUE! |  |  |  |  | #VALUE! | #VALUE! | #VALUE! |  |  | #VALUE! | #VALUE! | #VALUE! | #VALUE! | #VALUE! | #VALUE! | #VALUE! | #VALUE! |  |  | #VALUE! | #VALUE! | #VALUE! | #VALUE! | #VALUE! |  |  | #VALUE! | #VALUE! | #VALUE! | #VALUE! | #VALUE! | #VALUE! | #VALUE! | #VALUE! |  |  | #VALUE! | #VALUE! | #VALUE! | #VALUE! | #VALUE! |  |  | #VALUE! | #VALUE! | #VALUE! | #VALUE! | #VALUE! | #VALUE! | #VALUE! | #VALUE! | 0 | #REF! | #VALUE! | #VALUE! | #VALUE! | #VALUE! | #VALUE! | #VALUE! | #VALUE! | 0
|  |  |  | 0 | 51 | 0 |  |  | 1 | 1.0842e-19 | 0 | 1.0669e-18 | 1.0669e-18 | 1.0669e-18 | 0 | 0 |  |  |  |  | #VALUE! | #VALUE! | #VALUE! |  |  | #VALUE! | #VALUE! | #VALUE! | #VALUE! | #VALUE! | #VALUE! | #VALUE! | #VALUE! |  |  |  |  | #VALUE! | #VALUE! | #VALUE! |  |  | #VALUE! | #VALUE! | #VALUE! | #VALUE! | #VALUE! | #VALUE! | #VALUE! | #VALUE! |  |  |  |  | #VALUE! | #VALUE! | #VALUE! |  |  | #VALUE! | #VALUE! | #VALUE! | #VALUE! | #VALUE! | #VALUE! | #VALUE! | #VALUE! |  |  |  |  | #VALUE! | #VALUE! | #VALUE! |  |  | #VALUE! | #VALUE! | #VALUE! | #VALUE! | #VALUE! | #VALUE! | #VALUE! | #VALUE! |  |  |  |  | #VALUE! | #VALUE! | #VALUE! |  |  | #VALUE! | #VALUE! | #VALUE! | #VALUE! | #VALUE! | #VALUE! | #VALUE! | #VALUE! |  |  | #VALUE! | #VALUE! | #VALUE! | #VALUE! | #VALUE! |  |  | #VALUE! | #VALUE! | #VALUE! | #VALUE! | #VALUE! | #VALUE! | #VALUE! | #VALUE! |  |  | #VALUE! | #VALUE! | #VALUE! | #VALUE! | #VALUE! |  |  | #VALUE! | #VALUE! | #VALUE! | #VALUE! | #VALUE! | #VALUE! | #VALUE! | #VALUE! | 0 | #REF! | #VALUE! | #VALUE! | #VALUE! | #VALUE! | #VALUE! | #VALUE! | #VALUE! | 0
|  |  |  | 0 | 51 | 0 |  |  | 1 | 1.0842e-19 | 0 | 1.0669e-18 | 1.0669e-18 | 1.0669e-18 | 0 | 0 |  |  |  |  | #VALUE! | #VALUE! | #VALUE! |  |  | #VALUE! | #VALUE! | #VALUE! | #VALUE! | #VALUE! | #VALUE! | #VALUE! | #VALUE! |  |  |  |  | #VALUE! | #VALUE! | #VALUE! |  |  | #VALUE! | #VALUE! | #VALUE! | #VALUE! | #VALUE! | #VALUE! | #VALUE! | #VALUE! |  |  |  |  | #VALUE! | #VALUE! | #VALUE! |  |  | #VALUE! | #VALUE! | #VALUE! | #VALUE! | #VALUE! | #VALUE! | #VALUE! | #VALUE! |  |  |  |  | #VALUE! | #VALUE! | #VALUE! |  |  | #VALUE! | #VALUE! | #VALUE! | #VALUE! | #VALUE! | #VALUE! | #VALUE! | #VALUE! |  |  |  |  | #VALUE! | #VALUE! | #VALUE! |  |  | #VALUE! | #VALUE! | #VALUE! | #VALUE! | #VALUE! | #VALUE! | #VALUE! | #VALUE! |  |  | #VALUE! | #VALUE! | #VALUE! | #VALUE! | #VALUE! |  |  | #VALUE! | #VALUE! | #VALUE! | #VALUE! | #VALUE! | #VALUE! | #VALUE! | #VALUE! |  |  | #VALUE! | #VALUE! | #VALUE! | #VALUE! | #VALUE! |  |  | #VALUE! | #VALUE! | #VALUE! | #VALUE! | #VALUE! | #VALUE! | #VALUE! | #VALUE! | 0 | #REF! | #VALUE! | #VALUE! | #VALUE! | #VALUE! | #VALUE! | #VALUE! | #VALUE! | 0
|  |  |  | 0 | 51 | 0 |  |  | 1 | 1.0842e-19 | 0 | 1.0669e-18 | 1.0669e-18 | 1.0669e-18 | 0 | 0 |  |  |  |  | #VALUE! | #VALUE! | #VALUE! |  |  | #VALUE! | #VALUE! | #VALUE! | #VALUE! | #VALUE! | #VALUE! | #VALUE! | #VALUE! |  |  |  |  | #VALUE! | #VALUE! | #VALUE! |  |  | #VALUE! | #VALUE! | #VALUE! | #VALUE! | #VALUE! | #VALUE! | #VALUE! | #VALUE! |  |  |  |  | #VALUE! | #VALUE! | #VALUE! |  |  | #VALUE! | #VALUE! | #VALUE! | #VALUE! | #VALUE! | #VALUE! | #VALUE! | #VALUE! |  |  |  |  | #VALUE! | #VALUE! | #VALUE! |  |  | #VALUE! | #VALUE! | #VALUE! | #VALUE! | #VALUE! | #VALUE! | #VALUE! | #VALUE! |  |  |  |  | #VALUE! | #VALUE! | #VALUE! |  |  | #VALUE! | #VALUE! | #VALUE! | #VALUE! | #VALUE! | #VALUE! | #VALUE! | #VALUE! |  |  | #VALUE! | #VALUE! | #VALUE! | #VALUE! | #VALUE! |  |  | #VALUE! | #VALUE! | #VALUE! | #VALUE! | #VALUE! | #VALUE! | #VALUE! | #VALUE! |  |  | #VALUE! | #VALUE! | #VALUE! | #VALUE! | #VALUE! |  |  | #VALUE! | #VALUE! | #VALUE! | #VALUE! | #VALUE! | #VALUE! | #VALUE! | #VALUE! | 0 | #REF! | #VALUE! | #VALUE! | #VALUE! | #VALUE! | #VALUE! | #VALUE! | #VALUE! | 0
|  |  |  | 0 | 51 | 0 |  |  | 1 | 1.0842e-19 | 0 | 1.0669e-18 | 1.0669e-18 | 1.0669e-18 | 0 | 0 |  |  |  |  | #VALUE! | #VALUE! | #VALUE! |  |  | #VALUE! | #VALUE! | #VALUE! | #VALUE! | #VALUE! | #VALUE! | #VALUE! | #VALUE! |  |  |  |  | #VALUE! | #VALUE! | #VALUE! |  |  | #VALUE! | #VALUE! | #VALUE! | #VALUE! | #VALUE! | #VALUE! | #VALUE! | #VALUE! |  |  |  |  | #VALUE! | #VALUE! | #VALUE! |  |  | #VALUE! | #VALUE! | #VALUE! | #VALUE! | #VALUE! | #VALUE! | #VALUE! | #VALUE! |  |  |  |  | #VALUE! | #VALUE! | #VALUE! |  |  | #VALUE! | #VALUE! | #VALUE! | #VALUE! | #VALUE! | #VALUE! | #VALUE! | #VALUE! |  |  |  |  | #VALUE! | #VALUE! | #VALUE! |  |  | #VALUE! | #VALUE! | #VALUE! | #VALUE! | #VALUE! | #VALUE! | #VALUE! | #VALUE! |  |  | #VALUE! | #VALUE! | #VALUE! | #VALUE! | #VALUE! |  |  | #VALUE! | #VALUE! | #VALUE! | #VALUE! | #VALUE! | #VALUE! | #VALUE! | #VALUE! |  |  | #VALUE! | #VALUE! | #VALUE! | #VALUE! | #VALUE! |  |  | #VALUE! | #VALUE! | #VALUE! | #VALUE! | #VALUE! | #VALUE! | #VALUE! | #VALUE! | 0 | #REF! | #VALUE! | #VALUE! | #VALUE! | #VALUE! | #VALUE! | #VALUE! | #VALUE! | 0
|  |  |  | 0 | 51 | 0 |  |  | 1 | 1.0842e-19 | 0 | 1.0669e-18 | 1.0669e-18 | 1.0669e-18 | 0 | 0 |  |  |  |  | #VALUE! | #VALUE! | #VALUE! |  |  | #VALUE! | #VALUE! | #VALUE! | #VALUE! | #VALUE! | #VALUE! | #VALUE! | #VALUE! |  |  |  |  | #VALUE! | #VALUE! | #VALUE! |  |  | #VALUE! | #VALUE! | #VALUE! | #VALUE! | #VALUE! | #VALUE! | #VALUE! | #VALUE! |  |  |  |  | #VALUE! | #VALUE! | #VALUE! |  |  | #VALUE! | #VALUE! | #VALUE! | #VALUE! | #VALUE! | #VALUE! | #VALUE! | #VALUE! |  |  |  |  | #VALUE! | #VALUE! | #VALUE! |  |  | #VALUE! | #VALUE! | #VALUE! | #VALUE! | #VALUE! | #VALUE! | #VALUE! | #VALUE! |  |  |  |  | #VALUE! | #VALUE! | #VALUE! |  |  | #VALUE! | #VALUE! | #VALUE! | #VALUE! | #VALUE! | #VALUE! | #VALUE! | #VALUE! |  |  | #VALUE! | #VALUE! | #VALUE! | #VALUE! | #VALUE! |  |  | #VALUE! | #VALUE! | #VALUE! | #VALUE! | #VALUE! | #VALUE! | #VALUE! | #VALUE! |  |  | #VALUE! | #VALUE! | #VALUE! | #VALUE! | #VALUE! |  |  | #VALUE! | #VALUE! | #VALUE! | #VALUE! | #VALUE! | #VALUE! | #VALUE! | #VALUE! | 0 | #REF! | #VALUE! | #VALUE! | #VALUE! | #VALUE! | #VALUE! | #VALUE! | #VALUE! | 0
|  |  |  | 0 | 51 | 0 |  |  | 1 | 1.0842e-19 | 0 | 1.0669e-18 | 1.0669e-18 | 1.0669e-18 | 0 | 0 |  |  |  |  | #VALUE! | #VALUE! | #VALUE! |  |  | #VALUE! | #VALUE! | #VALUE! | #VALUE! | #VALUE! | #VALUE! | #VALUE! | #VALUE! |  |  |  |  | #VALUE! | #VALUE! | #VALUE! |  |  | #VALUE! | #VALUE! | #VALUE! | #VALUE! | #VALUE! | #VALUE! | #VALUE! | #VALUE! |  |  |  |  | #VALUE! | #VALUE! | #VALUE! |  |  | #VALUE! | #VALUE! | #VALUE! | #VALUE! | #VALUE! | #VALUE! | #VALUE! | #VALUE! |  |  |  |  | #VALUE! | #VALUE! | #VALUE! |  |  | #VALUE! | #VALUE! | #VALUE! | #VALUE! | #VALUE! | #VALUE! | #VALUE! | #VALUE! |  |  |  |  | #VALUE! | #VALUE! | #VALUE! |  |  | #VALUE! | #VALUE! | #VALUE! | #VALUE! | #VALUE! | #VALUE! | #VALUE! | #VALUE! |  |  | #VALUE! | #VALUE! | #VALUE! | #VALUE! | #VALUE! |  |  | #VALUE! | #VALUE! | #VALUE! | #VALUE! | #VALUE! | #VALUE! | #VALUE! | #VALUE! |  |  | #VALUE! | #VALUE! | #VALUE! | #VALUE! | #VALUE! |  |  | #VALUE! | #VALUE! | #VALUE! | #VALUE! | #VALUE! | #VALUE! | #VALUE! | #VALUE! | 0 | #REF! | #VALUE! | #VALUE! | #VALUE! | #VALUE! | #VALUE! | #VALUE! | #VALUE! | 0
|  |  |  | 0 | 51 | 0 |  |  | 1 | 1.0842e-19 | 0 | 1.0669e-18 | 1.0669e-18 | 1.0669e-18 | 0 | 0 |  |  |  |  | #VALUE! | #VALUE! | #VALUE! |  |  | #VALUE! | #VALUE! | #VALUE! | #VALUE! | #VALUE! | #VALUE! | #VALUE! | #VALUE! |  |  |  |  | #VALUE! | #VALUE! | #VALUE! |  |  | #VALUE! | #VALUE! | #VALUE! | #VALUE! | #VALUE! | #VALUE! | #VALUE! | #VALUE! |  |  |  |  | #VALUE! | #VALUE! | #VALUE! |  |  | #VALUE! | #VALUE! | #VALUE! | #VALUE! | #VALUE! | #VALUE! | #VALUE! | #VALUE! |  |  |  |  | #VALUE! | #VALUE! | #VALUE! |  |  | #VALUE! | #VALUE! | #VALUE! | #VALUE! | #VALUE! | #VALUE! | #VALUE! | #VALUE! |  |  |  |  | #VALUE! | #VALUE! | #VALUE! |  |  | #VALUE! | #VALUE! | #VALUE! | #VALUE! | #VALUE! | #VALUE! | #VALUE! | #VALUE! |  |  | #VALUE! | #VALUE! | #VALUE! | #VALUE! | #VALUE! |  |  | #VALUE! | #VALUE! | #VALUE! | #VALUE! | #VALUE! | #VALUE! | #VALUE! | #VALUE! |  |  | #VALUE! | #VALUE! | #VALUE! | #VALUE! | #VALUE! |  |  | #VALUE! | #VALUE! | #VALUE! | #VALUE! | #VALUE! | #VALUE! | #VALUE! | #VALUE! | 0 | #REF! | #VALUE! | #VALUE! | #VALUE! | #VALUE! | #VALUE! | #VALUE! | #VALUE! | 0
|  |  |  | 0 | 51 | 0 |  |  | 1 | 1.0842e-19 | 0 | 1.0669e-18 | 1.0669e-18 | 1.0669e-18 | 0 | 0 |  |  |  |  | #VALUE! | #VALUE! | #VALUE! |  |  | #VALUE! | #VALUE! | #VALUE! | #VALUE! | #VALUE! | #VALUE! | #VALUE! | #VALUE! |  |  |  |  | #VALUE! | #VALUE! | #VALUE! |  |  | #VALUE! | #VALUE! | #VALUE! | #VALUE! | #VALUE! | #VALUE! | #VALUE! | #VALUE! |  |  |  |  | #VALUE! | #VALUE! | #VALUE! |  |  | #VALUE! | #VALUE! | #VALUE! | #VALUE! | #VALUE! | #VALUE! | #VALUE! | #VALUE! |  |  |  |  | #VALUE! | #VALUE! | #VALUE! |  |  | #VALUE! | #VALUE! | #VALUE! | #VALUE! | #VALUE! | #VALUE! | #VALUE! | #VALUE! |  |  |  |  | #VALUE! | #VALUE! | #VALUE! |  |  | #VALUE! | #VALUE! | #VALUE! | #VALUE! | #VALUE! | #VALUE! | #VALUE! | #VALUE! |  |  | #VALUE! | #VALUE! | #VALUE! | #VALUE! | #VALUE! |  |  | #VALUE! | #VALUE! | #VALUE! | #VALUE! | #VALUE! | #VALUE! | #VALUE! | #VALUE! |  |  | #VALUE! | #VALUE! | #VALUE! | #VALUE! | #VALUE! |  |  | #VALUE! | #VALUE! | #VALUE! | #VALUE! | #VALUE! | #VALUE! | #VALUE! | #VALUE! | 0 | #REF! | #VALUE! | #VALUE! | #VALUE! | #VALUE! | #VALUE! | #VALUE! | #VALUE! | 0
|  |  |  | 0 | 51 | 0 |  |  | 1 | 1.0842e-19 | 0 | 1.0669e-18 | 1.0669e-18 | 1.0669e-18 | 0 | 0 |  |  |  |  | #VALUE! | #VALUE! | #VALUE! |  |  | #VALUE! | #VALUE! | #VALUE! | #VALUE! | #VALUE! | #VALUE! | #VALUE! | #VALUE! |  |  |  |  | #VALUE! | #VALUE! | #VALUE! |  |  | #VALUE! | #VALUE! | #VALUE! | #VALUE! | #VALUE! | #VALUE! | #VALUE! | #VALUE! |  |  |  |  | #VALUE! | #VALUE! | #VALUE! |  |  | #VALUE! | #VALUE! | #VALUE! | #VALUE! | #VALUE! | #VALUE! | #VALUE! | #VALUE! |  |  |  |  | #VALUE! | #VALUE! | #VALUE! |  |  | #VALUE! | #VALUE! | #VALUE! | #VALUE! | #VALUE! | #VALUE! | #VALUE! | #VALUE! |  |  |  |  | #VALUE! | #VALUE! | #VALUE! |  |  | #VALUE! | #VALUE! | #VALUE! | #VALUE! | #VALUE! | #VALUE! | #VALUE! | #VALUE! |  |  | #VALUE! | #VALUE! | #VALUE! | #VALUE! | #VALUE! |  |  | #VALUE! | #VALUE! | #VALUE! | #VALUE! | #VALUE! | #VALUE! | #VALUE! | #VALUE! |  |  | #VALUE! | #VALUE! | #VALUE! | #VALUE! | #VALUE! |  |  | #VALUE! | #VALUE! | #VALUE! | #VALUE! | #VALUE! | #VALUE! | #VALUE! | #VALUE! | 0 | #REF! | #VALUE! | #VALUE! | #VALUE! | #VALUE! | #VALUE! | #VALUE! | #VALUE! | 0
|  |  |  | 0 | 51 | 0 |  |  | 1 | 1.0842e-19 | 0 | 1.0669e-18 | 1.0669e-18 | 1.0669e-18 | 0 | 0 |  |  |  |  | #VALUE! | #VALUE! | #VALUE! |  |  | #VALUE! | #VALUE! | #VALUE! | #VALUE! | #VALUE! | #VALUE! | #VALUE! | #VALUE! |  |  |  |  | #VALUE! | #VALUE! | #VALUE! |  |  | #VALUE! | #VALUE! | #VALUE! | #VALUE! | #VALUE! | #VALUE! | #VALUE! | #VALUE! |  |  |  |  | #VALUE! | #VALUE! | #VALUE! |  |  | #VALUE! | #VALUE! | #VALUE! | #VALUE! | #VALUE! | #VALUE! | #VALUE! | #VALUE! |  |  |  |  | #VALUE! | #VALUE! | #VALUE! |  |  | #VALUE! | #VALUE! | #VALUE! | #VALUE! | #VALUE! | #VALUE! | #VALUE! | #VALUE! |  |  |  |  | #VALUE! | #VALUE! | #VALUE! |  |  | #VALUE! | #VALUE! | #VALUE! | #VALUE! | #VALUE! | #VALUE! | #VALUE! | #VALUE! |  |  | #VALUE! | #VALUE! | #VALUE! | #VALUE! | #VALUE! |  |  | #VALUE! | #VALUE! | #VALUE! | #VALUE! | #VALUE! | #VALUE! | #VALUE! | #VALUE! |  |  | #VALUE! | #VALUE! | #VALUE! | #VALUE! | #VALUE! |  |  | #VALUE! | #VALUE! | #VALUE! | #VALUE! | #VALUE! | #VALUE! | #VALUE! | #VALUE! | 0 | #REF! | #VALUE! | #VALUE! | #VALUE! | #VALUE! | #VALUE! | #VALUE! | #VALUE! | 0
|  |  |  | 0 | 51 | 0 |  |  | 1 | 1.0842e-19 | 0 | 1.0669e-18 | 1.0669e-18 | 1.0669e-18 | 0 | 0 |  |  |  |  | #VALUE! | #VALUE! | #VALUE! |  |  | #VALUE! | #VALUE! | #VALUE! | #VALUE! | #VALUE! | #VALUE! | #VALUE! | #VALUE! |  |  |  |  | #VALUE! | #VALUE! | #VALUE! |  |  | #VALUE! | #VALUE! | #VALUE! | #VALUE! | #VALUE! | #VALUE! | #VALUE! | #VALUE! |  |  |  |  | #VALUE! | #VALUE! | #VALUE! |  |  | #VALUE! | #VALUE! | #VALUE! | #VALUE! | #VALUE! | #VALUE! | #VALUE! | #VALUE! |  |  |  |  | #VALUE! | #VALUE! | #VALUE! |  |  | #VALUE! | #VALUE! | #VALUE! | #VALUE! | #VALUE! | #VALUE! | #VALUE! | #VALUE! |  |  |  |  | #VALUE! | #VALUE! | #VALUE! |  |  | #VALUE! | #VALUE! | #VALUE! | #VALUE! | #VALUE! | #VALUE! | #VALUE! | #VALUE! |  |  | #VALUE! | #VALUE! | #VALUE! | #VALUE! | #VALUE! |  |  | #VALUE! | #VALUE! | #VALUE! | #VALUE! | #VALUE! | #VALUE! | #VALUE! | #VALUE! |  |  | #VALUE! | #VALUE! | #VALUE! | #VALUE! | #VALUE! |  |  | #VALUE! | #VALUE! | #VALUE! | #VALUE! | #VALUE! | #VALUE! | #VALUE! | #VALUE! | 0 | #REF! | #VALUE! | #VALUE! | #VALUE! | #VALUE! | #VALUE! | #VALUE! | #VALUE! | 0
|  |  |  | 0 | 51 | 0 |  |  | 1 | 1.0842e-19 | 0 | 1.0669e-18 | 1.0669e-18 | 1.0669e-18 | 0 | 0 |  |  |  |  | #VALUE! | #VALUE! | #VALUE! |  |  | #VALUE! | #VALUE! | #VALUE! | #VALUE! | #VALUE! | #VALUE! | #VALUE! | #VALUE! |  |  |  |  | #VALUE! | #VALUE! | #VALUE! |  |  | #VALUE! | #VALUE! | #VALUE! | #VALUE! | #VALUE! | #VALUE! | #VALUE! | #VALUE! |  |  |  |  | #VALUE! | #VALUE! | #VALUE! |  |  | #VALUE! | #VALUE! | #VALUE! | #VALUE! | #VALUE! | #VALUE! | #VALUE! | #VALUE! |  |  |  |  | #VALUE! | #VALUE! | #VALUE! |  |  | #VALUE! | #VALUE! | #VALUE! | #VALUE! | #VALUE! | #VALUE! | #VALUE! | #VALUE! |  |  |  |  | #VALUE! | #VALUE! | #VALUE! |  |  | #VALUE! | #VALUE! | #VALUE! | #VALUE! | #VALUE! | #VALUE! | #VALUE! | #VALUE! |  |  | #VALUE! | #VALUE! | #VALUE! | #VALUE! | #VALUE! |  |  | #VALUE! | #VALUE! | #VALUE! | #VALUE! | #VALUE! | #VALUE! | #VALUE! | #VALUE! |  |  | #VALUE! | #VALUE! | #VALUE! | #VALUE! | #VALUE! |  |  | #VALUE! | #VALUE! | #VALUE! | #VALUE! | #VALUE! | #VALUE! | #VALUE! | #VALUE! | 0 | #REF! | #VALUE! | #VALUE! | #VALUE! | #VALUE! | #VALUE! | #VALUE! | #VALUE! | 0
|  |  |  | 0 | 51 | 0 |  |  | 1 | 1.0842e-19 | 0 | 1.0669e-18 | 1.0669e-18 | 1.0669e-18 | 0 | 0 |  |  |  |  | #VALUE! | #VALUE! | #VALUE! |  |  | #VALUE! | #VALUE! | #VALUE! | #VALUE! | #VALUE! | #VALUE! | #VALUE! | #VALUE! |  |  |  |  | #VALUE! | #VALUE! | #VALUE! |  |  | #VALUE! | #VALUE! | #VALUE! | #VALUE! | #VALUE! | #VALUE! | #VALUE! | #VALUE! |  |  |  |  | #VALUE! | #VALUE! | #VALUE! |  |  | #VALUE! | #VALUE! | #VALUE! | #VALUE! | #VALUE! | #VALUE! | #VALUE! | #VALUE! |  |  |  |  | #VALUE! | #VALUE! | #VALUE! |  |  | #VALUE! | #VALUE! | #VALUE! | #VALUE! | #VALUE! | #VALUE! | #VALUE! | #VALUE! |  |  |  |  | #VALUE! | #VALUE! | #VALUE! |  |  | #VALUE! | #VALUE! | #VALUE! | #VALUE! | #VALUE! | #VALUE! | #VALUE! | #VALUE! |  |  | #VALUE! | #VALUE! | #VALUE! | #VALUE! | #VALUE! |  |  | #VALUE! | #VALUE! | #VALUE! | #VALUE! | #VALUE! | #VALUE! | #VALUE! | #VALUE! |  |  | #VALUE! | #VALUE! | #VALUE! | #VALUE! | #VALUE! |  |  | #VALUE! | #VALUE! | #VALUE! | #VALUE! | #VALUE! | #VALUE! | #VALUE! | #VALUE! | 0 | #REF! | #VALUE! | #VALUE! | #VALUE! | #VALUE! | #VALUE! | #VALUE! | #VALUE! | 0
|  |  |  | 0 | 51 | 0 |  |  | 1 | 1.0842e-19 | 0 | 1.0669e-18 | 1.0669e-18 | 1.0669e-18 | 0 | 0 |  |  |  |  | #VALUE! | #VALUE! | #VALUE! |  |  | #VALUE! | #VALUE! | #VALUE! | #VALUE! | #VALUE! | #VALUE! | #VALUE! | #VALUE! |  |  |  |  | #VALUE! | #VALUE! | #VALUE! |  |  | #VALUE! | #VALUE! | #VALUE! | #VALUE! | #VALUE! | #VALUE! | #VALUE! | #VALUE! |  |  |  |  | #VALUE! | #VALUE! | #VALUE! |  |  | #VALUE! | #VALUE! | #VALUE! | #VALUE! | #VALUE! | #VALUE! | #VALUE! | #VALUE! |  |  |  |  | #VALUE! | #VALUE! | #VALUE! |  |  | #VALUE! | #VALUE! | #VALUE! | #VALUE! | #VALUE! | #VALUE! | #VALUE! | #VALUE! |  |  |  |  | #VALUE! | #VALUE! | #VALUE! |  |  | #VALUE! | #VALUE! | #VALUE! | #VALUE! | #VALUE! | #VALUE! | #VALUE! | #VALUE! |  |  | #VALUE! | #VALUE! | #VALUE! | #VALUE! | #VALUE! |  |  | #VALUE! | #VALUE! | #VALUE! | #VALUE! | #VALUE! | #VALUE! | #VALUE! | #VALUE! |  |  | #VALUE! | #VALUE! | #VALUE! | #VALUE! | #VALUE! |  |  | #VALUE! | #VALUE! | #VALUE! | #VALUE! | #VALUE! | #VALUE! | #VALUE! | #VALUE! | 0 | #REF! | #VALUE! | #VALUE! | #VALUE! | #VALUE! | #VALUE! | #VALUE! | #VALUE! | 0
|  |  |  | 0 | 51 | 0 |  |  | 1 | 1.0842e-19 | 0 | 1.0669e-18 | 1.0669e-18 | 1.0669e-18 | 0 | 0 |  |  |  |  | #VALUE! | #VALUE! | #VALUE! |  |  | #VALUE! | #VALUE! | #VALUE! | #VALUE! | #VALUE! | #VALUE! | #VALUE! | #VALUE! |  |  |  |  | #VALUE! | #VALUE! | #VALUE! |  |  | #VALUE! | #VALUE! | #VALUE! | #VALUE! | #VALUE! | #VALUE! | #VALUE! | #VALUE! |  |  |  |  | #VALUE! | #VALUE! | #VALUE! |  |  | #VALUE! | #VALUE! | #VALUE! | #VALUE! | #VALUE! | #VALUE! | #VALUE! | #VALUE! |  |  |  |  | #VALUE! | #VALUE! | #VALUE! |  |  | #VALUE! | #VALUE! | #VALUE! | #VALUE! | #VALUE! | #VALUE! | #VALUE! | #VALUE! |  |  |  |  | #VALUE! | #VALUE! | #VALUE! |  |  | #VALUE! | #VALUE! | #VALUE! | #VALUE! | #VALUE! | #VALUE! | #VALUE! | #VALUE! |  |  | #VALUE! | #VALUE! | #VALUE! | #VALUE! | #VALUE! |  |  | #VALUE! | #VALUE! | #VALUE! | #VALUE! | #VALUE! | #VALUE! | #VALUE! | #VALUE! |  |  | #VALUE! | #VALUE! | #VALUE! | #VALUE! | #VALUE! |  |  | #VALUE! | #VALUE! | #VALUE! | #VALUE! | #VALUE! | #VALUE! | #VALUE! | #VALUE! | 0 | #REF! | #VALUE! | #VALUE! | #VALUE! | #VALUE! | #VALUE! | #VALUE! | #VALUE! | 0
|  |  |  | 0 | 51 | 0 |  |  | 1 | 1.0842e-19 | 0 | 1.0669e-18 | 1.0669e-18 | 1.0669e-18 | 0 | 0 |  |  |  |  | #VALUE! | #VALUE! | #VALUE! |  |  | #VALUE! | #VALUE! | #VALUE! | #VALUE! | #VALUE! | #VALUE! | #VALUE! | #VALUE! |  |  |  |  | #VALUE! | #VALUE! | #VALUE! |  |  | #VALUE! | #VALUE! | #VALUE! | #VALUE! | #VALUE! | #VALUE! | #VALUE! | #VALUE! |  |  |  |  | #VALUE! | #VALUE! | #VALUE! |  |  | #VALUE! | #VALUE! | #VALUE! | #VALUE! | #VALUE! | #VALUE! | #VALUE! | #VALUE! |  |  |  |  | #VALUE! | #VALUE! | #VALUE! |  |  | #VALUE! | #VALUE! | #VALUE! | #VALUE! | #VALUE! | #VALUE! | #VALUE! | #VALUE! |  |  |  |  | #VALUE! | #VALUE! | #VALUE! |  |  | #VALUE! | #VALUE! | #VALUE! | #VALUE! | #VALUE! | #VALUE! | #VALUE! | #VALUE! |  |  | #VALUE! | #VALUE! | #VALUE! | #VALUE! | #VALUE! |  |  | #VALUE! | #VALUE! | #VALUE! | #VALUE! | #VALUE! | #VALUE! | #VALUE! | #VALUE! |  |  | #VALUE! | #VALUE! | #VALUE! | #VALUE! | #VALUE! |  |  | #VALUE! | #VALUE! | #VALUE! | #VALUE! | #VALUE! | #VALUE! | #VALUE! | #VALUE! | 0 | #REF! | #VALUE! | #VALUE! | #VALUE! | #VALUE! | #VALUE! | #VALUE! | #VALUE! | 0
|  |  |  | 0 | 51 | 0 |  |  | 1 | 1.0842e-19 | 0 | 1.0669e-18 | 1.0669e-18 | 1.0669e-18 | 0 | 0 |  |  |  |  | #VALUE! | #VALUE! | #VALUE! |  |  | #VALUE! | #VALUE! | #VALUE! | #VALUE! | #VALUE! | #VALUE! | #VALUE! | #VALUE! |  |  |  |  | #VALUE! | #VALUE! | #VALUE! |  |  | #VALUE! | #VALUE! | #VALUE! | #VALUE! | #VALUE! | #VALUE! | #VALUE! | #VALUE! |  |  |  |  | #VALUE! | #VALUE! | #VALUE! |  |  | #VALUE! | #VALUE! | #VALUE! | #VALUE! | #VALUE! | #VALUE! | #VALUE! | #VALUE! |  |  |  |  | #VALUE! | #VALUE! | #VALUE! |  |  | #VALUE! | #VALUE! | #VALUE! | #VALUE! | #VALUE! | #VALUE! | #VALUE! | #VALUE! |  |  |  |  | #VALUE! | #VALUE! | #VALUE! |  |  | #VALUE! | #VALUE! | #VALUE! | #VALUE! | #VALUE! | #VALUE! | #VALUE! | #VALUE! |  |  | #VALUE! | #VALUE! | #VALUE! | #VALUE! | #VALUE! |  |  | #VALUE! | #VALUE! | #VALUE! | #VALUE! | #VALUE! | #VALUE! | #VALUE! | #VALUE! |  |  | #VALUE! | #VALUE! | #VALUE! | #VALUE! | #VALUE! |  |  | #VALUE! | #VALUE! | #VALUE! | #VALUE! | #VALUE! | #VALUE! | #VALUE! | #VALUE! | 0 | #REF! | #VALUE! | #VALUE! | #VALUE! | #VALUE! | #VALUE! | #VALUE! | #VALUE! | 0
|  |  |  | 0 | 51 | 0 |  |  | 1 | 1.0842e-19 | 0 | 1.0669e-18 | 1.0669e-18 | 1.0669e-18 | 0 | 0 |  |  |  |  | #VALUE! | #VALUE! | #VALUE! |  |  | #VALUE! | #VALUE! | #VALUE! | #VALUE! | #VALUE! | #VALUE! | #VALUE! | #VALUE! |  |  |  |  | #VALUE! | #VALUE! | #VALUE! |  |  | #VALUE! | #VALUE! | #VALUE! | #VALUE! | #VALUE! | #VALUE! | #VALUE! | #VALUE! |  |  |  |  | #VALUE! | #VALUE! | #VALUE! |  |  | #VALUE! | #VALUE! | #VALUE! | #VALUE! | #VALUE! | #VALUE! | #VALUE! | #VALUE! |  |  |  |  | #VALUE! | #VALUE! | #VALUE! |  |  | #VALUE! | #VALUE! | #VALUE! | #VALUE! | #VALUE! | #VALUE! | #VALUE! | #VALUE! |  |  |  |  | #VALUE! | #VALUE! | #VALUE! |  |  | #VALUE! | #VALUE! | #VALUE! | #VALUE! | #VALUE! | #VALUE! | #VALUE! | #VALUE! |  |  | #VALUE! | #VALUE! | #VALUE! | #VALUE! | #VALUE! |  |  | #VALUE! | #VALUE! | #VALUE! | #VALUE! | #VALUE! | #VALUE! | #VALUE! | #VALUE! |  |  | #VALUE! | #VALUE! | #VALUE! | #VALUE! | #VALUE! |  |  | #VALUE! | #VALUE! | #VALUE! | #VALUE! | #VALUE! | #VALUE! | #VALUE! | #VALUE! | 0 | #REF! | #VALUE! | #VALUE! | #VALUE! | #VALUE! | #VALUE! | #VALUE! | #VALUE! | 0
|  |  |  | 0 | 51 | 0 |  |  | 1 | 1.0842e-19 | 0 | 1.0669e-18 | 1.0669e-18 | 1.0669e-18 | 0 | 0 |  |  |  |  | #VALUE! | #VALUE! | #VALUE! |  |  | #VALUE! | #VALUE! | #VALUE! | #VALUE! | #VALUE! | #VALUE! | #VALUE! | #VALUE! |  |  |  |  | #VALUE! | #VALUE! | #VALUE! |  |  | #VALUE! | #VALUE! | #VALUE! | #VALUE! | #VALUE! | #VALUE! | #VALUE! | #VALUE! |  |  |  |  | #VALUE! | #VALUE! | #VALUE! |  |  | #VALUE! | #VALUE! | #VALUE! | #VALUE! | #VALUE! | #VALUE! | #VALUE! | #VALUE! |  |  |  |  | #VALUE! | #VALUE! | #VALUE! |  |  | #VALUE! | #VALUE! | #VALUE! | #VALUE! | #VALUE! | #VALUE! | #VALUE! | #VALUE! |  |  |  |  | #VALUE! | #VALUE! | #VALUE! |  |  | #VALUE! | #VALUE! | #VALUE! | #VALUE! | #VALUE! | #VALUE! | #VALUE! | #VALUE! |  |  | #VALUE! | #VALUE! | #VALUE! | #VALUE! | #VALUE! |  |  | #VALUE! | #VALUE! | #VALUE! | #VALUE! | #VALUE! | #VALUE! | #VALUE! | #VALUE! |  |  | #VALUE! | #VALUE! | #VALUE! | #VALUE! | #VALUE! |  |  | #VALUE! | #VALUE! | #VALUE! | #VALUE! | #VALUE! | #VALUE! | #VALUE! | #VALUE! | 0 | #REF! | #VALUE! | #VALUE! | #VALUE! | #VALUE! | #VALUE! | #VALUE! | #VALUE! | 0
|  |  |  | 0 | 51 | 0 |  |  | 1 | 1.0842e-19 | 0 | 1.0669e-18 | 1.0669e-18 | 1.0669e-18 | 0 | 0 |  |  |  |  | #VALUE! | #VALUE! | #VALUE! |  |  | #VALUE! | #VALUE! | #VALUE! | #VALUE! | #VALUE! | #VALUE! | #VALUE! | #VALUE! |  |  |  |  | #VALUE! | #VALUE! | #VALUE! |  |  | #VALUE! | #VALUE! | #VALUE! | #VALUE! | #VALUE! | #VALUE! | #VALUE! | #VALUE! |  |  |  |  | #VALUE! | #VALUE! | #VALUE! |  |  | #VALUE! | #VALUE! | #VALUE! | #VALUE! | #VALUE! | #VALUE! | #VALUE! | #VALUE! |  |  |  |  | #VALUE! | #VALUE! | #VALUE! |  |  | #VALUE! | #VALUE! | #VALUE! | #VALUE! | #VALUE! | #VALUE! | #VALUE! | #VALUE! |  |  |  |  | #VALUE! | #VALUE! | #VALUE! |  |  | #VALUE! | #VALUE! | #VALUE! | #VALUE! | #VALUE! | #VALUE! | #VALUE! | #VALUE! |  |  | #VALUE! | #VALUE! | #VALUE! | #VALUE! | #VALUE! |  |  | #VALUE! | #VALUE! | #VALUE! | #VALUE! | #VALUE! | #VALUE! | #VALUE! | #VALUE! |  |  | #VALUE! | #VALUE! | #VALUE! | #VALUE! | #VALUE! |  |  | #VALUE! | #VALUE! | #VALUE! | #VALUE! | #VALUE! | #VALUE! | #VALUE! | #VALUE! | 0 | #REF! | #VALUE! | #VALUE! | #VALUE! | #VALUE! | #VALUE! | #VALUE! | #VALUE! | 0
|  |  |  | 0 | 51 | 0 |  |  | 1 | 1.0842e-19 | 0 | 1.0669e-18 | 1.0669e-18 | 1.0669e-18 | 0 | 0 |  |  |  |  | #VALUE! | #VALUE! | #VALUE! |  |  | #VALUE! | #VALUE! | #VALUE! | #VALUE! | #VALUE! | #VALUE! | #VALUE! | #VALUE! |  |  |  |  | #VALUE! | #VALUE! | #VALUE! |  |  | #VALUE! | #VALUE! | #VALUE! | #VALUE! | #VALUE! | #VALUE! | #VALUE! | #VALUE! |  |  |  |  | #VALUE! | #VALUE! | #VALUE! |  |  | #VALUE! | #VALUE! | #VALUE! | #VALUE! | #VALUE! | #VALUE! | #VALUE! | #VALUE! |  |  |  |  | #VALUE! | #VALUE! | #VALUE! |  |  | #VALUE! | #VALUE! | #VALUE! | #VALUE! | #VALUE! | #VALUE! | #VALUE! | #VALUE! |  |  |  |  | #VALUE! | #VALUE! | #VALUE! |  |  | #VALUE! | #VALUE! | #VALUE! | #VALUE! | #VALUE! | #VALUE! | #VALUE! | #VALUE! |  |  | #VALUE! | #VALUE! | #VALUE! | #VALUE! | #VALUE! |  |  | #VALUE! | #VALUE! | #VALUE! | #VALUE! | #VALUE! | #VALUE! | #VALUE! | #VALUE! |  |  | #VALUE! | #VALUE! | #VALUE! | #VALUE! | #VALUE! |  |  | #VALUE! | #VALUE! | #VALUE! | #VALUE! | #VALUE! | #VALUE! | #VALUE! | #VALUE! | 0 | #REF! | #VALUE! | #VALUE! | #VALUE! | #VALUE! | #VALUE! | #VALUE! | #VALUE! | 0
|  |  |  | 0 | 51 | 0 |  |  | 1 | 1.0842e-19 | 0 | 1.0669e-18 | 1.0669e-18 | 1.0669e-18 | 0 | 0 |  |  |  |  | #VALUE! | #VALUE! | #VALUE! |  |  | #VALUE! | #VALUE! | #VALUE! | #VALUE! | #VALUE! | #VALUE! | #VALUE! | #VALUE! |  |  |  |  | #VALUE! | #VALUE! | #VALUE! |  |  | #VALUE! | #VALUE! | #VALUE! | #VALUE! | #VALUE! | #VALUE! | #VALUE! | #VALUE! |  |  |  |  | #VALUE! | #VALUE! | #VALUE! |  |  | #VALUE! | #VALUE! | #VALUE! | #VALUE! | #VALUE! | #VALUE! | #VALUE! | #VALUE! |  |  |  |  | #VALUE! | #VALUE! | #VALUE! |  |  | #VALUE! | #VALUE! | #VALUE! | #VALUE! | #VALUE! | #VALUE! | #VALUE! | #VALUE! |  |  |  |  | #VALUE! | #VALUE! | #VALUE! |  |  | #VALUE! | #VALUE! | #VALUE! | #VALUE! | #VALUE! | #VALUE! | #VALUE! | #VALUE! |  |  | #VALUE! | #VALUE! | #VALUE! | #VALUE! | #VALUE! |  |  | #VALUE! | #VALUE! | #VALUE! | #VALUE! | #VALUE! | #VALUE! | #VALUE! | #VALUE! |  |  | #VALUE! | #VALUE! | #VALUE! | #VALUE! | #VALUE! |  |  | #VALUE! | #VALUE! | #VALUE! | #VALUE! | #VALUE! | #VALUE! | #VALUE! | #VALUE! | 0 | #REF! | #VALUE! | #VALUE! | #VALUE! | #VALUE! | #VALUE! | #VALUE! | #VALUE! | 0
|  |  |  | 0 | 51 | 0 |  |  | 1 | 1.0842e-19 | 0 | 1.0669e-18 | 1.0669e-18 | 1.0669e-18 | 0 | 0 |  |  |  |  | #VALUE! | #VALUE! | #VALUE! |  |  | #VALUE! | #VALUE! | #VALUE! | #VALUE! | #VALUE! | #VALUE! | #VALUE! | #VALUE! |  |  |  |  | #VALUE! | #VALUE! | #VALUE! |  |  | #VALUE! | #VALUE! | #VALUE! | #VALUE! | #VALUE! | #VALUE! | #VALUE! | #VALUE! |  |  |  |  | #VALUE! | #VALUE! | #VALUE! |  |  | #VALUE! | #VALUE! | #VALUE! | #VALUE! | #VALUE! | #VALUE! | #VALUE! | #VALUE! |  |  |  |  | #VALUE! | #VALUE! | #VALUE! |  |  | #VALUE! | #VALUE! | #VALUE! | #VALUE! | #VALUE! | #VALUE! | #VALUE! | #VALUE! |  |  |  |  | #VALUE! | #VALUE! | #VALUE! |  |  | #VALUE! | #VALUE! | #VALUE! | #VALUE! | #VALUE! | #VALUE! | #VALUE! | #VALUE! |  |  | #VALUE! | #VALUE! | #VALUE! | #VALUE! | #VALUE! |  |  | #VALUE! | #VALUE! | #VALUE! | #VALUE! | #VALUE! | #VALUE! | #VALUE! | #VALUE! |  |  | #VALUE! | #VALUE! | #VALUE! | #VALUE! | #VALUE! |  |  | #VALUE! | #VALUE! | #VALUE! | #VALUE! | #VALUE! | #VALUE! | #VALUE! | #VALUE! | 0 | #REF! | #VALUE! | #VALUE! | #VALUE! | #VALUE! | #VALUE! | #VALUE! | #VALUE! | 0
|  |  |  | 0 | 51 | 0 |  |  | 1 | 1.0842e-19 | 0 | 1.0669e-18 | 1.0669e-18 | 1.0669e-18 | 0 | 0 |  |  |  |  | #VALUE! | #VALUE! | #VALUE! |  |  | #VALUE! | #VALUE! | #VALUE! | #VALUE! | #VALUE! | #VALUE! | #VALUE! | #VALUE! |  |  |  |  | #VALUE! | #VALUE! | #VALUE! |  |  | #VALUE! | #VALUE! | #VALUE! | #VALUE! | #VALUE! | #VALUE! | #VALUE! | #VALUE! |  |  |  |  | #VALUE! | #VALUE! | #VALUE! |  |  | #VALUE! | #VALUE! | #VALUE! | #VALUE! | #VALUE! | #VALUE! | #VALUE! | #VALUE! |  |  |  |  | #VALUE! | #VALUE! | #VALUE! |  |  | #VALUE! | #VALUE! | #VALUE! | #VALUE! | #VALUE! | #VALUE! | #VALUE! | #VALUE! |  |  |  |  | #VALUE! | #VALUE! | #VALUE! |  |  | #VALUE! | #VALUE! | #VALUE! | #VALUE! | #VALUE! | #VALUE! | #VALUE! | #VALUE! |  |  | #VALUE! | #VALUE! | #VALUE! | #VALUE! | #VALUE! |  |  | #VALUE! | #VALUE! | #VALUE! | #VALUE! | #VALUE! | #VALUE! | #VALUE! | #VALUE! |  |  | #VALUE! | #VALUE! | #VALUE! | #VALUE! | #VALUE! |  |  | #VALUE! | #VALUE! | #VALUE! | #VALUE! | #VALUE! | #VALUE! | #VALUE! | #VALUE! | 0 | #REF! | #VALUE! | #VALUE! | #VALUE! | #VALUE! | #VALUE! | #VALUE! | #VALUE! | 0
|  |  |  | 0 | 51 | 0 |  |  | 1 | 1.0842e-19 | 0 | 1.0669e-18 | 1.0669e-18 | 1.0669e-18 | 0 | 0 |  |  |  |  | #VALUE! | #VALUE! | #VALUE! |  |  | #VALUE! | #VALUE! | #VALUE! | #VALUE! | #VALUE! | #VALUE! | #VALUE! | #VALUE! |  |  |  |  | #VALUE! | #VALUE! | #VALUE! |  |  | #VALUE! | #VALUE! | #VALUE! | #VALUE! | #VALUE! | #VALUE! | #VALUE! | #VALUE! |  |  |  |  | #VALUE! | #VALUE! | #VALUE! |  |  | #VALUE! | #VALUE! | #VALUE! | #VALUE! | #VALUE! | #VALUE! | #VALUE! | #VALUE! |  |  |  |  | #VALUE! | #VALUE! | #VALUE! |  |  | #VALUE! | #VALUE! | #VALUE! | #VALUE! | #VALUE! | #VALUE! | #VALUE! | #VALUE! |  |  |  |  | #VALUE! | #VALUE! | #VALUE! |  |  | #VALUE! | #VALUE! | #VALUE! | #VALUE! | #VALUE! | #VALUE! | #VALUE! | #VALUE! |  |  | #VALUE! | #VALUE! | #VALUE! | #VALUE! | #VALUE! |  |  | #VALUE! | #VALUE! | #VALUE! | #VALUE! | #VALUE! | #VALUE! | #VALUE! | #VALUE! |  |  | #VALUE! | #VALUE! | #VALUE! | #VALUE! | #VALUE! |  |  | #VALUE! | #VALUE! | #VALUE! | #VALUE! | #VALUE! | #VALUE! | #VALUE! | #VALUE! | 0 | #REF! | #VALUE! | #VALUE! | #VALUE! | #VALUE! | #VALUE! | #VALUE! | #VALUE! | 0
|  |  |  | 0 | 51 | 0 |  |  | 1 | 1.0842e-19 | 0 | 1.0669e-18 | 1.0669e-18 | 1.0669e-18 | 0 | 0 |  |  |  |  | #VALUE! | #VALUE! | #VALUE! |  |  | #VALUE! | #VALUE! | #VALUE! | #VALUE! | #VALUE! | #VALUE! | #VALUE! | #VALUE! |  |  |  |  | #VALUE! | #VALUE! | #VALUE! |  |  | #VALUE! | #VALUE! | #VALUE! | #VALUE! | #VALUE! | #VALUE! | #VALUE! | #VALUE! |  |  |  |  | #VALUE! | #VALUE! | #VALUE! |  |  | #VALUE! | #VALUE! | #VALUE! | #VALUE! | #VALUE! | #VALUE! | #VALUE! | #VALUE! |  |  |  |  | #VALUE! | #VALUE! | #VALUE! |  |  | #VALUE! | #VALUE! | #VALUE! | #VALUE! | #VALUE! | #VALUE! | #VALUE! | #VALUE! |  |  |  |  | #VALUE! | #VALUE! | #VALUE! |  |  | #VALUE! | #VALUE! | #VALUE! | #VALUE! | #VALUE! | #VALUE! | #VALUE! | #VALUE! |  |  | #VALUE! | #VALUE! | #VALUE! | #VALUE! | #VALUE! |  |  | #VALUE! | #VALUE! | #VALUE! | #VALUE! | #VALUE! | #VALUE! | #VALUE! | #VALUE! |  |  | #VALUE! | #VALUE! | #VALUE! | #VALUE! | #VALUE! |  |  | #VALUE! | #VALUE! | #VALUE! | #VALUE! | #VALUE! | #VALUE! | #VALUE! | #VALUE! | 0 | #REF! | #VALUE! | #VALUE! | #VALUE! | #VALUE! | #VALUE! | #VALUE! | #VALUE! | 0
|  |  |  | 0 | 51 | 0 |  |  | 1 | 1.0842e-19 | 0 | 1.0669e-18 | 1.0669e-18 | 1.0669e-18 | 0 | 0 |  |  |  |  | #VALUE! | #VALUE! | #VALUE! |  |  | #VALUE! | #VALUE! | #VALUE! | #VALUE! | #VALUE! | #VALUE! | #VALUE! | #VALUE! |  |  |  |  | #VALUE! | #VALUE! | #VALUE! |  |  | #VALUE! | #VALUE! | #VALUE! | #VALUE! | #VALUE! | #VALUE! | #VALUE! | #VALUE! |  |  |  |  | #VALUE! | #VALUE! | #VALUE! |  |  | #VALUE! | #VALUE! | #VALUE! | #VALUE! | #VALUE! | #VALUE! | #VALUE! | #VALUE! |  |  |  |  | #VALUE! | #VALUE! | #VALUE! |  |  | #VALUE! | #VALUE! | #VALUE! | #VALUE! | #VALUE! | #VALUE! | #VALUE! | #VALUE! |  |  |  |  | #VALUE! | #VALUE! | #VALUE! |  |  | #VALUE! | #VALUE! | #VALUE! | #VALUE! | #VALUE! | #VALUE! | #VALUE! | #VALUE! |  |  | #VALUE! | #VALUE! | #VALUE! | #VALUE! | #VALUE! |  |  | #VALUE! | #VALUE! | #VALUE! | #VALUE! | #VALUE! | #VALUE! | #VALUE! | #VALUE! |  |  | #VALUE! | #VALUE! | #VALUE! | #VALUE! | #VALUE! |  |  | #VALUE! | #VALUE! | #VALUE! | #VALUE! | #VALUE! | #VALUE! | #VALUE! | #VALUE! | 0 | #REF! | #VALUE! | #VALUE! | #VALUE! | #VALUE! | #VALUE! | #VALUE! | #VALUE! | 0
|  |  |  | 0 | 51 | 0 |  |  | 1 | 1.0842e-19 | 0 | 1.0669e-18 | 1.0669e-18 | 1.0669e-18 | 0 | 0 |  |  |  |  | #VALUE! | #VALUE! | #VALUE! |  |  | #VALUE! | #VALUE! | #VALUE! | #VALUE! | #VALUE! | #VALUE! | #VALUE! | #VALUE! |  |  |  |  | #VALUE! | #VALUE! | #VALUE! |  |  | #VALUE! | #VALUE! | #VALUE! | #VALUE! | #VALUE! | #VALUE! | #VALUE! | #VALUE! |  |  |  |  | #VALUE! | #VALUE! | #VALUE! |  |  | #VALUE! | #VALUE! | #VALUE! | #VALUE! | #VALUE! | #VALUE! | #VALUE! | #VALUE! |  |  |  |  | #VALUE! | #VALUE! | #VALUE! |  |  | #VALUE! | #VALUE! | #VALUE! | #VALUE! | #VALUE! | #VALUE! | #VALUE! | #VALUE! |  |  |  |  | #VALUE! | #VALUE! | #VALUE! |  |  | #VALUE! | #VALUE! | #VALUE! | #VALUE! | #VALUE! | #VALUE! | #VALUE! | #VALUE! |  |  | #VALUE! | #VALUE! | #VALUE! | #VALUE! | #VALUE! |  |  | #VALUE! | #VALUE! | #VALUE! | #VALUE! | #VALUE! | #VALUE! | #VALUE! | #VALUE! |  |  | #VALUE! | #VALUE! | #VALUE! | #VALUE! | #VALUE! |  |  | #VALUE! | #VALUE! | #VALUE! | #VALUE! | #VALUE! | #VALUE! | #VALUE! | #VALUE! | 0 | #REF! | #VALUE! | #VALUE! | #VALUE! | #VALUE! | #VALUE! | #VALUE! | #VALUE! | 0
|  |  |  | 0 | 51 | 0 |  |  | 1 | 1.0842e-19 | 0 | 1.0669e-18 | 1.0669e-18 | 1.0669e-18 | 0 | 0 |  |  |  |  | #VALUE! | #VALUE! | #VALUE! |  |  | #VALUE! | #VALUE! | #VALUE! | #VALUE! | #VALUE! | #VALUE! | #VALUE! | #VALUE! |  |  |  |  | #VALUE! | #VALUE! | #VALUE! |  |  | #VALUE! | #VALUE! | #VALUE! | #VALUE! | #VALUE! | #VALUE! | #VALUE! | #VALUE! |  |  |  |  | #VALUE! | #VALUE! | #VALUE! |  |  | #VALUE! | #VALUE! | #VALUE! | #VALUE! | #VALUE! | #VALUE! | #VALUE! | #VALUE! |  |  |  |  | #VALUE! | #VALUE! | #VALUE! |  |  | #VALUE! | #VALUE! | #VALUE! | #VALUE! | #VALUE! | #VALUE! | #VALUE! | #VALUE! |  |  |  |  | #VALUE! | #VALUE! | #VALUE! |  |  | #VALUE! | #VALUE! | #VALUE! | #VALUE! | #VALUE! | #VALUE! | #VALUE! | #VALUE! |  |  | #VALUE! | #VALUE! | #VALUE! | #VALUE! | #VALUE! |  |  | #VALUE! | #VALUE! | #VALUE! | #VALUE! | #VALUE! | #VALUE! | #VALUE! | #VALUE! |  |  | #VALUE! | #VALUE! | #VALUE! | #VALUE! | #VALUE! |  |  | #VALUE! | #VALUE! | #VALUE! | #VALUE! | #VALUE! | #VALUE! | #VALUE! | #VALUE! | 0 | #REF! | #VALUE! | #VALUE! | #VALUE! | #VALUE! | #VALUE! | #VALUE! | #VALUE! | 0
|  |  |  | 0 | 51 | 0 |  |  | 1 | 1.0842e-19 | 0 | 1.0669e-18 | 1.0669e-18 | 1.0669e-18 | 0 | 0 |  |  |  |  | #VALUE! | #VALUE! | #VALUE! |  |  | #VALUE! | #VALUE! | #VALUE! | #VALUE! | #VALUE! | #VALUE! | #VALUE! | #VALUE! |  |  |  |  | #VALUE! | #VALUE! | #VALUE! |  |  | #VALUE! | #VALUE! | #VALUE! | #VALUE! | #VALUE! | #VALUE! | #VALUE! | #VALUE! |  |  |  |  | #VALUE! | #VALUE! | #VALUE! |  |  | #VALUE! | #VALUE! | #VALUE! | #VALUE! | #VALUE! | #VALUE! | #VALUE! | #VALUE! |  |  |  |  | #VALUE! | #VALUE! | #VALUE! |  |  | #VALUE! | #VALUE! | #VALUE! | #VALUE! | #VALUE! | #VALUE! | #VALUE! | #VALUE! |  |  |  |  | #VALUE! | #VALUE! | #VALUE! |  |  | #VALUE! | #VALUE! | #VALUE! | #VALUE! | #VALUE! | #VALUE! | #VALUE! | #VALUE! |  |  | #VALUE! | #VALUE! | #VALUE! | #VALUE! | #VALUE! |  |  | #VALUE! | #VALUE! | #VALUE! | #VALUE! | #VALUE! | #VALUE! | #VALUE! | #VALUE! |  |  | #VALUE! | #VALUE! | #VALUE! | #VALUE! | #VALUE! |  |  | #VALUE! | #VALUE! | #VALUE! | #VALUE! | #VALUE! | #VALUE! | #VALUE! | #VALUE! | 0 | #REF! | #VALUE! | #VALUE! | #VALUE! | #VALUE! | #VALUE! | #VALUE! | #VALUE! | 0
|  |  |  | 0 | 51 | 0 |  |  | 1 | 1.0842e-19 | 0 | 1.0669e-18 | 1.0669e-18 | 1.0669e-18 | 0 | 0 |  |  |  |  | #VALUE! | #VALUE! | #VALUE! |  |  | #VALUE! | #VALUE! | #VALUE! | #VALUE! | #VALUE! | #VALUE! | #VALUE! | #VALUE! |  |  |  |  | #VALUE! | #VALUE! | #VALUE! |  |  | #VALUE! | #VALUE! | #VALUE! | #VALUE! | #VALUE! | #VALUE! | #VALUE! | #VALUE! |  |  |  |  | #VALUE! | #VALUE! | #VALUE! |  |  | #VALUE! | #VALUE! | #VALUE! | #VALUE! | #VALUE! | #VALUE! | #VALUE! | #VALUE! |  |  |  |  | #VALUE! | #VALUE! | #VALUE! |  |  | #VALUE! | #VALUE! | #VALUE! | #VALUE! | #VALUE! | #VALUE! | #VALUE! | #VALUE! |  |  |  |  | #VALUE! | #VALUE! | #VALUE! |  |  | #VALUE! | #VALUE! | #VALUE! | #VALUE! | #VALUE! | #VALUE! | #VALUE! | #VALUE! |  |  | #VALUE! | #VALUE! | #VALUE! | #VALUE! | #VALUE! |  |  | #VALUE! | #VALUE! | #VALUE! | #VALUE! | #VALUE! | #VALUE! | #VALUE! | #VALUE! |  |  | #VALUE! | #VALUE! | #VALUE! | #VALUE! | #VALUE! |  |  | #VALUE! | #VALUE! | #VALUE! | #VALUE! | #VALUE! | #VALUE! | #VALUE! | #VALUE! | 0 | #REF! | #VALUE! | #VALUE! | #VALUE! | #VALUE! | #VALUE! | #VALUE! | #VALUE! | 0
|  |  |  | 0 | 51 | 0 |  |  | 1 | 1.0842e-19 | 0 | 1.0669e-18 | 1.0669e-18 | 1.0669e-18 | 0 | 0 |  |  |  |  | #VALUE! | #VALUE! | #VALUE! |  |  | #VALUE! | #VALUE! | #VALUE! | #VALUE! | #VALUE! | #VALUE! | #VALUE! | #VALUE! |  |  |  |  | #VALUE! | #VALUE! | #VALUE! |  |  | #VALUE! | #VALUE! | #VALUE! | #VALUE! | #VALUE! | #VALUE! | #VALUE! | #VALUE! |  |  |  |  | #VALUE! | #VALUE! | #VALUE! |  |  | #VALUE! | #VALUE! | #VALUE! | #VALUE! | #VALUE! | #VALUE! | #VALUE! | #VALUE! |  |  |  |  | #VALUE! | #VALUE! | #VALUE! |  |  | #VALUE! | #VALUE! | #VALUE! | #VALUE! | #VALUE! | #VALUE! | #VALUE! | #VALUE! |  |  |  |  | #VALUE! | #VALUE! | #VALUE! |  |  | #VALUE! | #VALUE! | #VALUE! | #VALUE! | #VALUE! | #VALUE! | #VALUE! | #VALUE! |  |  | #VALUE! | #VALUE! | #VALUE! | #VALUE! | #VALUE! |  |  | #VALUE! | #VALUE! | #VALUE! | #VALUE! | #VALUE! | #VALUE! | #VALUE! | #VALUE! |  |  | #VALUE! | #VALUE! | #VALUE! | #VALUE! | #VALUE! |  |  | #VALUE! | #VALUE! | #VALUE! | #VALUE! | #VALUE! | #VALUE! | #VALUE! | #VALUE! | 0 | #REF! | #VALUE! | #VALUE! | #VALUE! | #VALUE! | #VALUE! | #VALUE! | #VALUE! | 0
|  |  |  | 0 | 51 | 0 |  |  | 1 | 1.0842e-19 | 0 | 1.0669e-18 | 1.0669e-18 | 1.0669e-18 | 0 | 0 |  |  |  |  | #VALUE! | #VALUE! | #VALUE! |  |  | #VALUE! | #VALUE! | #VALUE! | #VALUE! | #VALUE! | #VALUE! | #VALUE! | #VALUE! |  |  |  |  | #VALUE! | #VALUE! | #VALUE! |  |  | #VALUE! | #VALUE! | #VALUE! | #VALUE! | #VALUE! | #VALUE! | #VALUE! | #VALUE! |  |  |  |  | #VALUE! | #VALUE! | #VALUE! |  |  | #VALUE! | #VALUE! | #VALUE! | #VALUE! | #VALUE! | #VALUE! | #VALUE! | #VALUE! |  |  |  |  | #VALUE! | #VALUE! | #VALUE! |  |  | #VALUE! | #VALUE! | #VALUE! | #VALUE! | #VALUE! | #VALUE! | #VALUE! | #VALUE! |  |  |  |  | #VALUE! | #VALUE! | #VALUE! |  |  | #VALUE! | #VALUE! | #VALUE! | #VALUE! | #VALUE! | #VALUE! | #VALUE! | #VALUE! |  |  | #VALUE! | #VALUE! | #VALUE! | #VALUE! | #VALUE! |  |  | #VALUE! | #VALUE! | #VALUE! | #VALUE! | #VALUE! | #VALUE! | #VALUE! | #VALUE! |  |  | #VALUE! | #VALUE! | #VALUE! | #VALUE! | #VALUE! |  |  | #VALUE! | #VALUE! | #VALUE! | #VALUE! | #VALUE! | #VALUE! | #VALUE! | #VALUE! | 0 | #REF! | #VALUE! | #VALUE! | #VALUE! | #VALUE! | #VALUE! | #VALUE! | #VALUE! | 0
|  |  |  | 0 | 51 | 0 |  |  | 1 | 1.0842e-19 | 0 | 1.0669e-18 | 1.0669e-18 | 1.0669e-18 | 0 | 0 |  |  |  |  | #VALUE! | #VALUE! | #VALUE! |  |  | #VALUE! | #VALUE! | #VALUE! | #VALUE! | #VALUE! | #VALUE! | #VALUE! | #VALUE! |  |  |  |  | #VALUE! | #VALUE! | #VALUE! |  |  | #VALUE! | #VALUE! | #VALUE! | #VALUE! | #VALUE! | #VALUE! | #VALUE! | #VALUE! |  |  |  |  | #VALUE! | #VALUE! | #VALUE! |  |  | #VALUE! | #VALUE! | #VALUE! | #VALUE! | #VALUE! | #VALUE! | #VALUE! | #VALUE! |  |  |  |  | #VALUE! | #VALUE! | #VALUE! |  |  | #VALUE! | #VALUE! | #VALUE! | #VALUE! | #VALUE! | #VALUE! | #VALUE! | #VALUE! |  |  |  |  | #VALUE! | #VALUE! | #VALUE! |  |  | #VALUE! | #VALUE! | #VALUE! | #VALUE! | #VALUE! | #VALUE! | #VALUE! | #VALUE! |  |  | #VALUE! | #VALUE! | #VALUE! | #VALUE! | #VALUE! |  |  | #VALUE! | #VALUE! | #VALUE! | #VALUE! | #VALUE! | #VALUE! | #VALUE! | #VALUE! |  |  | #VALUE! | #VALUE! | #VALUE! | #VALUE! | #VALUE! |  |  | #VALUE! | #VALUE! | #VALUE! | #VALUE! | #VALUE! | #VALUE! | #VALUE! | #VALUE! | 0 | #REF! | #VALUE! | #VALUE! | #VALUE! | #VALUE! | #VALUE! | #VALUE! | #VALUE! | 0
|  |  |  | 0 | 51 | 0 |  |  | 1 | 1.0842e-19 | 0 | 1.0669e-18 | 1.0669e-18 | 1.0669e-18 | 0 | 0 |  |  |  |  | #VALUE! | #VALUE! | #VALUE! |  |  | #VALUE! | #VALUE! | #VALUE! | #VALUE! | #VALUE! | #VALUE! | #VALUE! | #VALUE! |  |  |  |  | #VALUE! | #VALUE! | #VALUE! |  |  | #VALUE! | #VALUE! | #VALUE! | #VALUE! | #VALUE! | #VALUE! | #VALUE! | #VALUE! |  |  |  |  | #VALUE! | #VALUE! | #VALUE! |  |  | #VALUE! | #VALUE! | #VALUE! | #VALUE! | #VALUE! | #VALUE! | #VALUE! | #VALUE! |  |  |  |  | #VALUE! | #VALUE! | #VALUE! |  |  | #VALUE! | #VALUE! | #VALUE! | #VALUE! | #VALUE! | #VALUE! | #VALUE! | #VALUE! |  |  |  |  | #VALUE! | #VALUE! | #VALUE! |  |  | #VALUE! | #VALUE! | #VALUE! | #VALUE! | #VALUE! | #VALUE! | #VALUE! | #VALUE! |  |  | #VALUE! | #VALUE! | #VALUE! | #VALUE! | #VALUE! |  |  | #VALUE! | #VALUE! | #VALUE! | #VALUE! | #VALUE! | #VALUE! | #VALUE! | #VALUE! |  |  | #VALUE! | #VALUE! | #VALUE! | #VALUE! | #VALUE! |  |  | #VALUE! | #VALUE! | #VALUE! | #VALUE! | #VALUE! | #VALUE! | #VALUE! | #VALUE! | 0 | #REF! | #VALUE! | #VALUE! | #VALUE! | #VALUE! | #VALUE! | #VALUE! | #VALUE! | 0
|  |  |  | 0 | 51 | 0 |  |  | 1 | 1.0842e-19 | 0 | 1.0669e-18 | 1.0669e-18 | 1.0669e-18 | 0 | 0 |  |  |  |  | #VALUE! | #VALUE! | #VALUE! |  |  | #VALUE! | #VALUE! | #VALUE! | #VALUE! | #VALUE! | #VALUE! | #VALUE! | #VALUE! |  |  |  |  | #VALUE! | #VALUE! | #VALUE! |  |  | #VALUE! | #VALUE! | #VALUE! | #VALUE! | #VALUE! | #VALUE! | #VALUE! | #VALUE! |  |  |  |  | #VALUE! | #VALUE! | #VALUE! |  |  | #VALUE! | #VALUE! | #VALUE! | #VALUE! | #VALUE! | #VALUE! | #VALUE! | #VALUE! |  |  |  |  | #VALUE! | #VALUE! | #VALUE! |  |  | #VALUE! | #VALUE! | #VALUE! | #VALUE! | #VALUE! | #VALUE! | #VALUE! | #VALUE! |  |  |  |  | #VALUE! | #VALUE! | #VALUE! |  |  | #VALUE! | #VALUE! | #VALUE! | #VALUE! | #VALUE! | #VALUE! | #VALUE! | #VALUE! |  |  | #VALUE! | #VALUE! | #VALUE! | #VALUE! | #VALUE! |  |  | #VALUE! | #VALUE! | #VALUE! | #VALUE! | #VALUE! | #VALUE! | #VALUE! | #VALUE! |  |  | #VALUE! | #VALUE! | #VALUE! | #VALUE! | #VALUE! |  |  | #VALUE! | #VALUE! | #VALUE! | #VALUE! | #VALUE! | #VALUE! | #VALUE! | #VALUE! | 0 | #REF! | #VALUE! | #VALUE! | #VALUE! | #VALUE! | #VALUE! | #VALUE! | #VALUE! | 0
|  |  |  | 0 | 51 | 0 |  |  | 1 | 1.0842e-19 | 0 | 1.0669e-18 | 1.0669e-18 | 1.0669e-18 | 0 | 0 |  |  |  |  | #VALUE! | #VALUE! | #VALUE! |  |  | #VALUE! | #VALUE! | #VALUE! | #VALUE! | #VALUE! | #VALUE! | #VALUE! | #VALUE! |  |  |  |  | #VALUE! | #VALUE! | #VALUE! |  |  | #VALUE! | #VALUE! | #VALUE! | #VALUE! | #VALUE! | #VALUE! | #VALUE! | #VALUE! |  |  |  |  | #VALUE! | #VALUE! | #VALUE! |  |  | #VALUE! | #VALUE! | #VALUE! | #VALUE! | #VALUE! | #VALUE! | #VALUE! | #VALUE! |  |  |  |  | #VALUE! | #VALUE! | #VALUE! |  |  | #VALUE! | #VALUE! | #VALUE! | #VALUE! | #VALUE! | #VALUE! | #VALUE! | #VALUE! |  |  |  |  | #VALUE! | #VALUE! | #VALUE! |  |  | #VALUE! | #VALUE! | #VALUE! | #VALUE! | #VALUE! | #VALUE! | #VALUE! | #VALUE! |  |  | #VALUE! | #VALUE! | #VALUE! | #VALUE! | #VALUE! |  |  | #VALUE! | #VALUE! | #VALUE! | #VALUE! | #VALUE! | #VALUE! | #VALUE! | #VALUE! |  |  | #VALUE! | #VALUE! | #VALUE! | #VALUE! | #VALUE! |  |  | #VALUE! | #VALUE! | #VALUE! | #VALUE! | #VALUE! | #VALUE! | #VALUE! | #VALUE! | 0 | #REF! | #VALUE! | #VALUE! | #VALUE! | #VALUE! | #VALUE! | #VALUE! | #VALUE! | 0
|  |  |  | 0 | 51 | 0 |  |  | 1 | 1.0842e-19 | 0 | 1.0669e-18 | 1.0669e-18 | 1.0669e-18 | 0 | 0 |  |  |  |  | #VALUE! | #VALUE! | #VALUE! |  |  | #VALUE! | #VALUE! | #VALUE! | #VALUE! | #VALUE! | #VALUE! | #VALUE! | #VALUE! |  |  |  |  | #VALUE! | #VALUE! | #VALUE! |  |  | #VALUE! | #VALUE! | #VALUE! | #VALUE! | #VALUE! | #VALUE! | #VALUE! | #VALUE! |  |  |  |  | #VALUE! | #VALUE! | #VALUE! |  |  | #VALUE! | #VALUE! | #VALUE! | #VALUE! | #VALUE! | #VALUE! | #VALUE! | #VALUE! |  |  |  |  | #VALUE! | #VALUE! | #VALUE! |  |  | #VALUE! | #VALUE! | #VALUE! | #VALUE! | #VALUE! | #VALUE! | #VALUE! | #VALUE! |  |  |  |  | #VALUE! | #VALUE! | #VALUE! |  |  | #VALUE! | #VALUE! | #VALUE! | #VALUE! | #VALUE! | #VALUE! | #VALUE! | #VALUE! |  |  | #VALUE! | #VALUE! | #VALUE! | #VALUE! | #VALUE! |  |  | #VALUE! | #VALUE! | #VALUE! | #VALUE! | #VALUE! | #VALUE! | #VALUE! | #VALUE! |  |  | #VALUE! | #VALUE! | #VALUE! | #VALUE! | #VALUE! |  |  | #VALUE! | #VALUE! | #VALUE! | #VALUE! | #VALUE! | #VALUE! | #VALUE! | #VALUE! | 0 | #REF! | #VALUE! | #VALUE! | #VALUE! | #VALUE! | #VALUE! | #VALUE! | #VALUE! | 0
|  |  |  | 0 | 51 | 0 |  |  | 1 | 1.0842e-19 | 0 | 1.0669e-18 | 1.0669e-18 | 1.0669e-18 | 0 | 0 |  |  |  |  | #VALUE! | #VALUE! | #VALUE! |  |  | #VALUE! | #VALUE! | #VALUE! | #VALUE! | #VALUE! | #VALUE! | #VALUE! | #VALUE! |  |  |  |  | #VALUE! | #VALUE! | #VALUE! |  |  | #VALUE! | #VALUE! | #VALUE! | #VALUE! | #VALUE! | #VALUE! | #VALUE! | #VALUE! |  |  |  |  | #VALUE! | #VALUE! | #VALUE! |  |  | #VALUE! | #VALUE! | #VALUE! | #VALUE! | #VALUE! | #VALUE! | #VALUE! | #VALUE! |  |  |  |  | #VALUE! | #VALUE! | #VALUE! |  |  | #VALUE! | #VALUE! | #VALUE! | #VALUE! | #VALUE! | #VALUE! | #VALUE! | #VALUE! |  |  |  |  | #VALUE! | #VALUE! | #VALUE! |  |  | #VALUE! | #VALUE! | #VALUE! | #VALUE! | #VALUE! | #VALUE! | #VALUE! | #VALUE! |  |  | #VALUE! | #VALUE! | #VALUE! | #VALUE! | #VALUE! |  |  | #VALUE! | #VALUE! | #VALUE! | #VALUE! | #VALUE! | #VALUE! | #VALUE! | #VALUE! |  |  | #VALUE! | #VALUE! | #VALUE! | #VALUE! | #VALUE! |  |  | #VALUE! | #VALUE! | #VALUE! | #VALUE! | #VALUE! | #VALUE! | #VALUE! | #VALUE! | 0 | #REF! | #VALUE! | #VALUE! | #VALUE! | #VALUE! | #VALUE! | #VALUE! | #VALUE! | 0
|  |  |  | 0 | 51 | 0 |  |  | 1 | 1.0842e-19 | 0 | 1.0669e-18 | 1.0669e-18 | 1.0669e-18 | 0 | 0 |  |  |  |  | #VALUE! | #VALUE! | #VALUE! |  |  | #VALUE! | #VALUE! | #VALUE! | #VALUE! | #VALUE! | #VALUE! | #VALUE! | #VALUE! |  |  |  |  | #VALUE! | #VALUE! | #VALUE! |  |  | #VALUE! | #VALUE! | #VALUE! | #VALUE! | #VALUE! | #VALUE! | #VALUE! | #VALUE! |  |  |  |  | #VALUE! | #VALUE! | #VALUE! |  |  | #VALUE! | #VALUE! | #VALUE! | #VALUE! | #VALUE! | #VALUE! | #VALUE! | #VALUE! |  |  |  |  | #VALUE! | #VALUE! | #VALUE! |  |  | #VALUE! | #VALUE! | #VALUE! | #VALUE! | #VALUE! | #VALUE! | #VALUE! | #VALUE! |  |  |  |  | #VALUE! | #VALUE! | #VALUE! |  |  | #VALUE! | #VALUE! | #VALUE! | #VALUE! | #VALUE! | #VALUE! | #VALUE! | #VALUE! |  |  | #VALUE! | #VALUE! | #VALUE! | #VALUE! | #VALUE! |  |  | #VALUE! | #VALUE! | #VALUE! | #VALUE! | #VALUE! | #VALUE! | #VALUE! | #VALUE! |  |  | #VALUE! | #VALUE! | #VALUE! | #VALUE! | #VALUE! |  |  | #VALUE! | #VALUE! | #VALUE! | #VALUE! | #VALUE! | #VALUE! | #VALUE! | #VALUE! | 0 | #REF! | #VALUE! | #VALUE! | #VALUE! | #VALUE! | #VALUE! | #VALUE! | #VALUE! | 0
|  |  |  | 0 | 51 | 0 |  |  | 1 | 1.0842e-19 | 0 | 1.0669e-18 | 1.0669e-18 | 1.0669e-18 | 0 | 0 |  |  |  |  | #VALUE! | #VALUE! | #VALUE! |  |  | #VALUE! | #VALUE! | #VALUE! | #VALUE! | #VALUE! | #VALUE! | #VALUE! | #VALUE! |  |  |  |  | #VALUE! | #VALUE! | #VALUE! |  |  | #VALUE! | #VALUE! | #VALUE! | #VALUE! | #VALUE! | #VALUE! | #VALUE! | #VALUE! |  |  |  |  | #VALUE! | #VALUE! | #VALUE! |  |  | #VALUE! | #VALUE! | #VALUE! | #VALUE! | #VALUE! | #VALUE! | #VALUE! | #VALUE! |  |  |  |  | #VALUE! | #VALUE! | #VALUE! |  |  | #VALUE! | #VALUE! | #VALUE! | #VALUE! | #VALUE! | #VALUE! | #VALUE! | #VALUE! |  |  |  |  | #VALUE! | #VALUE! | #VALUE! |  |  | #VALUE! | #VALUE! | #VALUE! | #VALUE! | #VALUE! | #VALUE! | #VALUE! | #VALUE! |  |  | #VALUE! | #VALUE! | #VALUE! | #VALUE! | #VALUE! |  |  | #VALUE! | #VALUE! | #VALUE! | #VALUE! | #VALUE! | #VALUE! | #VALUE! | #VALUE! |  |  | #VALUE! | #VALUE! | #VALUE! | #VALUE! | #VALUE! |  |  | #VALUE! | #VALUE! | #VALUE! | #VALUE! | #VALUE! | #VALUE! | #VALUE! | #VALUE! | 0 | #REF! | #VALUE! | #VALUE! | #VALUE! | #VALUE! | #VALUE! | #VALUE! | #VALUE! | 0
|  |  |  | 0 | 51 | 0 |  |  | 1 | 1.0842e-19 | 0 | 1.0669e-18 | 1.0669e-18 | 1.0669e-18 | 0 | 0 |  |  |  |  | #VALUE! | #VALUE! | #VALUE! |  |  | #VALUE! | #VALUE! | #VALUE! | #VALUE! | #VALUE! | #VALUE! | #VALUE! | #VALUE! |  |  |  |  | #VALUE! | #VALUE! | #VALUE! |  |  | #VALUE! | #VALUE! | #VALUE! | #VALUE! | #VALUE! | #VALUE! | #VALUE! | #VALUE! |  |  |  |  | #VALUE! | #VALUE! | #VALUE! |  |  | #VALUE! | #VALUE! | #VALUE! | #VALUE! | #VALUE! | #VALUE! | #VALUE! | #VALUE! |  |  |  |  | #VALUE! | #VALUE! | #VALUE! |  |  | #VALUE! | #VALUE! | #VALUE! | #VALUE! | #VALUE! | #VALUE! | #VALUE! | #VALUE! |  |  |  |  | #VALUE! | #VALUE! | #VALUE! |  |  | #VALUE! | #VALUE! | #VALUE! | #VALUE! | #VALUE! | #VALUE! | #VALUE! | #VALUE! |  |  | #VALUE! | #VALUE! | #VALUE! | #VALUE! | #VALUE! |  |  | #VALUE! | #VALUE! | #VALUE! | #VALUE! | #VALUE! | #VALUE! | #VALUE! | #VALUE! |  |  | #VALUE! | #VALUE! | #VALUE! | #VALUE! | #VALUE! |  |  | #VALUE! | #VALUE! | #VALUE! | #VALUE! | #VALUE! | #VALUE! | #VALUE! | #VALUE! | 0 | #REF! | #VALUE! | #VALUE! | #VALUE! | #VALUE! | #VALUE! | #VALUE! | #VALUE! | 0
|  |  |  | 0 | 51 | 0 |  |  | 1 | 1.0842e-19 | 0 | 1.0669e-18 | 1.0669e-18 | 1.0669e-18 | 0 | 0 |  |  |  |  | #VALUE! | #VALUE! | #VALUE! |  |  | #VALUE! | #VALUE! | #VALUE! | #VALUE! | #VALUE! | #VALUE! | #VALUE! | #VALUE! |  |  |  |  | #VALUE! | #VALUE! | #VALUE! |  |  | #VALUE! | #VALUE! | #VALUE! | #VALUE! | #VALUE! | #VALUE! | #VALUE! | #VALUE! |  |  |  |  | #VALUE! | #VALUE! | #VALUE! |  |  | #VALUE! | #VALUE! | #VALUE! | #VALUE! | #VALUE! | #VALUE! | #VALUE! | #VALUE! |  |  |  |  | #VALUE! | #VALUE! | #VALUE! |  |  | #VALUE! | #VALUE! | #VALUE! | #VALUE! | #VALUE! | #VALUE! | #VALUE! | #VALUE! |  |  |  |  | #VALUE! | #VALUE! | #VALUE! |  |  | #VALUE! | #VALUE! | #VALUE! | #VALUE! | #VALUE! | #VALUE! | #VALUE! | #VALUE! |  |  | #VALUE! | #VALUE! | #VALUE! | #VALUE! | #VALUE! |  |  | #VALUE! | #VALUE! | #VALUE! | #VALUE! | #VALUE! | #VALUE! | #VALUE! | #VALUE! |  |  | #VALUE! | #VALUE! | #VALUE! | #VALUE! | #VALUE! |  |  | #VALUE! | #VALUE! | #VALUE! | #VALUE! | #VALUE! | #VALUE! | #VALUE! | #VALUE! | 0 | #REF! | #VALUE! | #VALUE! | #VALUE! | #VALUE! | #VALUE! | #VALUE! | #VALUE! | 0
|  |  |  | 0 | 51 | 0 |  |  | 1 | 1.0842e-19 | 0 | 1.0669e-18 | 1.0669e-18 | 1.0669e-18 | 0 | 0 |  |  |  |  | #VALUE! | #VALUE! | #VALUE! |  |  | #VALUE! | #VALUE! | #VALUE! | #VALUE! | #VALUE! | #VALUE! | #VALUE! | #VALUE! |  |  |  |  | #VALUE! | #VALUE! | #VALUE! |  |  | #VALUE! | #VALUE! | #VALUE! | #VALUE! | #VALUE! | #VALUE! | #VALUE! | #VALUE! |  |  |  |  | #VALUE! | #VALUE! | #VALUE! |  |  | #VALUE! | #VALUE! | #VALUE! | #VALUE! | #VALUE! | #VALUE! | #VALUE! | #VALUE! |  |  |  |  | #VALUE! | #VALUE! | #VALUE! |  |  | #VALUE! | #VALUE! | #VALUE! | #VALUE! | #VALUE! | #VALUE! | #VALUE! | #VALUE! |  |  |  |  | #VALUE! | #VALUE! | #VALUE! |  |  | #VALUE! | #VALUE! | #VALUE! | #VALUE! | #VALUE! | #VALUE! | #VALUE! | #VALUE! |  |  | #VALUE! | #VALUE! | #VALUE! | #VALUE! | #VALUE! |  |  | #VALUE! | #VALUE! | #VALUE! | #VALUE! | #VALUE! | #VALUE! | #VALUE! | #VALUE! |  |  | #VALUE! | #VALUE! | #VALUE! | #VALUE! | #VALUE! |  |  | #VALUE! | #VALUE! | #VALUE! | #VALUE! | #VALUE! | #VALUE! | #VALUE! | #VALUE! | 0 | #REF! | #VALUE! | #VALUE! | #VALUE! | #VALUE! | #VALUE! | #VALUE! | #VALUE! | 0
|  |  |  | 0 | 51 | 0 |  |  | 1 | 1.0842e-19 | 0 | 1.0669e-18 | 1.0669e-18 | 1.0669e-18 | 0 | 0 |  |  |  |  | #VALUE! | #VALUE! | #VALUE! |  |  | #VALUE! | #VALUE! | #VALUE! | #VALUE! | #VALUE! | #VALUE! | #VALUE! | #VALUE! |  |  |  |  | #VALUE! | #VALUE! | #VALUE! |  |  | #VALUE! | #VALUE! | #VALUE! | #VALUE! | #VALUE! | #VALUE! | #VALUE! | #VALUE! |  |  |  |  | #VALUE! | #VALUE! | #VALUE! |  |  | #VALUE! | #VALUE! | #VALUE! | #VALUE! | #VALUE! | #VALUE! | #VALUE! | #VALUE! |  |  |  |  | #VALUE! | #VALUE! | #VALUE! |  |  | #VALUE! | #VALUE! | #VALUE! | #VALUE! | #VALUE! | #VALUE! | #VALUE! | #VALUE! |  |  |  |  | #VALUE! | #VALUE! | #VALUE! |  |  | #VALUE! | #VALUE! | #VALUE! | #VALUE! | #VALUE! | #VALUE! | #VALUE! | #VALUE! |  |  | #VALUE! | #VALUE! | #VALUE! | #VALUE! | #VALUE! |  |  | #VALUE! | #VALUE! | #VALUE! | #VALUE! | #VALUE! | #VALUE! | #VALUE! | #VALUE! |  |  | #VALUE! | #VALUE! | #VALUE! | #VALUE! | #VALUE! |  |  | #VALUE! | #VALUE! | #VALUE! | #VALUE! | #VALUE! | #VALUE! | #VALUE! | #VALUE! | 0 | #REF! | #VALUE! | #VALUE! | #VALUE! | #VALUE! | #VALUE! | #VALUE! | #VALUE! | 0
|  |  |  | 0 | 51 | 0 |  |  | 1 | 1.0842e-19 | 0 | 1.0669e-18 | 1.0669e-18 | 1.0669e-18 | 0 | 0 |  |  |  |  | #VALUE! | #VALUE! | #VALUE! |  |  | #VALUE! | #VALUE! | #VALUE! | #VALUE! | #VALUE! | #VALUE! | #VALUE! | #VALUE! |  |  |  |  | #VALUE! | #VALUE! | #VALUE! |  |  | #VALUE! | #VALUE! | #VALUE! | #VALUE! | #VALUE! | #VALUE! | #VALUE! | #VALUE! |  |  |  |  | #VALUE! | #VALUE! | #VALUE! |  |  | #VALUE! | #VALUE! | #VALUE! | #VALUE! | #VALUE! | #VALUE! | #VALUE! | #VALUE! |  |  |  |  | #VALUE! | #VALUE! | #VALUE! |  |  | #VALUE! | #VALUE! | #VALUE! | #VALUE! | #VALUE! | #VALUE! | #VALUE! | #VALUE! |  |  |  |  | #VALUE! | #VALUE! | #VALUE! |  |  | #VALUE! | #VALUE! | #VALUE! | #VALUE! | #VALUE! | #VALUE! | #VALUE! | #VALUE! |  |  | #VALUE! | #VALUE! | #VALUE! | #VALUE! | #VALUE! |  |  | #VALUE! | #VALUE! | #VALUE! | #VALUE! | #VALUE! | #VALUE! | #VALUE! | #VALUE! |  |  | #VALUE! | #VALUE! | #VALUE! | #VALUE! | #VALUE! |  |  | #VALUE! | #VALUE! | #VALUE! | #VALUE! | #VALUE! | #VALUE! | #VALUE! | #VALUE! | 0 | #REF! | #VALUE! | #VALUE! | #VALUE! | #VALUE! | #VALUE! | #VALUE! | #VALUE! | 0
|  |  |  | 0 | 51 | 0 |  |  | 1 | 1.0842e-19 | 0 | 1.0669e-18 | 1.0669e-18 | 1.0669e-18 | 0 | 0 |  |  |  |  | #VALUE! | #VALUE! | #VALUE! |  |  | #VALUE! | #VALUE! | #VALUE! | #VALUE! | #VALUE! | #VALUE! | #VALUE! | #VALUE! |  |  |  |  | #VALUE! | #VALUE! | #VALUE! |  |  | #VALUE! | #VALUE! | #VALUE! | #VALUE! | #VALUE! | #VALUE! | #VALUE! | #VALUE! |  |  |  |  | #VALUE! | #VALUE! | #VALUE! |  |  | #VALUE! | #VALUE! | #VALUE! | #VALUE! | #VALUE! | #VALUE! | #VALUE! | #VALUE! |  |  |  |  | #VALUE! | #VALUE! | #VALUE! |  |  | #VALUE! | #VALUE! | #VALUE! | #VALUE! | #VALUE! | #VALUE! | #VALUE! | #VALUE! |  |  |  |  | #VALUE! | #VALUE! | #VALUE! |  |  | #VALUE! | #VALUE! | #VALUE! | #VALUE! | #VALUE! | #VALUE! | #VALUE! | #VALUE! |  |  | #VALUE! | #VALUE! | #VALUE! | #VALUE! | #VALUE! |  |  | #VALUE! | #VALUE! | #VALUE! | #VALUE! | #VALUE! | #VALUE! | #VALUE! | #VALUE! |  |  | #VALUE! | #VALUE! | #VALUE! | #VALUE! | #VALUE! |  |  | #VALUE! | #VALUE! | #VALUE! | #VALUE! | #VALUE! | #VALUE! | #VALUE! | #VALUE! | 0 | #REF! | #VALUE! | #VALUE! | #VALUE! | #VALUE! | #VALUE! | #VALUE! | #VALUE! | 0
|  |  |  | 0 | 51 | 0 |  |  | 1 | 1.0842e-19 | 0 | 1.0669e-18 | 1.0669e-18 | 1.0669e-18 | 0 | 0 |  |  |  |  | #VALUE! | #VALUE! | #VALUE! |  |  | #VALUE! | #VALUE! | #VALUE! | #VALUE! | #VALUE! | #VALUE! | #VALUE! | #VALUE! |  |  |  |  | #VALUE! | #VALUE! | #VALUE! |  |  | #VALUE! | #VALUE! | #VALUE! | #VALUE! | #VALUE! | #VALUE! | #VALUE! | #VALUE! |  |  |  |  | #VALUE! | #VALUE! | #VALUE! |  |  | #VALUE! | #VALUE! | #VALUE! | #VALUE! | #VALUE! | #VALUE! | #VALUE! | #VALUE! |  |  |  |  | #VALUE! | #VALUE! | #VALUE! |  |  | #VALUE! | #VALUE! | #VALUE! | #VALUE! | #VALUE! | #VALUE! | #VALUE! | #VALUE! |  |  |  |  | #VALUE! | #VALUE! | #VALUE! |  |  | #VALUE! | #VALUE! | #VALUE! | #VALUE! | #VALUE! | #VALUE! | #VALUE! | #VALUE! |  |  | #VALUE! | #VALUE! | #VALUE! | #VALUE! | #VALUE! |  |  | #VALUE! | #VALUE! | #VALUE! | #VALUE! | #VALUE! | #VALUE! | #VALUE! | #VALUE! |  |  | #VALUE! | #VALUE! | #VALUE! | #VALUE! | #VALUE! |  |  | #VALUE! | #VALUE! | #VALUE! | #VALUE! | #VALUE! | #VALUE! | #VALUE! | #VALUE! | 0 | #REF! | #VALUE! | #VALUE! | #VALUE! | #VALUE! | #VALUE! | #VALUE! | #VALUE! | 0
|  |  |  | 0 | 51 | 0 |  |  | 1 | 1.0842e-19 | 0 | 1.0669e-18 | 1.0669e-18 | 1.0669e-18 | 0 | 0 |  |  |  |  | #VALUE! | #VALUE! | #VALUE! |  |  | #VALUE! | #VALUE! | #VALUE! | #VALUE! | #VALUE! | #VALUE! | #VALUE! | #VALUE! |  |  |  |  | #VALUE! | #VALUE! | #VALUE! |  |  | #VALUE! | #VALUE! | #VALUE! | #VALUE! | #VALUE! | #VALUE! | #VALUE! | #VALUE! |  |  |  |  | #VALUE! | #VALUE! | #VALUE! |  |  | #VALUE! | #VALUE! | #VALUE! | #VALUE! | #VALUE! | #VALUE! | #VALUE! | #VALUE! |  |  |  |  | #VALUE! | #VALUE! | #VALUE! |  |  | #VALUE! | #VALUE! | #VALUE! | #VALUE! | #VALUE! | #VALUE! | #VALUE! | #VALUE! |  |  |  |  | #VALUE! | #VALUE! | #VALUE! |  |  | #VALUE! | #VALUE! | #VALUE! | #VALUE! | #VALUE! | #VALUE! | #VALUE! | #VALUE! |  |  | #VALUE! | #VALUE! | #VALUE! | #VALUE! | #VALUE! |  |  | #VALUE! | #VALUE! | #VALUE! | #VALUE! | #VALUE! | #VALUE! | #VALUE! | #VALUE! |  |  | #VALUE! | #VALUE! | #VALUE! | #VALUE! | #VALUE! |  |  | #VALUE! | #VALUE! | #VALUE! | #VALUE! | #VALUE! | #VALUE! | #VALUE! | #VALUE! | 0 | #REF! | #VALUE! | #VALUE! | #VALUE! | #VALUE! | #VALUE! | #VALUE! | #VALUE! | 0
|  |  |  | 0 | 51 | 0 |  |  | 1 | 1.0842e-19 | 0 | 1.0669e-18 | 1.0669e-18 | 1.0669e-18 | 0 | 0 |  |  |  |  | #VALUE! | #VALUE! | #VALUE! |  |  | #VALUE! | #VALUE! | #VALUE! | #VALUE! | #VALUE! | #VALUE! | #VALUE! | #VALUE! |  |  |  |  | #VALUE! | #VALUE! | #VALUE! |  |  | #VALUE! | #VALUE! | #VALUE! | #VALUE! | #VALUE! | #VALUE! | #VALUE! | #VALUE! |  |  |  |  | #VALUE! | #VALUE! | #VALUE! |  |  | #VALUE! | #VALUE! | #VALUE! | #VALUE! | #VALUE! | #VALUE! | #VALUE! | #VALUE! |  |  |  |  | #VALUE! | #VALUE! | #VALUE! |  |  | #VALUE! | #VALUE! | #VALUE! | #VALUE! | #VALUE! | #VALUE! | #VALUE! | #VALUE! |  |  |  |  | #VALUE! | #VALUE! | #VALUE! |  |  | #VALUE! | #VALUE! | #VALUE! | #VALUE! | #VALUE! | #VALUE! | #VALUE! | #VALUE! |  |  | #VALUE! | #VALUE! | #VALUE! | #VALUE! | #VALUE! |  |  | #VALUE! | #VALUE! | #VALUE! | #VALUE! | #VALUE! | #VALUE! | #VALUE! | #VALUE! |  |  | #VALUE! | #VALUE! | #VALUE! | #VALUE! | #VALUE! |  |  | #VALUE! | #VALUE! | #VALUE! | #VALUE! | #VALUE! | #VALUE! | #VALUE! | #VALUE! | 0 | #REF! | #VALUE! | #VALUE! | #VALUE! | #VALUE! | #VALUE! | #VALUE! | #VALUE! | 0
|  |  |  | 0 | 51 | 0 |  |  | 1 | 1.0842e-19 | 0 | 1.0669e-18 | 1.0669e-18 | 1.0669e-18 | 0 | 0 |  |  |  |  | #VALUE! | #VALUE! | #VALUE! |  |  | #VALUE! | #VALUE! | #VALUE! | #VALUE! | #VALUE! | #VALUE! | #VALUE! | #VALUE! |  |  |  |  | #VALUE! | #VALUE! | #VALUE! |  |  | #VALUE! | #VALUE! | #VALUE! | #VALUE! | #VALUE! | #VALUE! | #VALUE! | #VALUE! |  |  |  |  | #VALUE! | #VALUE! | #VALUE! |  |  | #VALUE! | #VALUE! | #VALUE! | #VALUE! | #VALUE! | #VALUE! | #VALUE! | #VALUE! |  |  |  |  | #VALUE! | #VALUE! | #VALUE! |  |  | #VALUE! | #VALUE! | #VALUE! | #VALUE! | #VALUE! | #VALUE! | #VALUE! | #VALUE! |  |  |  |  | #VALUE! | #VALUE! | #VALUE! |  |  | #VALUE! | #VALUE! | #VALUE! | #VALUE! | #VALUE! | #VALUE! | #VALUE! | #VALUE! |  |  | #VALUE! | #VALUE! | #VALUE! | #VALUE! | #VALUE! |  |  | #VALUE! | #VALUE! | #VALUE! | #VALUE! | #VALUE! | #VALUE! | #VALUE! | #VALUE! |  |  | #VALUE! | #VALUE! | #VALUE! | #VALUE! | #VALUE! |  |  | #VALUE! | #VALUE! | #VALUE! | #VALUE! | #VALUE! | #VALUE! | #VALUE! | #VALUE! | 0 | #REF! | #VALUE! | #VALUE! | #VALUE! | #VALUE! | #VALUE! | #VALUE! | #VALUE! | 0
|  |  |  | 0 | 51 | 0 |  |  | 1 | 1.0842e-19 | 0 | 1.0669e-18 | 1.0669e-18 | 1.0669e-18 | 0 | 0 |  |  |  |  | #VALUE! | #VALUE! | #VALUE! |  |  | #VALUE! | #VALUE! | #VALUE! | #VALUE! | #VALUE! | #VALUE! | #VALUE! | #VALUE! |  |  |  |  | #VALUE! | #VALUE! | #VALUE! |  |  | #VALUE! | #VALUE! | #VALUE! | #VALUE! | #VALUE! | #VALUE! | #VALUE! | #VALUE! |  |  |  |  | #VALUE! | #VALUE! | #VALUE! |  |  | #VALUE! | #VALUE! | #VALUE! | #VALUE! | #VALUE! | #VALUE! | #VALUE! | #VALUE! |  |  |  |  | #VALUE! | #VALUE! | #VALUE! |  |  | #VALUE! | #VALUE! | #VALUE! | #VALUE! | #VALUE! | #VALUE! | #VALUE! | #VALUE! |  |  |  |  | #VALUE! | #VALUE! | #VALUE! |  |  | #VALUE! | #VALUE! | #VALUE! | #VALUE! | #VALUE! | #VALUE! | #VALUE! | #VALUE! |  |  | #VALUE! | #VALUE! | #VALUE! | #VALUE! | #VALUE! |  |  | #VALUE! | #VALUE! | #VALUE! | #VALUE! | #VALUE! | #VALUE! | #VALUE! | #VALUE! |  |  | #VALUE! | #VALUE! | #VALUE! | #VALUE! | #VALUE! |  |  | #VALUE! | #VALUE! | #VALUE! | #VALUE! | #VALUE! | #VALUE! | #VALUE! | #VALUE! | 0 | #REF! | #VALUE! | #VALUE! | #VALUE! | #VALUE! | #VALUE! | #VALUE! | #VALUE! | 0
|  |  |  | 0 | 51 | 0 |  |  | 1 | 1.0842e-19 | 0 | 1.0669e-18 | 1.0669e-18 | 1.0669e-18 | 0 | 0 |  |  |  |  | #VALUE! | #VALUE! | #VALUE! |  |  | #VALUE! | #VALUE! | #VALUE! | #VALUE! | #VALUE! | #VALUE! | #VALUE! | #VALUE! |  |  |  |  | #VALUE! | #VALUE! | #VALUE! |  |  | #VALUE! | #VALUE! | #VALUE! | #VALUE! | #VALUE! | #VALUE! | #VALUE! | #VALUE! |  |  |  |  | #VALUE! | #VALUE! | #VALUE! |  |  | #VALUE! | #VALUE! | #VALUE! | #VALUE! | #VALUE! | #VALUE! | #VALUE! | #VALUE! |  |  |  |  | #VALUE! | #VALUE! | #VALUE! |  |  | #VALUE! | #VALUE! | #VALUE! | #VALUE! | #VALUE! | #VALUE! | #VALUE! | #VALUE! |  |  |  |  | #VALUE! | #VALUE! | #VALUE! |  |  | #VALUE! | #VALUE! | #VALUE! | #VALUE! | #VALUE! | #VALUE! | #VALUE! | #VALUE! |  |  | #VALUE! | #VALUE! | #VALUE! | #VALUE! | #VALUE! |  |  | #VALUE! | #VALUE! | #VALUE! | #VALUE! | #VALUE! | #VALUE! | #VALUE! | #VALUE! |  |  | #VALUE! | #VALUE! | #VALUE! | #VALUE! | #VALUE! |  |  | #VALUE! | #VALUE! | #VALUE! | #VALUE! | #VALUE! | #VALUE! | #VALUE! | #VALUE! | 0 | #REF! | #VALUE! | #VALUE! | #VALUE! | #VALUE! | #VALUE! | #VALUE! | #VALUE! | 0
|  |  |  | 0 | 51 | 0 |  |  | 1 | 1.0842e-19 | 0 | 1.0669e-18 | 1.0669e-18 | 1.0669e-18 | 0 | 0 |  |  |  |  | #VALUE! | #VALUE! | #VALUE! |  |  | #VALUE! | #VALUE! | #VALUE! | #VALUE! | #VALUE! | #VALUE! | #VALUE! | #VALUE! |  |  |  |  | #VALUE! | #VALUE! | #VALUE! |  |  | #VALUE! | #VALUE! | #VALUE! | #VALUE! | #VALUE! | #VALUE! | #VALUE! | #VALUE! |  |  |  |  | #VALUE! | #VALUE! | #VALUE! |  |  | #VALUE! | #VALUE! | #VALUE! | #VALUE! | #VALUE! | #VALUE! | #VALUE! | #VALUE! |  |  |  |  | #VALUE! | #VALUE! | #VALUE! |  |  | #VALUE! | #VALUE! | #VALUE! | #VALUE! | #VALUE! | #VALUE! | #VALUE! | #VALUE! |  |  |  |  | #VALUE! | #VALUE! | #VALUE! |  |  | #VALUE! | #VALUE! | #VALUE! | #VALUE! | #VALUE! | #VALUE! | #VALUE! | #VALUE! |  |  | #VALUE! | #VALUE! | #VALUE! | #VALUE! | #VALUE! |  |  | #VALUE! | #VALUE! | #VALUE! | #VALUE! | #VALUE! | #VALUE! | #VALUE! | #VALUE! |  |  | #VALUE! | #VALUE! | #VALUE! | #VALUE! | #VALUE! |  |  | #VALUE! | #VALUE! | #VALUE! | #VALUE! | #VALUE! | #VALUE! | #VALUE! | #VALUE! | 0 | #REF! | #VALUE! | #VALUE! | #VALUE! | #VALUE! | #VALUE! | #VALUE! | #VALUE! | 0
|  |  |  | 0 | 51 | 0 |  |  | 1 | 1.0842e-19 | 0 | 1.0669e-18 | 1.0669e-18 | 1.0669e-18 | 0 | 0 |  |  |  |  | #VALUE! | #VALUE! | #VALUE! |  |  | #VALUE! | #VALUE! | #VALUE! | #VALUE! | #VALUE! | #VALUE! | #VALUE! | #VALUE! |  |  |  |  | #VALUE! | #VALUE! | #VALUE! |  |  | #VALUE! | #VALUE! | #VALUE! | #VALUE! | #VALUE! | #VALUE! | #VALUE! | #VALUE! |  |  |  |  | #VALUE! | #VALUE! | #VALUE! |  |  | #VALUE! | #VALUE! | #VALUE! | #VALUE! | #VALUE! | #VALUE! | #VALUE! | #VALUE! |  |  |  |  | #VALUE! | #VALUE! | #VALUE! |  |  | #VALUE! | #VALUE! | #VALUE! | #VALUE! | #VALUE! | #VALUE! | #VALUE! | #VALUE! |  |  |  |  | #VALUE! | #VALUE! | #VALUE! |  |  | #VALUE! | #VALUE! | #VALUE! | #VALUE! | #VALUE! | #VALUE! | #VALUE! | #VALUE! |  |  | #VALUE! | #VALUE! | #VALUE! | #VALUE! | #VALUE! |  |  | #VALUE! | #VALUE! | #VALUE! | #VALUE! | #VALUE! | #VALUE! | #VALUE! | #VALUE! |  |  | #VALUE! | #VALUE! | #VALUE! | #VALUE! | #VALUE! |  |  | #VALUE! | #VALUE! | #VALUE! | #VALUE! | #VALUE! | #VALUE! | #VALUE! | #VALUE! | 0 | #REF! | #VALUE! | #VALUE! | #VALUE! | #VALUE! | #VALUE! | #VALUE! | #VALUE! | 0
|  |  |  | 0 | 51 | 0 |  |  | 1 | 1.0842e-19 | 0 | 1.0669e-18 | 1.0669e-18 | 1.0669e-18 | 0 | 0 |  |  |  |  | #VALUE! | #VALUE! | #VALUE! |  |  | #VALUE! | #VALUE! | #VALUE! | #VALUE! | #VALUE! | #VALUE! | #VALUE! | #VALUE! |  |  |  |  | #VALUE! | #VALUE! | #VALUE! |  |  | #VALUE! | #VALUE! | #VALUE! | #VALUE! | #VALUE! | #VALUE! | #VALUE! | #VALUE! |  |  |  |  | #VALUE! | #VALUE! | #VALUE! |  |  | #VALUE! | #VALUE! | #VALUE! | #VALUE! | #VALUE! | #VALUE! | #VALUE! | #VALUE! |  |  |  |  | #VALUE! | #VALUE! | #VALUE! |  |  | #VALUE! | #VALUE! | #VALUE! | #VALUE! | #VALUE! | #VALUE! | #VALUE! | #VALUE! |  |  |  |  | #VALUE! | #VALUE! | #VALUE! |  |  | #VALUE! | #VALUE! | #VALUE! | #VALUE! | #VALUE! | #VALUE! | #VALUE! | #VALUE! |  |  | #VALUE! | #VALUE! | #VALUE! | #VALUE! | #VALUE! |  |  | #VALUE! | #VALUE! | #VALUE! | #VALUE! | #VALUE! | #VALUE! | #VALUE! | #VALUE! |  |  | #VALUE! | #VALUE! | #VALUE! | #VALUE! | #VALUE! |  |  | #VALUE! | #VALUE! | #VALUE! | #VALUE! | #VALUE! | #VALUE! | #VALUE! | #VALUE! | 0 | #REF! | #VALUE! | #VALUE! | #VALUE! | #VALUE! | #VALUE! | #VALUE! | #VALUE! | 0
|  |  |  | 0 | 51 | 0 |  |  | 1 | 1.0842e-19 | 0 | 1.0669e-18 | 1.0669e-18 | 1.0669e-18 | 0 | 0 |  |  |  |  | #VALUE! | #VALUE! | #VALUE! |  |  | #VALUE! | #VALUE! | #VALUE! | #VALUE! | #VALUE! | #VALUE! | #VALUE! | #VALUE! |  |  |  |  | #VALUE! | #VALUE! | #VALUE! |  |  | #VALUE! | #VALUE! | #VALUE! | #VALUE! | #VALUE! | #VALUE! | #VALUE! | #VALUE! |  |  |  |  | #VALUE! | #VALUE! | #VALUE! |  |  | #VALUE! | #VALUE! | #VALUE! | #VALUE! | #VALUE! | #VALUE! | #VALUE! | #VALUE! |  |  |  |  | #VALUE! | #VALUE! | #VALUE! |  |  | #VALUE! | #VALUE! | #VALUE! | #VALUE! | #VALUE! | #VALUE! | #VALUE! | #VALUE! |  |  |  |  | #VALUE! | #VALUE! | #VALUE! |  |  | #VALUE! | #VALUE! | #VALUE! | #VALUE! | #VALUE! | #VALUE! | #VALUE! | #VALUE! |  |  | #VALUE! | #VALUE! | #VALUE! | #VALUE! | #VALUE! |  |  | #VALUE! | #VALUE! | #VALUE! | #VALUE! | #VALUE! | #VALUE! | #VALUE! | #VALUE! |  |  | #VALUE! | #VALUE! | #VALUE! | #VALUE! | #VALUE! |  |  | #VALUE! | #VALUE! | #VALUE! | #VALUE! | #VALUE! | #VALUE! | #VALUE! | #VALUE! | 0 | #REF! | #VALUE! | #VALUE! | #VALUE! | #VALUE! | #VALUE! | #VALUE! | #VALUE! | 0
|  |  |  | 0 | 51 | 0 |  |  | 1 | 1.0842e-19 | 0 | 1.0669e-18 | 1.0669e-18 | 1.0669e-18 | 0 | 0 |  |  |  |  | #VALUE! | #VALUE! | #VALUE! |  |  | #VALUE! | #VALUE! | #VALUE! | #VALUE! | #VALUE! | #VALUE! | #VALUE! | #VALUE! |  |  |  |  | #VALUE! | #VALUE! | #VALUE! |  |  | #VALUE! | #VALUE! | #VALUE! | #VALUE! | #VALUE! | #VALUE! | #VALUE! | #VALUE! |  |  |  |  | #VALUE! | #VALUE! | #VALUE! |  |  | #VALUE! | #VALUE! | #VALUE! | #VALUE! | #VALUE! | #VALUE! | #VALUE! | #VALUE! |  |  |  |  | #VALUE! | #VALUE! | #VALUE! |  |  | #VALUE! | #VALUE! | #VALUE! | #VALUE! | #VALUE! | #VALUE! | #VALUE! | #VALUE! |  |  |  |  | #VALUE! | #VALUE! | #VALUE! |  |  | #VALUE! | #VALUE! | #VALUE! | #VALUE! | #VALUE! | #VALUE! | #VALUE! | #VALUE! |  |  | #VALUE! | #VALUE! | #VALUE! | #VALUE! | #VALUE! |  |  | #VALUE! | #VALUE! | #VALUE! | #VALUE! | #VALUE! | #VALUE! | #VALUE! | #VALUE! |  |  | #VALUE! | #VALUE! | #VALUE! | #VALUE! | #VALUE! |  |  | #VALUE! | #VALUE! | #VALUE! | #VALUE! | #VALUE! | #VALUE! | #VALUE! | #VALUE! | 0 | #REF! | #VALUE! | #VALUE! | #VALUE! | #VALUE! | #VALUE! | #VALUE! | #VALUE! | 0
|  |  |  | 0 | 51 | 0 |  |  | 1 | 1.0842e-19 | 0 | 1.0669e-18 | 1.0669e-18 | 1.0669e-18 | 0 | 0 |  |  |  |  | #VALUE! | #VALUE! | #VALUE! |  |  | #VALUE! | #VALUE! | #VALUE! | #VALUE! | #VALUE! | #VALUE! | #VALUE! | #VALUE! |  |  |  |  | #VALUE! | #VALUE! | #VALUE! |  |  | #VALUE! | #VALUE! | #VALUE! | #VALUE! | #VALUE! | #VALUE! | #VALUE! | #VALUE! |  |  |  |  | #VALUE! | #VALUE! | #VALUE! |  |  | #VALUE! | #VALUE! | #VALUE! | #VALUE! | #VALUE! | #VALUE! | #VALUE! | #VALUE! |  |  |  |  | #VALUE! | #VALUE! | #VALUE! |  |  | #VALUE! | #VALUE! | #VALUE! | #VALUE! | #VALUE! | #VALUE! | #VALUE! | #VALUE! |  |  |  |  | #VALUE! | #VALUE! | #VALUE! |  |  | #VALUE! | #VALUE! | #VALUE! | #VALUE! | #VALUE! | #VALUE! | #VALUE! | #VALUE! |  |  | #VALUE! | #VALUE! | #VALUE! | #VALUE! | #VALUE! |  |  | #VALUE! | #VALUE! | #VALUE! | #VALUE! | #VALUE! | #VALUE! | #VALUE! | #VALUE! |  |  | #VALUE! | #VALUE! | #VALUE! | #VALUE! | #VALUE! |  |  | #VALUE! | #VALUE! | #VALUE! | #VALUE! | #VALUE! | #VALUE! | #VALUE! | #VALUE! | 0 | #REF! | #VALUE! | #VALUE! | #VALUE! | #VALUE! | #VALUE! | #VALUE! | #VALUE! | 0
|  |  |  | 0 | 51 | 0 |  |  | 1 | 1.0842e-19 | 0 | 1.0669e-18 | 1.0669e-18 | 1.0669e-18 | 0 | 0 |  |  |  |  | #VALUE! | #VALUE! | #VALUE! |  |  | #VALUE! | #VALUE! | #VALUE! | #VALUE! | #VALUE! | #VALUE! | #VALUE! | #VALUE! |  |  |  |  | #VALUE! | #VALUE! | #VALUE! |  |  | #VALUE! | #VALUE! | #VALUE! | #VALUE! | #VALUE! | #VALUE! | #VALUE! | #VALUE! |  |  |  |  | #VALUE! | #VALUE! | #VALUE! |  |  | #VALUE! | #VALUE! | #VALUE! | #VALUE! | #VALUE! | #VALUE! | #VALUE! | #VALUE! |  |  |  |  | #VALUE! | #VALUE! | #VALUE! |  |  | #VALUE! | #VALUE! | #VALUE! | #VALUE! | #VALUE! | #VALUE! | #VALUE! | #VALUE! |  |  |  |  | #VALUE! | #VALUE! | #VALUE! |  |  | #VALUE! | #VALUE! | #VALUE! | #VALUE! | #VALUE! | #VALUE! | #VALUE! | #VALUE! |  |  | #VALUE! | #VALUE! | #VALUE! | #VALUE! | #VALUE! |  |  | #VALUE! | #VALUE! | #VALUE! | #VALUE! | #VALUE! | #VALUE! | #VALUE! | #VALUE! |  |  | #VALUE! | #VALUE! | #VALUE! | #VALUE! | #VALUE! |  |  | #VALUE! | #VALUE! | #VALUE! | #VALUE! | #VALUE! | #VALUE! | #VALUE! | #VALUE! | 0 | #REF! | #VALUE! | #VALUE! | #VALUE! | #VALUE! | #VALUE! | #VALUE! | #VALUE! | 0
|  |  |  | 0 | 51 | 0 |  |  | 1 | 1.0842e-19 | 0 | 1.0669e-18 | 1.0669e-18 | 1.0669e-18 | 0 | 0 |  |  |  |  | #VALUE! | #VALUE! | #VALUE! |  |  | #VALUE! | #VALUE! | #VALUE! | #VALUE! | #VALUE! | #VALUE! | #VALUE! | #VALUE! |  |  |  |  | #VALUE! | #VALUE! | #VALUE! |  |  | #VALUE! | #VALUE! | #VALUE! | #VALUE! | #VALUE! | #VALUE! | #VALUE! | #VALUE! |  |  |  |  | #VALUE! | #VALUE! | #VALUE! |  |  | #VALUE! | #VALUE! | #VALUE! | #VALUE! | #VALUE! | #VALUE! | #VALUE! | #VALUE! |  |  |  |  | #VALUE! | #VALUE! | #VALUE! |  |  | #VALUE! | #VALUE! | #VALUE! | #VALUE! | #VALUE! | #VALUE! | #VALUE! | #VALUE! |  |  |  |  | #VALUE! | #VALUE! | #VALUE! |  |  | #VALUE! | #VALUE! | #VALUE! | #VALUE! | #VALUE! | #VALUE! | #VALUE! | #VALUE! |  |  | #VALUE! | #VALUE! | #VALUE! | #VALUE! | #VALUE! |  |  | #VALUE! | #VALUE! | #VALUE! | #VALUE! | #VALUE! | #VALUE! | #VALUE! | #VALUE! |  |  | #VALUE! | #VALUE! | #VALUE! | #VALUE! | #VALUE! |  |  | #VALUE! | #VALUE! | #VALUE! | #VALUE! | #VALUE! | #VALUE! | #VALUE! | #VALUE! | 0 | #REF! | #VALUE! | #VALUE! | #VALUE! | #VALUE! | #VALUE! | #VALUE! | #VALUE! | 0
|  |  |  | 0 | 51 | 0 |  |  | 1 | 1.0842e-19 | 0 | 1.0669e-18 | 1.0669e-18 | 1.0669e-18 | 0 | 0 |  |  |  |  | #VALUE! | #VALUE! | #VALUE! |  |  | #VALUE! | #VALUE! | #VALUE! | #VALUE! | #VALUE! | #VALUE! | #VALUE! | #VALUE! |  |  |  |  | #VALUE! | #VALUE! | #VALUE! |  |  | #VALUE! | #VALUE! | #VALUE! | #VALUE! | #VALUE! | #VALUE! | #VALUE! | #VALUE! |  |  |  |  | #VALUE! | #VALUE! | #VALUE! |  |  | #VALUE! | #VALUE! | #VALUE! | #VALUE! | #VALUE! | #VALUE! | #VALUE! | #VALUE! |  |  |  |  | #VALUE! | #VALUE! | #VALUE! |  |  | #VALUE! | #VALUE! | #VALUE! | #VALUE! | #VALUE! | #VALUE! | #VALUE! | #VALUE! |  |  |  |  | #VALUE! | #VALUE! | #VALUE! |  |  | #VALUE! | #VALUE! | #VALUE! | #VALUE! | #VALUE! | #VALUE! | #VALUE! | #VALUE! |  |  | #VALUE! | #VALUE! | #VALUE! | #VALUE! | #VALUE! |  |  | #VALUE! | #VALUE! | #VALUE! | #VALUE! | #VALUE! | #VALUE! | #VALUE! | #VALUE! |  |  | #VALUE! | #VALUE! | #VALUE! | #VALUE! | #VALUE! |  |  | #VALUE! | #VALUE! | #VALUE! | #VALUE! | #VALUE! | #VALUE! | #VALUE! | #VALUE! | 0 | #REF! | #VALUE! | #VALUE! | #VALUE! | #VALUE! | #VALUE! | #VALUE! | #VALUE! | 0
|  |  |  | 0 | 51 | 0 |  |  | 1 | 1.0842e-19 | 0 | 1.0669e-18 | 1.0669e-18 | 1.0669e-18 | 0 | 0 |  |  |  |  | #VALUE! | #VALUE! | #VALUE! |  |  | #VALUE! | #VALUE! | #VALUE! | #VALUE! | #VALUE! | #VALUE! | #VALUE! | #VALUE! |  |  |  |  | #VALUE! | #VALUE! | #VALUE! |  |  | #VALUE! | #VALUE! | #VALUE! | #VALUE! | #VALUE! | #VALUE! | #VALUE! | #VALUE! |  |  |  |  | #VALUE! | #VALUE! | #VALUE! |  |  | #VALUE! | #VALUE! | #VALUE! | #VALUE! | #VALUE! | #VALUE! | #VALUE! | #VALUE! |  |  |  |  | #VALUE! | #VALUE! | #VALUE! |  |  | #VALUE! | #VALUE! | #VALUE! | #VALUE! | #VALUE! | #VALUE! | #VALUE! | #VALUE! |  |  |  |  | #VALUE! | #VALUE! | #VALUE! |  |  | #VALUE! | #VALUE! | #VALUE! | #VALUE! | #VALUE! | #VALUE! | #VALUE! | #VALUE! |  |  | #VALUE! | #VALUE! | #VALUE! | #VALUE! | #VALUE! |  |  | #VALUE! | #VALUE! | #VALUE! | #VALUE! | #VALUE! | #VALUE! | #VALUE! | #VALUE! |  |  | #VALUE! | #VALUE! | #VALUE! | #VALUE! | #VALUE! |  |  | #VALUE! | #VALUE! | #VALUE! | #VALUE! | #VALUE! | #VALUE! | #VALUE! | #VALUE! | 0 | #REF! | #VALUE! | #VALUE! | #VALUE! | #VALUE! | #VALUE! | #VALUE! | #VALUE! | 0
|  |  |  | 0 | 51 | 0 |  |  | 1 | 1.0842e-19 | 0 | 1.0669e-18 | 1.0669e-18 | 1.0669e-18 | 0 | 0 |  |  |  |  | #VALUE! | #VALUE! | #VALUE! |  |  | #VALUE! | #VALUE! | #VALUE! | #VALUE! | #VALUE! | #VALUE! | #VALUE! | #VALUE! |  |  |  |  | #VALUE! | #VALUE! | #VALUE! |  |  | #VALUE! | #VALUE! | #VALUE! | #VALUE! | #VALUE! | #VALUE! | #VALUE! | #VALUE! |  |  |  |  | #VALUE! | #VALUE! | #VALUE! |  |  | #VALUE! | #VALUE! | #VALUE! | #VALUE! | #VALUE! | #VALUE! | #VALUE! | #VALUE! |  |  |  |  | #VALUE! | #VALUE! | #VALUE! |  |  | #VALUE! | #VALUE! | #VALUE! | #VALUE! | #VALUE! | #VALUE! | #VALUE! | #VALUE! |  |  |  |  | #VALUE! | #VALUE! | #VALUE! |  |  | #VALUE! | #VALUE! | #VALUE! | #VALUE! | #VALUE! | #VALUE! | #VALUE! | #VALUE! |  |  | #VALUE! | #VALUE! | #VALUE! | #VALUE! | #VALUE! |  |  | #VALUE! | #VALUE! | #VALUE! | #VALUE! | #VALUE! | #VALUE! | #VALUE! | #VALUE! |  |  | #VALUE! | #VALUE! | #VALUE! | #VALUE! | #VALUE! |  |  | #VALUE! | #VALUE! | #VALUE! | #VALUE! | #VALUE! | #VALUE! | #VALUE! | #VALUE! | 0 | #REF! | #VALUE! | #VALUE! | #VALUE! | #VALUE! | #VALUE! | #VALUE! | #VALUE! | 0
|  |  |  | 0 | 51 | 0 |  |  | 1 | 1.0842e-19 | 0 | 1.0669e-18 | 1.0669e-18 | 1.0669e-18 | 0 | 0 |  |  |  |  | #VALUE! | #VALUE! | #VALUE! |  |  | #VALUE! | #VALUE! | #VALUE! | #VALUE! | #VALUE! | #VALUE! | #VALUE! | #VALUE! |  |  |  |  | #VALUE! | #VALUE! | #VALUE! |  |  | #VALUE! | #VALUE! | #VALUE! | #VALUE! | #VALUE! | #VALUE! | #VALUE! | #VALUE! |  |  |  |  | #VALUE! | #VALUE! | #VALUE! |  |  | #VALUE! | #VALUE! | #VALUE! | #VALUE! | #VALUE! | #VALUE! | #VALUE! | #VALUE! |  |  |  |  | #VALUE! | #VALUE! | #VALUE! |  |  | #VALUE! | #VALUE! | #VALUE! | #VALUE! | #VALUE! | #VALUE! | #VALUE! | #VALUE! |  |  |  |  | #VALUE! | #VALUE! | #VALUE! |  |  | #VALUE! | #VALUE! | #VALUE! | #VALUE! | #VALUE! | #VALUE! | #VALUE! | #VALUE! |  |  | #VALUE! | #VALUE! | #VALUE! | #VALUE! | #VALUE! |  |  | #VALUE! | #VALUE! | #VALUE! | #VALUE! | #VALUE! | #VALUE! | #VALUE! | #VALUE! |  |  | #VALUE! | #VALUE! | #VALUE! | #VALUE! | #VALUE! |  |  | #VALUE! | #VALUE! | #VALUE! | #VALUE! | #VALUE! | #VALUE! | #VALUE! | #VALUE! | 0 | #REF! | #VALUE! | #VALUE! | #VALUE! | #VALUE! | #VALUE! | #VALUE! | #VALUE! | 0
|  |  |  | 0 | 51 | 0 |  |  | 1 | 1.0842e-19 | 0 | 1.0669e-18 | 1.0669e-18 | 1.0669e-18 | 0 | 0 |  |  |  |  | #VALUE! | #VALUE! | #VALUE! |  |  | #VALUE! | #VALUE! | #VALUE! | #VALUE! | #VALUE! | #VALUE! | #VALUE! | #VALUE! |  |  |  |  | #VALUE! | #VALUE! | #VALUE! |  |  | #VALUE! | #VALUE! | #VALUE! | #VALUE! | #VALUE! | #VALUE! | #VALUE! | #VALUE! |  |  |  |  | #VALUE! | #VALUE! | #VALUE! |  |  | #VALUE! | #VALUE! | #VALUE! | #VALUE! | #VALUE! | #VALUE! | #VALUE! | #VALUE! |  |  |  |  | #VALUE! | #VALUE! | #VALUE! |  |  | #VALUE! | #VALUE! | #VALUE! | #VALUE! | #VALUE! | #VALUE! | #VALUE! | #VALUE! |  |  |  |  | #VALUE! | #VALUE! | #VALUE! |  |  | #VALUE! | #VALUE! | #VALUE! | #VALUE! | #VALUE! | #VALUE! | #VALUE! | #VALUE! |  |  | #VALUE! | #VALUE! | #VALUE! | #VALUE! | #VALUE! |  |  | #VALUE! | #VALUE! | #VALUE! | #VALUE! | #VALUE! | #VALUE! | #VALUE! | #VALUE! |  |  | #VALUE! | #VALUE! | #VALUE! | #VALUE! | #VALUE! |  |  | #VALUE! | #VALUE! | #VALUE! | #VALUE! | #VALUE! | #VALUE! | #VALUE! | #VALUE! | 0 | #REF! | #VALUE! | #VALUE! | #VALUE! | #VALUE! | #VALUE! | #VALUE! | #VALUE! | 0
|  |  |  | 0 | 51 | 0 |  |  | 1 | 1.0842e-19 | 0 | 1.0669e-18 | 1.0669e-18 | 1.0669e-18 | 0 | 0 |  |  |  |  | #VALUE! | #VALUE! | #VALUE! |  |  | #VALUE! | #VALUE! | #VALUE! | #VALUE! | #VALUE! | #VALUE! | #VALUE! | #VALUE! |  |  |  |  | #VALUE! | #VALUE! | #VALUE! |  |  | #VALUE! | #VALUE! | #VALUE! | #VALUE! | #VALUE! | #VALUE! | #VALUE! | #VALUE! |  |  |  |  | #VALUE! | #VALUE! | #VALUE! |  |  | #VALUE! | #VALUE! | #VALUE! | #VALUE! | #VALUE! | #VALUE! | #VALUE! | #VALUE! |  |  |  |  | #VALUE! | #VALUE! | #VALUE! |  |  | #VALUE! | #VALUE! | #VALUE! | #VALUE! | #VALUE! | #VALUE! | #VALUE! | #VALUE! |  |  |  |  | #VALUE! | #VALUE! | #VALUE! |  |  | #VALUE! | #VALUE! | #VALUE! | #VALUE! | #VALUE! | #VALUE! | #VALUE! | #VALUE! |  |  | #VALUE! | #VALUE! | #VALUE! | #VALUE! | #VALUE! |  |  | #VALUE! | #VALUE! | #VALUE! | #VALUE! | #VALUE! | #VALUE! | #VALUE! | #VALUE! |  |  | #VALUE! | #VALUE! | #VALUE! | #VALUE! | #VALUE! |  |  | #VALUE! | #VALUE! | #VALUE! | #VALUE! | #VALUE! | #VALUE! | #VALUE! | #VALUE! | 0 | #REF! | #VALUE! | #VALUE! | #VALUE! | #VALUE! | #VALUE! | #VALUE! | #VALUE! | 0
|  |  |  | 0 | 51 | 0 |  |  | 1 | 1.0842e-19 | 0 | 1.0669e-18 | 1.0669e-18 | 1.0669e-18 | 0 | 0 |  |  |  |  | #VALUE! | #VALUE! | #VALUE! |  |  | #VALUE! | #VALUE! | #VALUE! | #VALUE! | #VALUE! | #VALUE! | #VALUE! | #VALUE! |  |  |  |  | #VALUE! | #VALUE! | #VALUE! |  |  | #VALUE! | #VALUE! | #VALUE! | #VALUE! | #VALUE! | #VALUE! | #VALUE! | #VALUE! |  |  |  |  | #VALUE! | #VALUE! | #VALUE! |  |  | #VALUE! | #VALUE! | #VALUE! | #VALUE! | #VALUE! | #VALUE! | #VALUE! | #VALUE! |  |  |  |  | #VALUE! | #VALUE! | #VALUE! |  |  | #VALUE! | #VALUE! | #VALUE! | #VALUE! | #VALUE! | #VALUE! | #VALUE! | #VALUE! |  |  |  |  | #VALUE! | #VALUE! | #VALUE! |  |  | #VALUE! | #VALUE! | #VALUE! | #VALUE! | #VALUE! | #VALUE! | #VALUE! | #VALUE! |  |  | #VALUE! | #VALUE! | #VALUE! | #VALUE! | #VALUE! |  |  | #VALUE! | #VALUE! | #VALUE! | #VALUE! | #VALUE! | #VALUE! | #VALUE! | #VALUE! |  |  | #VALUE! | #VALUE! | #VALUE! | #VALUE! | #VALUE! |  |  | #VALUE! | #VALUE! | #VALUE! | #VALUE! | #VALUE! | #VALUE! | #VALUE! | #VALUE! | 0 | #REF! | #VALUE! | #VALUE! | #VALUE! | #VALUE! | #VALUE! | #VALUE! | #VALUE! | 0
|  |  |  | 0 | 51 | 0 |  |  | 1 | 1.0842e-19 | 0 | 1.0669e-18 | 1.0669e-18 | 1.0669e-18 | 0 | 0 |  |  |  |  | #VALUE! | #VALUE! | #VALUE! |  |  | #VALUE! | #VALUE! | #VALUE! | #VALUE! | #VALUE! | #VALUE! | #VALUE! | #VALUE! |  |  |  |  | #VALUE! | #VALUE! | #VALUE! |  |  | #VALUE! | #VALUE! | #VALUE! | #VALUE! | #VALUE! | #VALUE! | #VALUE! | #VALUE! |  |  |  |  | #VALUE! | #VALUE! | #VALUE! |  |  | #VALUE! | #VALUE! | #VALUE! | #VALUE! | #VALUE! | #VALUE! | #VALUE! | #VALUE! |  |  |  |  | #VALUE! | #VALUE! | #VALUE! |  |  | #VALUE! | #VALUE! | #VALUE! | #VALUE! | #VALUE! | #VALUE! | #VALUE! | #VALUE! |  |  |  |  | #VALUE! | #VALUE! | #VALUE! |  |  | #VALUE! | #VALUE! | #VALUE! | #VALUE! | #VALUE! | #VALUE! | #VALUE! | #VALUE! |  |  | #VALUE! | #VALUE! | #VALUE! | #VALUE! | #VALUE! |  |  | #VALUE! | #VALUE! | #VALUE! | #VALUE! | #VALUE! | #VALUE! | #VALUE! | #VALUE! |  |  | #VALUE! | #VALUE! | #VALUE! | #VALUE! | #VALUE! |  |  | #VALUE! | #VALUE! | #VALUE! | #VALUE! | #VALUE! | #VALUE! | #VALUE! | #VALUE! | 0 | #REF! | #VALUE! | #VALUE! | #VALUE! | #VALUE! | #VALUE! | #VALUE! | #VALUE! | 0
|  |  |  | 0 | 51 | 0 |  |  | 1 | 1.0842e-19 | 0 | 1.0669e-18 | 1.0669e-18 | 1.0669e-18 | 0 | 0 |  |  |  |  | #VALUE! | #VALUE! | #VALUE! |  |  | #VALUE! | #VALUE! | #VALUE! | #VALUE! | #VALUE! | #VALUE! | #VALUE! | #VALUE! |  |  |  |  | #VALUE! | #VALUE! | #VALUE! |  |  | #VALUE! | #VALUE! | #VALUE! | #VALUE! | #VALUE! | #VALUE! | #VALUE! | #VALUE! |  |  |  |  | #VALUE! | #VALUE! | #VALUE! |  |  | #VALUE! | #VALUE! | #VALUE! | #VALUE! | #VALUE! | #VALUE! | #VALUE! | #VALUE! |  |  |  |  | #VALUE! | #VALUE! | #VALUE! |  |  | #VALUE! | #VALUE! | #VALUE! | #VALUE! | #VALUE! | #VALUE! | #VALUE! | #VALUE! |  |  |  |  | #VALUE! | #VALUE! | #VALUE! |  |  | #VALUE! | #VALUE! | #VALUE! | #VALUE! | #VALUE! | #VALUE! | #VALUE! | #VALUE! |  |  | #VALUE! | #VALUE! | #VALUE! | #VALUE! | #VALUE! |  |  | #VALUE! | #VALUE! | #VALUE! | #VALUE! | #VALUE! | #VALUE! | #VALUE! | #VALUE! |  |  | #VALUE! | #VALUE! | #VALUE! | #VALUE! | #VALUE! |  |  | #VALUE! | #VALUE! | #VALUE! | #VALUE! | #VALUE! | #VALUE! | #VALUE! | #VALUE! | 0 | #REF! | #VALUE! | #VALUE! | #VALUE! | #VALUE! | #VALUE! | #VALUE! | #VALUE! | 0
|  |  |  | 0 | 51 | 0 |  |  | 1 | 1.0842e-19 | 0 | 1.0669e-18 | 1.0669e-18 | 1.0669e-18 | 0 | 0 |  |  |  |  | #VALUE! | #VALUE! | #VALUE! |  |  | #VALUE! | #VALUE! | #VALUE! | #VALUE! | #VALUE! | #VALUE! | #VALUE! | #VALUE! |  |  |  |  | #VALUE! | #VALUE! | #VALUE! |  |  | #VALUE! | #VALUE! | #VALUE! | #VALUE! | #VALUE! | #VALUE! | #VALUE! | #VALUE! |  |  |  |  | #VALUE! | #VALUE! | #VALUE! |  |  | #VALUE! | #VALUE! | #VALUE! | #VALUE! | #VALUE! | #VALUE! | #VALUE! | #VALUE! |  |  |  |  | #VALUE! | #VALUE! | #VALUE! |  |  | #VALUE! | #VALUE! | #VALUE! | #VALUE! | #VALUE! | #VALUE! | #VALUE! | #VALUE! |  |  |  |  | #VALUE! | #VALUE! | #VALUE! |  |  | #VALUE! | #VALUE! | #VALUE! | #VALUE! | #VALUE! | #VALUE! | #VALUE! | #VALUE! |  |  | #VALUE! | #VALUE! | #VALUE! | #VALUE! | #VALUE! |  |  | #VALUE! | #VALUE! | #VALUE! | #VALUE! | #VALUE! | #VALUE! | #VALUE! | #VALUE! |  |  | #VALUE! | #VALUE! | #VALUE! | #VALUE! | #VALUE! |  |  | #VALUE! | #VALUE! | #VALUE! | #VALUE! | #VALUE! | #VALUE! | #VALUE! | #VALUE! | 0 | #REF! | #VALUE! | #VALUE! | #VALUE! | #VALUE! | #VALUE! | #VALUE! | #VALUE! | 0
|  |  |  | 0 | 51 | 0 |  |  | 1 | 1.0842e-19 | 0 | 1.0669e-18 | 1.0669e-18 | 1.0669e-18 | 0 | 0 |  |  |  |  | #VALUE! | #VALUE! | #VALUE! |  |  | #VALUE! | #VALUE! | #VALUE! | #VALUE! | #VALUE! | #VALUE! | #VALUE! | #VALUE! |  |  |  |  | #VALUE! | #VALUE! | #VALUE! |  |  | #VALUE! | #VALUE! | #VALUE! | #VALUE! | #VALUE! | #VALUE! | #VALUE! | #VALUE! |  |  |  |  | #VALUE! | #VALUE! | #VALUE! |  |  | #VALUE! | #VALUE! | #VALUE! | #VALUE! | #VALUE! | #VALUE! | #VALUE! | #VALUE! |  |  |  |  | #VALUE! | #VALUE! | #VALUE! |  |  | #VALUE! | #VALUE! | #VALUE! | #VALUE! | #VALUE! | #VALUE! | #VALUE! | #VALUE! |  |  |  |  | #VALUE! | #VALUE! | #VALUE! |  |  | #VALUE! | #VALUE! | #VALUE! | #VALUE! | #VALUE! | #VALUE! | #VALUE! | #VALUE! |  |  | #VALUE! | #VALUE! | #VALUE! | #VALUE! | #VALUE! |  |  | #VALUE! | #VALUE! | #VALUE! | #VALUE! | #VALUE! | #VALUE! | #VALUE! | #VALUE! |  |  | #VALUE! | #VALUE! | #VALUE! | #VALUE! | #VALUE! |  |  | #VALUE! | #VALUE! | #VALUE! | #VALUE! | #VALUE! | #VALUE! | #VALUE! | #VALUE! | 0 | #REF! | #VALUE! | #VALUE! | #VALUE! | #VALUE! | #VALUE! | #VALUE! | #VALUE! | 0
|  |  |  | 0 | 51 | 0 |  |  | 1 | 1.0842e-19 | 0 | 1.0669e-18 | 1.0669e-18 | 1.0669e-18 | 0 | 0 |  |  |  |  | #VALUE! | #VALUE! | #VALUE! |  |  | #VALUE! | #VALUE! | #VALUE! | #VALUE! | #VALUE! | #VALUE! | #VALUE! | #VALUE! |  |  |  |  | #VALUE! | #VALUE! | #VALUE! |  |  | #VALUE! | #VALUE! | #VALUE! | #VALUE! | #VALUE! | #VALUE! | #VALUE! | #VALUE! |  |  |  |  | #VALUE! | #VALUE! | #VALUE! |  |  | #VALUE! | #VALUE! | #VALUE! | #VALUE! | #VALUE! | #VALUE! | #VALUE! | #VALUE! |  |  |  |  | #VALUE! | #VALUE! | #VALUE! |  |  | #VALUE! | #VALUE! | #VALUE! | #VALUE! | #VALUE! | #VALUE! | #VALUE! | #VALUE! |  |  |  |  | #VALUE! | #VALUE! | #VALUE! |  |  | #VALUE! | #VALUE! | #VALUE! | #VALUE! | #VALUE! | #VALUE! | #VALUE! | #VALUE! |  |  | #VALUE! | #VALUE! | #VALUE! | #VALUE! | #VALUE! |  |  | #VALUE! | #VALUE! | #VALUE! | #VALUE! | #VALUE! | #VALUE! | #VALUE! | #VALUE! |  |  | #VALUE! | #VALUE! | #VALUE! | #VALUE! | #VALUE! |  |  | #VALUE! | #VALUE! | #VALUE! | #VALUE! | #VALUE! | #VALUE! | #VALUE! | #VALUE! | 0 | #REF! | #VALUE! | #VALUE! | #VALUE! | #VALUE! | #VALUE! | #VALUE! | #VALUE! | 0
|  |  |  | 0 | 51 | 0 |  |  | 1 | 1.0842e-19 | 0 | 1.0669e-18 | 1.0669e-18 | 1.0669e-18 | 0 | 0 |  |  |  |  | #VALUE! | #VALUE! | #VALUE! |  |  | #VALUE! | #VALUE! | #VALUE! | #VALUE! | #VALUE! | #VALUE! | #VALUE! | #VALUE! |  |  |  |  | #VALUE! | #VALUE! | #VALUE! |  |  | #VALUE! | #VALUE! | #VALUE! | #VALUE! | #VALUE! | #VALUE! | #VALUE! | #VALUE! |  |  |  |  | #VALUE! | #VALUE! | #VALUE! |  |  | #VALUE! | #VALUE! | #VALUE! | #VALUE! | #VALUE! | #VALUE! | #VALUE! | #VALUE! |  |  |  |  | #VALUE! | #VALUE! | #VALUE! |  |  | #VALUE! | #VALUE! | #VALUE! | #VALUE! | #VALUE! | #VALUE! | #VALUE! | #VALUE! |  |  |  |  | #VALUE! | #VALUE! | #VALUE! |  |  | #VALUE! | #VALUE! | #VALUE! | #VALUE! | #VALUE! | #VALUE! | #VALUE! | #VALUE! |  |  | #VALUE! | #VALUE! | #VALUE! | #VALUE! | #VALUE! |  |  | #VALUE! | #VALUE! | #VALUE! | #VALUE! | #VALUE! | #VALUE! | #VALUE! | #VALUE! |  |  | #VALUE! | #VALUE! | #VALUE! | #VALUE! | #VALUE! |  |  | #VALUE! | #VALUE! | #VALUE! | #VALUE! | #VALUE! | #VALUE! | #VALUE! | #VALUE! | 0 | #REF! | #VALUE! | #VALUE! | #VALUE! | #VALUE! | #VALUE! | #VALUE! | #VALUE! | 0
|  |  |  | 0 | 51 | 0 |  |  | 1 | 1.0842e-19 | 0 | 1.0669e-18 | 1.0669e-18 | 1.0669e-18 | 0 | 0 |  |  |  |  | #VALUE! | #VALUE! | #VALUE! |  |  | #VALUE! | #VALUE! | #VALUE! | #VALUE! | #VALUE! | #VALUE! | #VALUE! | #VALUE! |  |  |  |  | #VALUE! | #VALUE! | #VALUE! |  |  | #VALUE! | #VALUE! | #VALUE! | #VALUE! | #VALUE! | #VALUE! | #VALUE! | #VALUE! |  |  |  |  | #VALUE! | #VALUE! | #VALUE! |  |  | #VALUE! | #VALUE! | #VALUE! | #VALUE! | #VALUE! | #VALUE! | #VALUE! | #VALUE! |  |  |  |  | #VALUE! | #VALUE! | #VALUE! |  |  | #VALUE! | #VALUE! | #VALUE! | #VALUE! | #VALUE! | #VALUE! | #VALUE! | #VALUE! |  |  |  |  | #VALUE! | #VALUE! | #VALUE! |  |  | #VALUE! | #VALUE! | #VALUE! | #VALUE! | #VALUE! | #VALUE! | #VALUE! | #VALUE! |  |  | #VALUE! | #VALUE! | #VALUE! | #VALUE! | #VALUE! |  |  | #VALUE! | #VALUE! | #VALUE! | #VALUE! | #VALUE! | #VALUE! | #VALUE! | #VALUE! |  |  | #VALUE! | #VALUE! | #VALUE! | #VALUE! | #VALUE! |  |  | #VALUE! | #VALUE! | #VALUE! | #VALUE! | #VALUE! | #VALUE! | #VALUE! | #VALUE! | 0 | #REF! | #VALUE! | #VALUE! | #VALUE! | #VALUE! | #VALUE! | #VALUE! | #VALUE! | 0
|  |  |  | 0 | 51 | 0 |  |  | 1 | 1.0842e-19 | 0 | 1.0669e-18 | 1.0669e-18 | 1.0669e-18 | 0 | 0 |  |  |  |  | #VALUE! | #VALUE! | #VALUE! |  |  | #VALUE! | #VALUE! | #VALUE! | #VALUE! | #VALUE! | #VALUE! | #VALUE! | #VALUE! |  |  |  |  | #VALUE! | #VALUE! | #VALUE! |  |  | #VALUE! | #VALUE! | #VALUE! | #VALUE! | #VALUE! | #VALUE! | #VALUE! | #VALUE! |  |  |  |  | #VALUE! | #VALUE! | #VALUE! |  |  | #VALUE! | #VALUE! | #VALUE! | #VALUE! | #VALUE! | #VALUE! | #VALUE! | #VALUE! |  |  |  |  | #VALUE! | #VALUE! | #VALUE! |  |  | #VALUE! | #VALUE! | #VALUE! | #VALUE! | #VALUE! | #VALUE! | #VALUE! | #VALUE! |  |  |  |  | #VALUE! | #VALUE! | #VALUE! |  |  | #VALUE! | #VALUE! | #VALUE! | #VALUE! | #VALUE! | #VALUE! | #VALUE! | #VALUE! |  |  | #VALUE! | #VALUE! | #VALUE! | #VALUE! | #VALUE! |  |  | #VALUE! | #VALUE! | #VALUE! | #VALUE! | #VALUE! | #VALUE! | #VALUE! | #VALUE! |  |  | #VALUE! | #VALUE! | #VALUE! | #VALUE! | #VALUE! |  |  | #VALUE! | #VALUE! | #VALUE! | #VALUE! | #VALUE! | #VALUE! | #VALUE! | #VALUE! | 0 | #REF! | #VALUE! | #VALUE! | #VALUE! | #VALUE! | #VALUE! | #VALUE! | #VALUE! | 0
|  |  |  | 0 | 51 | 0 |  |  | 1 | 1.0842e-19 | 0 | 1.0669e-18 | 1.0669e-18 | 1.0669e-18 | 0 | 0 |  |  |  |  | #VALUE! | #VALUE! | #VALUE! |  |  | #VALUE! | #VALUE! | #VALUE! | #VALUE! | #VALUE! | #VALUE! | #VALUE! | #VALUE! |  |  |  |  | #VALUE! | #VALUE! | #VALUE! |  |  | #VALUE! | #VALUE! | #VALUE! | #VALUE! | #VALUE! | #VALUE! | #VALUE! | #VALUE! |  |  |  |  | #VALUE! | #VALUE! | #VALUE! |  |  | #VALUE! | #VALUE! | #VALUE! | #VALUE! | #VALUE! | #VALUE! | #VALUE! | #VALUE! |  |  |  |  | #VALUE! | #VALUE! | #VALUE! |  |  | #VALUE! | #VALUE! | #VALUE! | #VALUE! | #VALUE! | #VALUE! | #VALUE! | #VALUE! |  |  |  |  | #VALUE! | #VALUE! | #VALUE! |  |  | #VALUE! | #VALUE! | #VALUE! | #VALUE! | #VALUE! | #VALUE! | #VALUE! | #VALUE! |  |  | #VALUE! | #VALUE! | #VALUE! | #VALUE! | #VALUE! |  |  | #VALUE! | #VALUE! | #VALUE! | #VALUE! | #VALUE! | #VALUE! | #VALUE! | #VALUE! |  |  | #VALUE! | #VALUE! | #VALUE! | #VALUE! | #VALUE! |  |  | #VALUE! | #VALUE! | #VALUE! | #VALUE! | #VALUE! | #VALUE! | #VALUE! | #VALUE! | 0 | #REF! | #VALUE! | #VALUE! | #VALUE! | #VALUE! | #VALUE! | #VALUE! | #VALUE! | 0
|  |  |  | 0 | 51 | 0 |  |  | 1 | 1.0842e-19 | 0 | 1.0669e-18 | 1.0669e-18 | 1.0669e-18 | 0 | 0 |  |  |  |  | #VALUE! | #VALUE! | #VALUE! |  |  | #VALUE! | #VALUE! | #VALUE! | #VALUE! | #VALUE! | #VALUE! | #VALUE! | #VALUE! |  |  |  |  | #VALUE! | #VALUE! | #VALUE! |  |  | #VALUE! | #VALUE! | #VALUE! | #VALUE! | #VALUE! | #VALUE! | #VALUE! | #VALUE! |  |  |  |  | #VALUE! | #VALUE! | #VALUE! |  |  | #VALUE! | #VALUE! | #VALUE! | #VALUE! | #VALUE! | #VALUE! | #VALUE! | #VALUE! |  |  |  |  | #VALUE! | #VALUE! | #VALUE! |  |  | #VALUE! | #VALUE! | #VALUE! | #VALUE! | #VALUE! | #VALUE! | #VALUE! | #VALUE! |  |  |  |  | #VALUE! | #VALUE! | #VALUE! |  |  | #VALUE! | #VALUE! | #VALUE! | #VALUE! | #VALUE! | #VALUE! | #VALUE! | #VALUE! |  |  | #VALUE! | #VALUE! | #VALUE! | #VALUE! | #VALUE! |  |  | #VALUE! | #VALUE! | #VALUE! | #VALUE! | #VALUE! | #VALUE! | #VALUE! | #VALUE! |  |  | #VALUE! | #VALUE! | #VALUE! | #VALUE! | #VALUE! |  |  | #VALUE! | #VALUE! | #VALUE! | #VALUE! | #VALUE! | #VALUE! | #VALUE! | #VALUE! | 0 | #REF! | #VALUE! | #VALUE! | #VALUE! | #VALUE! | #VALUE! | #VALUE! | #VALUE! | 0
|  |  |  | 0 | 51 | 0 |  |  | 1 | 1.0842e-19 | 0 | 1.0669e-18 | 1.0669e-18 | 1.0669e-18 | 0 | 0 |  |  |  |  | #VALUE! | #VALUE! | #VALUE! |  |  | #VALUE! | #VALUE! | #VALUE! | #VALUE! | #VALUE! | #VALUE! | #VALUE! | #VALUE! |  |  |  |  | #VALUE! | #VALUE! | #VALUE! |  |  | #VALUE! | #VALUE! | #VALUE! | #VALUE! | #VALUE! | #VALUE! | #VALUE! | #VALUE! |  |  |  |  | #VALUE! | #VALUE! | #VALUE! |  |  | #VALUE! | #VALUE! | #VALUE! | #VALUE! | #VALUE! | #VALUE! | #VALUE! | #VALUE! |  |  |  |  | #VALUE! | #VALUE! | #VALUE! |  |  | #VALUE! | #VALUE! | #VALUE! | #VALUE! | #VALUE! | #VALUE! | #VALUE! | #VALUE! |  |  |  |  | #VALUE! | #VALUE! | #VALUE! |  |  | #VALUE! | #VALUE! | #VALUE! | #VALUE! | #VALUE! | #VALUE! | #VALUE! | #VALUE! |  |  | #VALUE! | #VALUE! | #VALUE! | #VALUE! | #VALUE! |  |  | #VALUE! | #VALUE! | #VALUE! | #VALUE! | #VALUE! | #VALUE! | #VALUE! | #VALUE! |  |  | #VALUE! | #VALUE! | #VALUE! | #VALUE! | #VALUE! |  |  | #VALUE! | #VALUE! | #VALUE! | #VALUE! | #VALUE! | #VALUE! | #VALUE! | #VALUE! | 0 | #REF! | #VALUE! | #VALUE! | #VALUE! | #VALUE! | #VALUE! | #VALUE! | #VALUE! | 0
|  |  |  | 0 | 51 | 0 |  |  | 1 | 1.0842e-19 | 0 | 1.0669e-18 | 1.0669e-18 | 1.0669e-18 | 0 | 0 |  |  |  |  | #VALUE! | #VALUE! | #VALUE! |  |  | #VALUE! | #VALUE! | #VALUE! | #VALUE! | #VALUE! | #VALUE! | #VALUE! | #VALUE! |  |  |  |  | #VALUE! | #VALUE! | #VALUE! |  |  | #VALUE! | #VALUE! | #VALUE! | #VALUE! | #VALUE! | #VALUE! | #VALUE! | #VALUE! |  |  |  |  | #VALUE! | #VALUE! | #VALUE! |  |  | #VALUE! | #VALUE! | #VALUE! | #VALUE! | #VALUE! | #VALUE! | #VALUE! | #VALUE! |  |  |  |  | #VALUE! | #VALUE! | #VALUE! |  |  | #VALUE! | #VALUE! | #VALUE! | #VALUE! | #VALUE! | #VALUE! | #VALUE! | #VALUE! |  |  |  |  | #VALUE! | #VALUE! | #VALUE! |  |  | #VALUE! | #VALUE! | #VALUE! | #VALUE! | #VALUE! | #VALUE! | #VALUE! | #VALUE! |  |  | #VALUE! | #VALUE! | #VALUE! | #VALUE! | #VALUE! |  |  | #VALUE! | #VALUE! | #VALUE! | #VALUE! | #VALUE! | #VALUE! | #VALUE! | #VALUE! |  |  | #VALUE! | #VALUE! | #VALUE! | #VALUE! | #VALUE! |  |  | #VALUE! | #VALUE! | #VALUE! | #VALUE! | #VALUE! | #VALUE! | #VALUE! | #VALUE! | 0 | #REF! | #VALUE! | #VALUE! | #VALUE! | #VALUE! | #VALUE! | #VALUE! | #VALUE! | 0
|  |  |  | 0 | 51 | 0 |  |  | 1 | 1.0842e-19 | 0 | 1.0669e-18 | 1.0669e-18 | 1.0669e-18 | 0 | 0 |  |  |  |  | #VALUE! | #VALUE! | #VALUE! |  |  | #VALUE! | #VALUE! | #VALUE! | #VALUE! | #VALUE! | #VALUE! | #VALUE! | #VALUE! |  |  |  |  | #VALUE! | #VALUE! | #VALUE! |  |  | #VALUE! | #VALUE! | #VALUE! | #VALUE! | #VALUE! | #VALUE! | #VALUE! | #VALUE! |  |  |  |  | #VALUE! | #VALUE! | #VALUE! |  |  | #VALUE! | #VALUE! | #VALUE! | #VALUE! | #VALUE! | #VALUE! | #VALUE! | #VALUE! |  |  |  |  | #VALUE! | #VALUE! | #VALUE! |  |  | #VALUE! | #VALUE! | #VALUE! | #VALUE! | #VALUE! | #VALUE! | #VALUE! | #VALUE! |  |  |  |  | #VALUE! | #VALUE! | #VALUE! |  |  | #VALUE! | #VALUE! | #VALUE! | #VALUE! | #VALUE! | #VALUE! | #VALUE! | #VALUE! |  |  | #VALUE! | #VALUE! | #VALUE! | #VALUE! | #VALUE! |  |  | #VALUE! | #VALUE! | #VALUE! | #VALUE! | #VALUE! | #VALUE! | #VALUE! | #VALUE! |  |  | #VALUE! | #VALUE! | #VALUE! | #VALUE! | #VALUE! |  |  | #VALUE! | #VALUE! | #VALUE! | #VALUE! | #VALUE! | #VALUE! | #VALUE! | #VALUE! | 0 | #REF! | #VALUE! | #VALUE! | #VALUE! | #VALUE! | #VALUE! | #VALUE! | #VALUE! | 0
|  |  |  | 0 | 51 | 0 |  |  | 1 | 1.0842e-19 | 0 | 1.0669e-18 | 1.0669e-18 | 1.0669e-18 | 0 | 0 |  |  |  |  | #VALUE! | #VALUE! | #VALUE! |  |  | #VALUE! | #VALUE! | #VALUE! | #VALUE! | #VALUE! | #VALUE! | #VALUE! | #VALUE! |  |  |  |  | #VALUE! | #VALUE! | #VALUE! |  |  | #VALUE! | #VALUE! | #VALUE! | #VALUE! | #VALUE! | #VALUE! | #VALUE! | #VALUE! |  |  |  |  | #VALUE! | #VALUE! | #VALUE! |  |  | #VALUE! | #VALUE! | #VALUE! | #VALUE! | #VALUE! | #VALUE! | #VALUE! | #VALUE! |  |  |  |  | #VALUE! | #VALUE! | #VALUE! |  |  | #VALUE! | #VALUE! | #VALUE! | #VALUE! | #VALUE! | #VALUE! | #VALUE! | #VALUE! |  |  |  |  | #VALUE! | #VALUE! | #VALUE! |  |  | #VALUE! | #VALUE! | #VALUE! | #VALUE! | #VALUE! | #VALUE! | #VALUE! | #VALUE! |  |  | #VALUE! | #VALUE! | #VALUE! | #VALUE! | #VALUE! |  |  | #VALUE! | #VALUE! | #VALUE! | #VALUE! | #VALUE! | #VALUE! | #VALUE! | #VALUE! |  |  | #VALUE! | #VALUE! | #VALUE! | #VALUE! | #VALUE! |  |  | #VALUE! | #VALUE! | #VALUE! | #VALUE! | #VALUE! | #VALUE! | #VALUE! | #VALUE! | 0 | #REF! | #VALUE! | #VALUE! | #VALUE! | #VALUE! | #VALUE! | #VALUE! | #VALUE! | 0
|  |  |  | 0 | 51 | 0 |  |  | 1 | 1.0842e-19 | 0 | 1.0669e-18 | 1.0669e-18 | 1.0669e-18 | 0 | 0 |  |  |  |  | #VALUE! | #VALUE! | #VALUE! |  |  | #VALUE! | #VALUE! | #VALUE! | #VALUE! | #VALUE! | #VALUE! | #VALUE! | #VALUE! |  |  |  |  | #VALUE! | #VALUE! | #VALUE! |  |  | #VALUE! | #VALUE! | #VALUE! | #VALUE! | #VALUE! | #VALUE! | #VALUE! | #VALUE! |  |  |  |  | #VALUE! | #VALUE! | #VALUE! |  |  | #VALUE! | #VALUE! | #VALUE! | #VALUE! | #VALUE! | #VALUE! | #VALUE! | #VALUE! |  |  |  |  | #VALUE! | #VALUE! | #VALUE! |  |  | #VALUE! | #VALUE! | #VALUE! | #VALUE! | #VALUE! | #VALUE! | #VALUE! | #VALUE! |  |  |  |  | #VALUE! | #VALUE! | #VALUE! |  |  | #VALUE! | #VALUE! | #VALUE! | #VALUE! | #VALUE! | #VALUE! | #VALUE! | #VALUE! |  |  | #VALUE! | #VALUE! | #VALUE! | #VALUE! | #VALUE! |  |  | #VALUE! | #VALUE! | #VALUE! | #VALUE! | #VALUE! | #VALUE! | #VALUE! | #VALUE! |  |  | #VALUE! | #VALUE! | #VALUE! | #VALUE! | #VALUE! |  |  | #VALUE! | #VALUE! | #VALUE! | #VALUE! | #VALUE! | #VALUE! | #VALUE! | #VALUE! | 0 | #REF! | #VALUE! | #VALUE! | #VALUE! | #VALUE! | #VALUE! | #VALUE! | #VALUE! | 0
|  |  |  | 0 | 51 | 0 |  |  | 1 | 1.0842e-19 | 0 | 1.0669e-18 | 1.0669e-18 | 1.0669e-18 | 0 | 0 |  |  |  |  | #VALUE! | #VALUE! | #VALUE! |  |  | #VALUE! | #VALUE! | #VALUE! | #VALUE! | #VALUE! | #VALUE! | #VALUE! | #VALUE! |  |  |  |  | #VALUE! | #VALUE! | #VALUE! |  |  | #VALUE! | #VALUE! | #VALUE! | #VALUE! | #VALUE! | #VALUE! | #VALUE! | #VALUE! |  |  |  |  | #VALUE! | #VALUE! | #VALUE! |  |  | #VALUE! | #VALUE! | #VALUE! | #VALUE! | #VALUE! | #VALUE! | #VALUE! | #VALUE! |  |  |  |  | #VALUE! | #VALUE! | #VALUE! |  |  | #VALUE! | #VALUE! | #VALUE! | #VALUE! | #VALUE! | #VALUE! | #VALUE! | #VALUE! |  |  |  |  | #VALUE! | #VALUE! | #VALUE! |  |  | #VALUE! | #VALUE! | #VALUE! | #VALUE! | #VALUE! | #VALUE! | #VALUE! | #VALUE! |  |  | #VALUE! | #VALUE! | #VALUE! | #VALUE! | #VALUE! |  |  | #VALUE! | #VALUE! | #VALUE! | #VALUE! | #VALUE! | #VALUE! | #VALUE! | #VALUE! |  |  | #VALUE! | #VALUE! | #VALUE! | #VALUE! | #VALUE! |  |  | #VALUE! | #VALUE! | #VALUE! | #VALUE! | #VALUE! | #VALUE! | #VALUE! | #VALUE! | 0 | #REF! | #VALUE! | #VALUE! | #VALUE! | #VALUE! | #VALUE! | #VALUE! | #VALUE! | 0
|  |  |  | 0 | 51 | 0 |  |  | 1 | 1.0842e-19 | 0 | 1.0669e-18 | 1.0669e-18 | 1.0669e-18 | 0 | 0 |  |  |  |  | #VALUE! | #VALUE! | #VALUE! |  |  | #VALUE! | #VALUE! | #VALUE! | #VALUE! | #VALUE! | #VALUE! | #VALUE! | #VALUE! |  |  |  |  | #VALUE! | #VALUE! | #VALUE! |  |  | #VALUE! | #VALUE! | #VALUE! | #VALUE! | #VALUE! | #VALUE! | #VALUE! | #VALUE! |  |  |  |  | #VALUE! | #VALUE! | #VALUE! |  |  | #VALUE! | #VALUE! | #VALUE! | #VALUE! | #VALUE! | #VALUE! | #VALUE! | #VALUE! |  |  |  |  | #VALUE! | #VALUE! | #VALUE! |  |  | #VALUE! | #VALUE! | #VALUE! | #VALUE! | #VALUE! | #VALUE! | #VALUE! | #VALUE! |  |  |  |  | #VALUE! | #VALUE! | #VALUE! |  |  | #VALUE! | #VALUE! | #VALUE! | #VALUE! | #VALUE! | #VALUE! | #VALUE! | #VALUE! |  |  | #VALUE! | #VALUE! | #VALUE! | #VALUE! | #VALUE! |  |  | #VALUE! | #VALUE! | #VALUE! | #VALUE! | #VALUE! | #VALUE! | #VALUE! | #VALUE! |  |  | #VALUE! | #VALUE! | #VALUE! | #VALUE! | #VALUE! |  |  | #VALUE! | #VALUE! | #VALUE! | #VALUE! | #VALUE! | #VALUE! | #VALUE! | #VALUE! | 0 | #REF! | #VALUE! | #VALUE! | #VALUE! | #VALUE! | #VALUE! | #VALUE! | #VALUE! | 0
|  |  |  | 0 | 51 | 0 |  |  | 1 | 1.0842e-19 | 0 | 1.0669e-18 | 1.0669e-18 | 1.0669e-18 | 0 | 0 |  |  |  |  | #VALUE! | #VALUE! | #VALUE! |  |  | #VALUE! | #VALUE! | #VALUE! | #VALUE! | #VALUE! | #VALUE! | #VALUE! | #VALUE! |  |  |  |  | #VALUE! | #VALUE! | #VALUE! |  |  | #VALUE! | #VALUE! | #VALUE! | #VALUE! | #VALUE! | #VALUE! | #VALUE! | #VALUE! |  |  |  |  | #VALUE! | #VALUE! | #VALUE! |  |  | #VALUE! | #VALUE! | #VALUE! | #VALUE! | #VALUE! | #VALUE! | #VALUE! | #VALUE! |  |  |  |  | #VALUE! | #VALUE! | #VALUE! |  |  | #VALUE! | #VALUE! | #VALUE! | #VALUE! | #VALUE! | #VALUE! | #VALUE! | #VALUE! |  |  |  |  | #VALUE! | #VALUE! | #VALUE! |  |  | #VALUE! | #VALUE! | #VALUE! | #VALUE! | #VALUE! | #VALUE! | #VALUE! | #VALUE! |  |  | #VALUE! | #VALUE! | #VALUE! | #VALUE! | #VALUE! |  |  | #VALUE! | #VALUE! | #VALUE! | #VALUE! | #VALUE! | #VALUE! | #VALUE! | #VALUE! |  |  | #VALUE! | #VALUE! | #VALUE! | #VALUE! | #VALUE! |  |  | #VALUE! | #VALUE! | #VALUE! | #VALUE! | #VALUE! | #VALUE! | #VALUE! | #VALUE! | 0 | #REF! | #VALUE! | #VALUE! | #VALUE! | #VALUE! | #VALUE! | #VALUE! | #VALUE! | 0
|  |  |  | 0 | 51 | 0 |  |  | 1 | 1.0842e-19 | 0 | 1.0669e-18 | 1.0669e-18 | 1.0669e-18 | 0 | 0 |  |  |  |  | #VALUE! | #VALUE! | #VALUE! |  |  | #VALUE! | #VALUE! | #VALUE! | #VALUE! | #VALUE! | #VALUE! | #VALUE! | #VALUE! |  |  |  |  | #VALUE! | #VALUE! | #VALUE! |  |  | #VALUE! | #VALUE! | #VALUE! | #VALUE! | #VALUE! | #VALUE! | #VALUE! | #VALUE! |  |  |  |  | #VALUE! | #VALUE! | #VALUE! |  |  | #VALUE! | #VALUE! | #VALUE! | #VALUE! | #VALUE! | #VALUE! | #VALUE! | #VALUE! |  |  |  |  | #VALUE! | #VALUE! | #VALUE! |  |  | #VALUE! | #VALUE! | #VALUE! | #VALUE! | #VALUE! | #VALUE! | #VALUE! | #VALUE! |  |  |  |  | #VALUE! | #VALUE! | #VALUE! |  |  | #VALUE! | #VALUE! | #VALUE! | #VALUE! | #VALUE! | #VALUE! | #VALUE! | #VALUE! |  |  | #VALUE! | #VALUE! | #VALUE! | #VALUE! | #VALUE! |  |  | #VALUE! | #VALUE! | #VALUE! | #VALUE! | #VALUE! | #VALUE! | #VALUE! | #VALUE! |  |  | #VALUE! | #VALUE! | #VALUE! | #VALUE! | #VALUE! |  |  | #VALUE! | #VALUE! | #VALUE! | #VALUE! | #VALUE! | #VALUE! | #VALUE! | #VALUE! | 0 | #REF! | #VALUE! | #VALUE! | #VALUE! | #VALUE! | #VALUE! | #VALUE! | #VALUE! | 0
|  |  |  | 0 | 51 | 0 |  |  | 1 | 1.0842e-19 | 0 | 1.0669e-18 | 1.0669e-18 | 1.0669e-18 | 0 | 0 |  |  |  |  | #VALUE! | #VALUE! | #VALUE! |  |  | #VALUE! | #VALUE! | #VALUE! | #VALUE! | #VALUE! | #VALUE! | #VALUE! | #VALUE! |  |  |  |  | #VALUE! | #VALUE! | #VALUE! |  |  | #VALUE! | #VALUE! | #VALUE! | #VALUE! | #VALUE! | #VALUE! | #VALUE! | #VALUE! |  |  |  |  | #VALUE! | #VALUE! | #VALUE! |  |  | #VALUE! | #VALUE! | #VALUE! | #VALUE! | #VALUE! | #VALUE! | #VALUE! | #VALUE! |  |  |  |  | #VALUE! | #VALUE! | #VALUE! |  |  | #VALUE! | #VALUE! | #VALUE! | #VALUE! | #VALUE! | #VALUE! | #VALUE! | #VALUE! |  |  |  |  | #VALUE! | #VALUE! | #VALUE! |  |  | #VALUE! | #VALUE! | #VALUE! | #VALUE! | #VALUE! | #VALUE! | #VALUE! | #VALUE! |  |  | #VALUE! | #VALUE! | #VALUE! | #VALUE! | #VALUE! |  |  | #VALUE! | #VALUE! | #VALUE! | #VALUE! | #VALUE! | #VALUE! | #VALUE! | #VALUE! |  |  | #VALUE! | #VALUE! | #VALUE! | #VALUE! | #VALUE! |  |  | #VALUE! | #VALUE! | #VALUE! | #VALUE! | #VALUE! | #VALUE! | #VALUE! | #VALUE! | 0 | #REF! | #VALUE! | #VALUE! | #VALUE! | #VALUE! | #VALUE! | #VALUE! | #VALUE! | 0
|  |  |  | 0 | 51 | 0 |  |  | 1 | 1.0842e-19 | 0 | 1.0669e-18 | 1.0669e-18 | 1.0669e-18 | 0 | 0 |  |  |  |  | #VALUE! | #VALUE! | #VALUE! |  |  | #VALUE! | #VALUE! | #VALUE! | #VALUE! | #VALUE! | #VALUE! | #VALUE! | #VALUE! |  |  |  |  | #VALUE! | #VALUE! | #VALUE! |  |  | #VALUE! | #VALUE! | #VALUE! | #VALUE! | #VALUE! | #VALUE! | #VALUE! | #VALUE! |  |  |  |  | #VALUE! | #VALUE! | #VALUE! |  |  | #VALUE! | #VALUE! | #VALUE! | #VALUE! | #VALUE! | #VALUE! | #VALUE! | #VALUE! |  |  |  |  | #VALUE! | #VALUE! | #VALUE! |  |  | #VALUE! | #VALUE! | #VALUE! | #VALUE! | #VALUE! | #VALUE! | #VALUE! | #VALUE! |  |  |  |  | #VALUE! | #VALUE! | #VALUE! |  |  | #VALUE! | #VALUE! | #VALUE! | #VALUE! | #VALUE! | #VALUE! | #VALUE! | #VALUE! |  |  | #VALUE! | #VALUE! | #VALUE! | #VALUE! | #VALUE! |  |  | #VALUE! | #VALUE! | #VALUE! | #VALUE! | #VALUE! | #VALUE! | #VALUE! | #VALUE! |  |  | #VALUE! | #VALUE! | #VALUE! | #VALUE! | #VALUE! |  |  | #VALUE! | #VALUE! | #VALUE! | #VALUE! | #VALUE! | #VALUE! | #VALUE! | #VALUE! | 0 | #REF! | #VALUE! | #VALUE! | #VALUE! | #VALUE! | #VALUE! | #VALUE! | #VALUE! | 0
|  |  |  | 0 | 51 | 0 |  |  | 1 | 1.0842e-19 | 0 | 1.0669e-18 | 1.0669e-18 | 1.0669e-18 | 0 | 0 |  |  |  |  | #VALUE! | #VALUE! | #VALUE! |  |  | #VALUE! | #VALUE! | #VALUE! | #VALUE! | #VALUE! | #VALUE! | #VALUE! | #VALUE! |  |  |  |  | #VALUE! | #VALUE! | #VALUE! |  |  | #VALUE! | #VALUE! | #VALUE! | #VALUE! | #VALUE! | #VALUE! | #VALUE! | #VALUE! |  |  |  |  | #VALUE! | #VALUE! | #VALUE! |  |  | #VALUE! | #VALUE! | #VALUE! | #VALUE! | #VALUE! | #VALUE! | #VALUE! | #VALUE! |  |  |  |  | #VALUE! | #VALUE! | #VALUE! |  |  | #VALUE! | #VALUE! | #VALUE! | #VALUE! | #VALUE! | #VALUE! | #VALUE! | #VALUE! |  |  |  |  | #VALUE! | #VALUE! | #VALUE! |  |  | #VALUE! | #VALUE! | #VALUE! | #VALUE! | #VALUE! | #VALUE! | #VALUE! | #VALUE! |  |  | #VALUE! | #VALUE! | #VALUE! | #VALUE! | #VALUE! |  |  | #VALUE! | #VALUE! | #VALUE! | #VALUE! | #VALUE! | #VALUE! | #VALUE! | #VALUE! |  |  | #VALUE! | #VALUE! | #VALUE! | #VALUE! | #VALUE! |  |  | #VALUE! | #VALUE! | #VALUE! | #VALUE! | #VALUE! | #VALUE! | #VALUE! | #VALUE! | 0 | #REF! | #VALUE! | #VALUE! | #VALUE! | #VALUE! | #VALUE! | #VALUE! | #VALUE! | 0
|  |  |  | 0 | 51 | 0 |  |  | 1 | 1.0842e-19 | 0 | 1.0669e-18 | 1.0669e-18 | 1.0669e-18 | 0 | 0 |  |  |  |  | #VALUE! | #VALUE! | #VALUE! |  |  | #VALUE! | #VALUE! | #VALUE! | #VALUE! | #VALUE! | #VALUE! | #VALUE! | #VALUE! |  |  |  |  | #VALUE! | #VALUE! | #VALUE! |  |  | #VALUE! | #VALUE! | #VALUE! | #VALUE! | #VALUE! | #VALUE! | #VALUE! | #VALUE! |  |  |  |  | #VALUE! | #VALUE! | #VALUE! |  |  | #VALUE! | #VALUE! | #VALUE! | #VALUE! | #VALUE! | #VALUE! | #VALUE! | #VALUE! |  |  |  |  | #VALUE! | #VALUE! | #VALUE! |  |  | #VALUE! | #VALUE! | #VALUE! | #VALUE! | #VALUE! | #VALUE! | #VALUE! | #VALUE! |  |  |  |  | #VALUE! | #VALUE! | #VALUE! |  |  | #VALUE! | #VALUE! | #VALUE! | #VALUE! | #VALUE! | #VALUE! | #VALUE! | #VALUE! |  |  | #VALUE! | #VALUE! | #VALUE! | #VALUE! | #VALUE! |  |  | #VALUE! | #VALUE! | #VALUE! | #VALUE! | #VALUE! | #VALUE! | #VALUE! | #VALUE! |  |  | #VALUE! | #VALUE! | #VALUE! | #VALUE! | #VALUE! |  |  | #VALUE! | #VALUE! | #VALUE! | #VALUE! | #VALUE! | #VALUE! | #VALUE! | #VALUE! | 0 | #REF! | #VALUE! | #VALUE! | #VALUE! | #VALUE! | #VALUE! | #VALUE! | #VALUE! | 0
|  |  |  | 0 | 51 | 0 |  |  | 1 | 1.0842e-19 | 0 | 1.0669e-18 | 1.0669e-18 | 1.0669e-18 | 0 | 0 |  |  |  |  | #VALUE! | #VALUE! | #VALUE! |  |  | #VALUE! | #VALUE! | #VALUE! | #VALUE! | #VALUE! | #VALUE! | #VALUE! | #VALUE! |  |  |  |  | #VALUE! | #VALUE! | #VALUE! |  |  | #VALUE! | #VALUE! | #VALUE! | #VALUE! | #VALUE! | #VALUE! | #VALUE! | #VALUE! |  |  |  |  | #VALUE! | #VALUE! | #VALUE! |  |  | #VALUE! | #VALUE! | #VALUE! | #VALUE! | #VALUE! | #VALUE! | #VALUE! | #VALUE! |  |  |  |  | #VALUE! | #VALUE! | #VALUE! |  |  | #VALUE! | #VALUE! | #VALUE! | #VALUE! | #VALUE! | #VALUE! | #VALUE! | #VALUE! |  |  |  |  | #VALUE! | #VALUE! | #VALUE! |  |  | #VALUE! | #VALUE! | #VALUE! | #VALUE! | #VALUE! | #VALUE! | #VALUE! | #VALUE! |  |  | #VALUE! | #VALUE! | #VALUE! | #VALUE! | #VALUE! |  |  | #VALUE! | #VALUE! | #VALUE! | #VALUE! | #VALUE! | #VALUE! | #VALUE! | #VALUE! |  |  | #VALUE! | #VALUE! | #VALUE! | #VALUE! | #VALUE! |  |  | #VALUE! | #VALUE! | #VALUE! | #VALUE! | #VALUE! | #VALUE! | #VALUE! | #VALUE! | 0 | #REF! | #VALUE! | #VALUE! | #VALUE! | #VALUE! | #VALUE! | #VALUE! | #VALUE! | 0
|  |  |  | 0 | 51 | 0 |  |  | 1 | 1.0842e-19 | 0 | 1.0669e-18 | 1.0669e-18 | 1.0669e-18 | 0 | 0 |  |  |  |  | #VALUE! | #VALUE! | #VALUE! |  |  | #VALUE! | #VALUE! | #VALUE! | #VALUE! | #VALUE! | #VALUE! | #VALUE! | #VALUE! |  |  |  |  | #VALUE! | #VALUE! | #VALUE! |  |  | #VALUE! | #VALUE! | #VALUE! | #VALUE! | #VALUE! | #VALUE! | #VALUE! | #VALUE! |  |  |  |  | #VALUE! | #VALUE! | #VALUE! |  |  | #VALUE! | #VALUE! | #VALUE! | #VALUE! | #VALUE! | #VALUE! | #VALUE! | #VALUE! |  |  |  |  | #VALUE! | #VALUE! | #VALUE! |  |  | #VALUE! | #VALUE! | #VALUE! | #VALUE! | #VALUE! | #VALUE! | #VALUE! | #VALUE! |  |  |  |  | #VALUE! | #VALUE! | #VALUE! |  |  | #VALUE! | #VALUE! | #VALUE! | #VALUE! | #VALUE! | #VALUE! | #VALUE! | #VALUE! |  |  | #VALUE! | #VALUE! | #VALUE! | #VALUE! | #VALUE! |  |  | #VALUE! | #VALUE! | #VALUE! | #VALUE! | #VALUE! | #VALUE! | #VALUE! | #VALUE! |  |  | #VALUE! | #VALUE! | #VALUE! | #VALUE! | #VALUE! |  |  | #VALUE! | #VALUE! | #VALUE! | #VALUE! | #VALUE! | #VALUE! | #VALUE! | #VALUE! | 0 | #REF! | #VALUE! | #VALUE! | #VALUE! | #VALUE! | #VALUE! | #VALUE! | #VALUE! | 0
|  |  |  | 0 | 51 | 0 |  |  | 1 | 1.0842e-19 | 0 | 1.0669e-18 | 1.0669e-18 | 1.0669e-18 | 0 | 0 |  |  |  |  | #VALUE! | #VALUE! | #VALUE! |  |  | #VALUE! | #VALUE! | #VALUE! | #VALUE! | #VALUE! | #VALUE! | #VALUE! | #VALUE! |  |  |  |  | #VALUE! | #VALUE! | #VALUE! |  |  | #VALUE! | #VALUE! | #VALUE! | #VALUE! | #VALUE! | #VALUE! | #VALUE! | #VALUE! |  |  |  |  | #VALUE! | #VALUE! | #VALUE! |  |  | #VALUE! | #VALUE! | #VALUE! | #VALUE! | #VALUE! | #VALUE! | #VALUE! | #VALUE! |  |  |  |  | #VALUE! | #VALUE! | #VALUE! |  |  | #VALUE! | #VALUE! | #VALUE! | #VALUE! | #VALUE! | #VALUE! | #VALUE! | #VALUE! |  |  |  |  | #VALUE! | #VALUE! | #VALUE! |  |  | #VALUE! | #VALUE! | #VALUE! | #VALUE! | #VALUE! | #VALUE! | #VALUE! | #VALUE! |  |  | #VALUE! | #VALUE! | #VALUE! | #VALUE! | #VALUE! |  |  | #VALUE! | #VALUE! | #VALUE! | #VALUE! | #VALUE! | #VALUE! | #VALUE! | #VALUE! |  |  | #VALUE! | #VALUE! | #VALUE! | #VALUE! | #VALUE! |  |  | #VALUE! | #VALUE! | #VALUE! | #VALUE! | #VALUE! | #VALUE! | #VALUE! | #VALUE! | 0 | #REF! | #VALUE! | #VALUE! | #VALUE! | #VALUE! | #VALUE! | #VALUE! | #VALUE! | 0
|  |  |  | 0 | 51 | 0 |  |  | 1 | 1.0842e-19 | 0 | 1.0669e-18 | 1.0669e-18 | 1.0669e-18 | 0 | 0 |  |  |  |  | #VALUE! | #VALUE! | #VALUE! |  |  | #VALUE! | #VALUE! | #VALUE! | #VALUE! | #VALUE! | #VALUE! | #VALUE! | #VALUE! |  |  |  |  | #VALUE! | #VALUE! | #VALUE! |  |  | #VALUE! | #VALUE! | #VALUE! | #VALUE! | #VALUE! | #VALUE! | #VALUE! | #VALUE! |  |  |  |  | #VALUE! | #VALUE! | #VALUE! |  |  | #VALUE! | #VALUE! | #VALUE! | #VALUE! | #VALUE! | #VALUE! | #VALUE! | #VALUE! |  |  |  |  | #VALUE! | #VALUE! | #VALUE! |  |  | #VALUE! | #VALUE! | #VALUE! | #VALUE! | #VALUE! | #VALUE! | #VALUE! | #VALUE! |  |  |  |  | #VALUE! | #VALUE! | #VALUE! |  |  | #VALUE! | #VALUE! | #VALUE! | #VALUE! | #VALUE! | #VALUE! | #VALUE! | #VALUE! |  |  | #VALUE! | #VALUE! | #VALUE! | #VALUE! | #VALUE! |  |  | #VALUE! | #VALUE! | #VALUE! | #VALUE! | #VALUE! | #VALUE! | #VALUE! | #VALUE! |  |  | #VALUE! | #VALUE! | #VALUE! | #VALUE! | #VALUE! |  |  | #VALUE! | #VALUE! | #VALUE! | #VALUE! | #VALUE! | #VALUE! | #VALUE! | #VALUE! | 0 | #REF! | #VALUE! | #VALUE! | #VALUE! | #VALUE! | #VALUE! | #VALUE! | #VALUE! | 0
|  |  |  | 0 | 51 | 0 |  |  | 1 | 1.0842e-19 | 0 | 1.0669e-18 | 1.0669e-18 | 1.0669e-18 | 0 | 0 |  |  |  |  | #VALUE! | #VALUE! | #VALUE! |  |  | #VALUE! | #VALUE! | #VALUE! | #VALUE! | #VALUE! | #VALUE! | #VALUE! | #VALUE! |  |  |  |  | #VALUE! | #VALUE! | #VALUE! |  |  | #VALUE! | #VALUE! | #VALUE! | #VALUE! | #VALUE! | #VALUE! | #VALUE! | #VALUE! |  |  |  |  | #VALUE! | #VALUE! | #VALUE! |  |  | #VALUE! | #VALUE! | #VALUE! | #VALUE! | #VALUE! | #VALUE! | #VALUE! | #VALUE! |  |  |  |  | #VALUE! | #VALUE! | #VALUE! |  |  | #VALUE! | #VALUE! | #VALUE! | #VALUE! | #VALUE! | #VALUE! | #VALUE! | #VALUE! |  |  |  |  | #VALUE! | #VALUE! | #VALUE! |  |  | #VALUE! | #VALUE! | #VALUE! | #VALUE! | #VALUE! | #VALUE! | #VALUE! | #VALUE! |  |  | #VALUE! | #VALUE! | #VALUE! | #VALUE! | #VALUE! |  |  | #VALUE! | #VALUE! | #VALUE! | #VALUE! | #VALUE! | #VALUE! | #VALUE! | #VALUE! |  |  | #VALUE! | #VALUE! | #VALUE! | #VALUE! | #VALUE! |  |  | #VALUE! | #VALUE! | #VALUE! | #VALUE! | #VALUE! | #VALUE! | #VALUE! | #VALUE! | 0 | #REF! | #VALUE! | #VALUE! | #VALUE! | #VALUE! | #VALUE! | #VALUE! | #VALUE! | 0
|  |  |  | 0 | 51 | 0 |  |  | 1 | 1.0842e-19 | 0 | 1.0669e-18 | 1.0669e-18 | 1.0669e-18 | 0 | 0 |  |  |  |  | #VALUE! | #VALUE! | #VALUE! |  |  | #VALUE! | #VALUE! | #VALUE! | #VALUE! | #VALUE! | #VALUE! | #VALUE! | #VALUE! |  |  |  |  | #VALUE! | #VALUE! | #VALUE! |  |  | #VALUE! | #VALUE! | #VALUE! | #VALUE! | #VALUE! | #VALUE! | #VALUE! | #VALUE! |  |  |  |  | #VALUE! | #VALUE! | #VALUE! |  |  | #VALUE! | #VALUE! | #VALUE! | #VALUE! | #VALUE! | #VALUE! | #VALUE! | #VALUE! |  |  |  |  | #VALUE! | #VALUE! | #VALUE! |  |  | #VALUE! | #VALUE! | #VALUE! | #VALUE! | #VALUE! | #VALUE! | #VALUE! | #VALUE! |  |  |  |  | #VALUE! | #VALUE! | #VALUE! |  |  | #VALUE! | #VALUE! | #VALUE! | #VALUE! | #VALUE! | #VALUE! | #VALUE! | #VALUE! |  |  | #VALUE! | #VALUE! | #VALUE! | #VALUE! | #VALUE! |  |  | #VALUE! | #VALUE! | #VALUE! | #VALUE! | #VALUE! | #VALUE! | #VALUE! | #VALUE! |  |  | #VALUE! | #VALUE! | #VALUE! | #VALUE! | #VALUE! |  |  | #VALUE! | #VALUE! | #VALUE! | #VALUE! | #VALUE! | #VALUE! | #VALUE! | #VALUE! | 0 | #REF! | #VALUE! | #VALUE! | #VALUE! | #VALUE! | #VALUE! | #VALUE! | #VALUE! | 0
|  |  |  | 0 | 51 | 0 |  |  | 1 | 1.0842e-19 | 0 | 1.0669e-18 | 1.0669e-18 | 1.0669e-18 | 0 | 0 |  |  |  |  | #VALUE! | #VALUE! | #VALUE! |  |  | #VALUE! | #VALUE! | #VALUE! | #VALUE! | #VALUE! | #VALUE! | #VALUE! | #VALUE! |  |  |  |  | #VALUE! | #VALUE! | #VALUE! |  |  | #VALUE! | #VALUE! | #VALUE! | #VALUE! | #VALUE! | #VALUE! | #VALUE! | #VALUE! |  |  |  |  | #VALUE! | #VALUE! | #VALUE! |  |  | #VALUE! | #VALUE! | #VALUE! | #VALUE! | #VALUE! | #VALUE! | #VALUE! | #VALUE! |  |  |  |  | #VALUE! | #VALUE! | #VALUE! |  |  | #VALUE! | #VALUE! | #VALUE! | #VALUE! | #VALUE! | #VALUE! | #VALUE! | #VALUE! |  |  |  |  | #VALUE! | #VALUE! | #VALUE! |  |  | #VALUE! | #VALUE! | #VALUE! | #VALUE! | #VALUE! | #VALUE! | #VALUE! | #VALUE! |  |  | #VALUE! | #VALUE! | #VALUE! | #VALUE! | #VALUE! |  |  | #VALUE! | #VALUE! | #VALUE! | #VALUE! | #VALUE! | #VALUE! | #VALUE! | #VALUE! |  |  | #VALUE! | #VALUE! | #VALUE! | #VALUE! | #VALUE! |  |  | #VALUE! | #VALUE! | #VALUE! | #VALUE! | #VALUE! | #VALUE! | #VALUE! | #VALUE! | 0 | #REF! | #VALUE! | #VALUE! | #VALUE! | #VALUE! | #VALUE! | #VALUE! | #VALUE! | 0
|  |  |  | 0 | 51 | 0 |  |  | 1 | 1.0842e-19 | 0 | 1.0669e-18 | 1.0669e-18 | 1.0669e-18 | 0 | 0 |  |  |  |  | #VALUE! | #VALUE! | #VALUE! |  |  | #VALUE! | #VALUE! | #VALUE! | #VALUE! | #VALUE! | #VALUE! | #VALUE! | #VALUE! |  |  |  |  | #VALUE! | #VALUE! | #VALUE! |  |  | #VALUE! | #VALUE! | #VALUE! | #VALUE! | #VALUE! | #VALUE! | #VALUE! | #VALUE! |  |  |  |  | #VALUE! | #VALUE! | #VALUE! |  |  | #VALUE! | #VALUE! | #VALUE! | #VALUE! | #VALUE! | #VALUE! | #VALUE! | #VALUE! |  |  |  |  | #VALUE! | #VALUE! | #VALUE! |  |  | #VALUE! | #VALUE! | #VALUE! | #VALUE! | #VALUE! | #VALUE! | #VALUE! | #VALUE! |  |  |  |  | #VALUE! | #VALUE! | #VALUE! |  |  | #VALUE! | #VALUE! | #VALUE! | #VALUE! | #VALUE! | #VALUE! | #VALUE! | #VALUE! |  |  | #VALUE! | #VALUE! | #VALUE! | #VALUE! | #VALUE! |  |  | #VALUE! | #VALUE! | #VALUE! | #VALUE! | #VALUE! | #VALUE! | #VALUE! | #VALUE! |  |  | #VALUE! | #VALUE! | #VALUE! | #VALUE! | #VALUE! |  |  | #VALUE! | #VALUE! | #VALUE! | #VALUE! | #VALUE! | #VALUE! | #VALUE! | #VALUE! | 0 | #REF! | #VALUE! | #VALUE! | #VALUE! | #VALUE! | #VALUE! | #VALUE! | #VALUE! | 0
|  |  |  | 0 | 51 | 0 |  |  | 1 | 1.0842e-19 | 0 | 1.0669e-18 | 1.0669e-18 | 1.0669e-18 | 0 | 0 |  |  |  |  | #VALUE! | #VALUE! | #VALUE! |  |  | #VALUE! | #VALUE! | #VALUE! | #VALUE! | #VALUE! | #VALUE! | #VALUE! | #VALUE! |  |  |  |  | #VALUE! | #VALUE! | #VALUE! |  |  | #VALUE! | #VALUE! | #VALUE! | #VALUE! | #VALUE! | #VALUE! | #VALUE! | #VALUE! |  |  |  |  | #VALUE! | #VALUE! | #VALUE! |  |  | #VALUE! | #VALUE! | #VALUE! | #VALUE! | #VALUE! | #VALUE! | #VALUE! | #VALUE! |  |  |  |  | #VALUE! | #VALUE! | #VALUE! |  |  | #VALUE! | #VALUE! | #VALUE! | #VALUE! | #VALUE! | #VALUE! | #VALUE! | #VALUE! |  |  |  |  | #VALUE! | #VALUE! | #VALUE! |  |  | #VALUE! | #VALUE! | #VALUE! | #VALUE! | #VALUE! | #VALUE! | #VALUE! | #VALUE! |  |  | #VALUE! | #VALUE! | #VALUE! | #VALUE! | #VALUE! |  |  | #VALUE! | #VALUE! | #VALUE! | #VALUE! | #VALUE! | #VALUE! | #VALUE! | #VALUE! |  |  | #VALUE! | #VALUE! | #VALUE! | #VALUE! | #VALUE! |  |  | #VALUE! | #VALUE! | #VALUE! | #VALUE! | #VALUE! | #VALUE! | #VALUE! | #VALUE! | 0 | #REF! | #VALUE! | #VALUE! | #VALUE! | #VALUE! | #VALUE! | #VALUE! | #VALUE! | 0
|  |  |  | 0 | 51 | 0 |  |  | 1 | 1.0842e-19 | 0 | 1.0669e-18 | 1.0669e-18 | 1.0669e-18 | 0 | 0 |  |  |  |  | #VALUE! | #VALUE! | #VALUE! |  |  | #VALUE! | #VALUE! | #VALUE! | #VALUE! | #VALUE! | #VALUE! | #VALUE! | #VALUE! |  |  |  |  | #VALUE! | #VALUE! | #VALUE! |  |  | #VALUE! | #VALUE! | #VALUE! | #VALUE! | #VALUE! | #VALUE! | #VALUE! | #VALUE! |  |  |  |  | #VALUE! | #VALUE! | #VALUE! |  |  | #VALUE! | #VALUE! | #VALUE! | #VALUE! | #VALUE! | #VALUE! | #VALUE! | #VALUE! |  |  |  |  | #VALUE! | #VALUE! | #VALUE! |  |  | #VALUE! | #VALUE! | #VALUE! | #VALUE! | #VALUE! | #VALUE! | #VALUE! | #VALUE! |  |  |  |  | #VALUE! | #VALUE! | #VALUE! |  |  | #VALUE! | #VALUE! | #VALUE! | #VALUE! | #VALUE! | #VALUE! | #VALUE! | #VALUE! |  |  | #VALUE! | #VALUE! | #VALUE! | #VALUE! | #VALUE! |  |  | #VALUE! | #VALUE! | #VALUE! | #VALUE! | #VALUE! | #VALUE! | #VALUE! | #VALUE! |  |  | #VALUE! | #VALUE! | #VALUE! | #VALUE! | #VALUE! |  |  | #VALUE! | #VALUE! | #VALUE! | #VALUE! | #VALUE! | #VALUE! | #VALUE! | #VALUE! | 0 | #REF! | #VALUE! | #VALUE! | #VALUE! | #VALUE! | #VALUE! | #VALUE! | #VALUE! | 0
|  |  |  | 0 | 51 | 0 |  |  | 1 | 1.0842e-19 | 0 | 1.0669e-18 | 1.0669e-18 | 1.0669e-18 | 0 | 0 |  |  |  |  | #VALUE! | #VALUE! | #VALUE! |  |  | #VALUE! | #VALUE! | #VALUE! | #VALUE! | #VALUE! | #VALUE! | #VALUE! | #VALUE! |  |  |  |  | #VALUE! | #VALUE! | #VALUE! |  |  | #VALUE! | #VALUE! | #VALUE! | #VALUE! | #VALUE! | #VALUE! | #VALUE! | #VALUE! |  |  |  |  | #VALUE! | #VALUE! | #VALUE! |  |  | #VALUE! | #VALUE! | #VALUE! | #VALUE! | #VALUE! | #VALUE! | #VALUE! | #VALUE! |  |  |  |  | #VALUE! | #VALUE! | #VALUE! |  |  | #VALUE! | #VALUE! | #VALUE! | #VALUE! | #VALUE! | #VALUE! | #VALUE! | #VALUE! |  |  |  |  | #VALUE! | #VALUE! | #VALUE! |  |  | #VALUE! | #VALUE! | #VALUE! | #VALUE! | #VALUE! | #VALUE! | #VALUE! | #VALUE! |  |  | #VALUE! | #VALUE! | #VALUE! | #VALUE! | #VALUE! |  |  | #VALUE! | #VALUE! | #VALUE! | #VALUE! | #VALUE! | #VALUE! | #VALUE! | #VALUE! |  |  | #VALUE! | #VALUE! | #VALUE! | #VALUE! | #VALUE! |  |  | #VALUE! | #VALUE! | #VALUE! | #VALUE! | #VALUE! | #VALUE! | #VALUE! | #VALUE! | 0 | #REF! | #VALUE! | #VALUE! | #VALUE! | #VALUE! | #VALUE! | #VALUE! | #VALUE! | 0
|  |  |  | 0 | 51 | 0 |  |  | 1 | 1.0842e-19 | 0 | 1.0669e-18 | 1.0669e-18 | 1.0669e-18 | 0 | 0 |  |  |  |  | #VALUE! | #VALUE! | #VALUE! |  |  | #VALUE! | #VALUE! | #VALUE! | #VALUE! | #VALUE! | #VALUE! | #VALUE! | #VALUE! |  |  |  |  | #VALUE! | #VALUE! | #VALUE! |  |  | #VALUE! | #VALUE! | #VALUE! | #VALUE! | #VALUE! | #VALUE! | #VALUE! | #VALUE! |  |  |  |  | #VALUE! | #VALUE! | #VALUE! |  |  | #VALUE! | #VALUE! | #VALUE! | #VALUE! | #VALUE! | #VALUE! | #VALUE! | #VALUE! |  |  |  |  | #VALUE! | #VALUE! | #VALUE! |  |  | #VALUE! | #VALUE! | #VALUE! | #VALUE! | #VALUE! | #VALUE! | #VALUE! | #VALUE! |  |  |  |  | #VALUE! | #VALUE! | #VALUE! |  |  | #VALUE! | #VALUE! | #VALUE! | #VALUE! | #VALUE! | #VALUE! | #VALUE! | #VALUE! |  |  | #VALUE! | #VALUE! | #VALUE! | #VALUE! | #VALUE! |  |  | #VALUE! | #VALUE! | #VALUE! | #VALUE! | #VALUE! | #VALUE! | #VALUE! | #VALUE! |  |  | #VALUE! | #VALUE! | #VALUE! | #VALUE! | #VALUE! |  |  | #VALUE! | #VALUE! | #VALUE! | #VALUE! | #VALUE! | #VALUE! | #VALUE! | #VALUE! | 0 | #REF! | #VALUE! | #VALUE! | #VALUE! | #VALUE! | #VALUE! | #VALUE! | #VALUE! | 0
|  |  |  | 0 | 51 | 0 |  |  | 1 | 1.0842e-19 | 0 | 1.0669e-18 | 1.0669e-18 | 1.0669e-18 | 0 | 0 |  |  |  |  | #VALUE! | #VALUE! | #VALUE! |  |  | #VALUE! | #VALUE! | #VALUE! | #VALUE! | #VALUE! | #VALUE! | #VALUE! | #VALUE! |  |  |  |  | #VALUE! | #VALUE! | #VALUE! |  |  | #VALUE! | #VALUE! | #VALUE! | #VALUE! | #VALUE! | #VALUE! | #VALUE! | #VALUE! |  |  |  |  | #VALUE! | #VALUE! | #VALUE! |  |  | #VALUE! | #VALUE! | #VALUE! | #VALUE! | #VALUE! | #VALUE! | #VALUE! | #VALUE! |  |  |  |  | #VALUE! | #VALUE! | #VALUE! |  |  | #VALUE! | #VALUE! | #VALUE! | #VALUE! | #VALUE! | #VALUE! | #VALUE! | #VALUE! |  |  |  |  | #VALUE! | #VALUE! | #VALUE! |  |  | #VALUE! | #VALUE! | #VALUE! | #VALUE! | #VALUE! | #VALUE! | #VALUE! | #VALUE! |  |  | #VALUE! | #VALUE! | #VALUE! | #VALUE! | #VALUE! |  |  | #VALUE! | #VALUE! | #VALUE! | #VALUE! | #VALUE! | #VALUE! | #VALUE! | #VALUE! |  |  | #VALUE! | #VALUE! | #VALUE! | #VALUE! | #VALUE! |  |  | #VALUE! | #VALUE! | #VALUE! | #VALUE! | #VALUE! | #VALUE! | #VALUE! | #VALUE! | 0 | #REF! | #VALUE! | #VALUE! | #VALUE! | #VALUE! | #VALUE! | #VALUE! | #VALUE! | 0
|  |  |  | 0 | 51 | 0 |  |  | 1 | 1.0842e-19 | 0 | 1.0669e-18 | 1.0669e-18 | 1.0669e-18 | 0 | 0 |  |  |  |  | #VALUE! | #VALUE! | #VALUE! |  |  | #VALUE! | #VALUE! | #VALUE! | #VALUE! | #VALUE! | #VALUE! | #VALUE! | #VALUE! |  |  |  |  | #VALUE! | #VALUE! | #VALUE! |  |  | #VALUE! | #VALUE! | #VALUE! | #VALUE! | #VALUE! | #VALUE! | #VALUE! | #VALUE! |  |  |  |  | #VALUE! | #VALUE! | #VALUE! |  |  | #VALUE! | #VALUE! | #VALUE! | #VALUE! | #VALUE! | #VALUE! | #VALUE! | #VALUE! |  |  |  |  | #VALUE! | #VALUE! | #VALUE! |  |  | #VALUE! | #VALUE! | #VALUE! | #VALUE! | #VALUE! | #VALUE! | #VALUE! | #VALUE! |  |  |  |  | #VALUE! | #VALUE! | #VALUE! |  |  | #VALUE! | #VALUE! | #VALUE! | #VALUE! | #VALUE! | #VALUE! | #VALUE! | #VALUE! |  |  | #VALUE! | #VALUE! | #VALUE! | #VALUE! | #VALUE! |  |  | #VALUE! | #VALUE! | #VALUE! | #VALUE! | #VALUE! | #VALUE! | #VALUE! | #VALUE! |  |  | #VALUE! | #VALUE! | #VALUE! | #VALUE! | #VALUE! |  |  | #VALUE! | #VALUE! | #VALUE! | #VALUE! | #VALUE! | #VALUE! | #VALUE! | #VALUE! | 0 | #REF! | #VALUE! | #VALUE! | #VALUE! | #VALUE! | #VALUE! | #VALUE! | #VALUE! | 0
|  |  |  | 0 | 51 | 0 |  |  | 1 | 1.0842e-19 | 0 | 1.0669e-18 | 1.0669e-18 | 1.0669e-18 | 0 | 0 |  |  |  |  | #VALUE! | #VALUE! | #VALUE! |  |  | #VALUE! | #VALUE! | #VALUE! | #VALUE! | #VALUE! | #VALUE! | #VALUE! | #VALUE! |  |  |  |  | #VALUE! | #VALUE! | #VALUE! |  |  | #VALUE! | #VALUE! | #VALUE! | #VALUE! | #VALUE! | #VALUE! | #VALUE! | #VALUE! |  |  |  |  | #VALUE! | #VALUE! | #VALUE! |  |  | #VALUE! | #VALUE! | #VALUE! | #VALUE! | #VALUE! | #VALUE! | #VALUE! | #VALUE! |  |  |  |  | #VALUE! | #VALUE! | #VALUE! |  |  | #VALUE! | #VALUE! | #VALUE! | #VALUE! | #VALUE! | #VALUE! | #VALUE! | #VALUE! |  |  |  |  | #VALUE! | #VALUE! | #VALUE! |  |  | #VALUE! | #VALUE! | #VALUE! | #VALUE! | #VALUE! | #VALUE! | #VALUE! | #VALUE! |  |  | #VALUE! | #VALUE! | #VALUE! | #VALUE! | #VALUE! |  |  | #VALUE! | #VALUE! | #VALUE! | #VALUE! | #VALUE! | #VALUE! | #VALUE! | #VALUE! |  |  | #VALUE! | #VALUE! | #VALUE! | #VALUE! | #VALUE! |  |  | #VALUE! | #VALUE! | #VALUE! | #VALUE! | #VALUE! | #VALUE! | #VALUE! | #VALUE! | 0 | #REF! | #VALUE! | #VALUE! | #VALUE! | #VALUE! | #VALUE! | #VALUE! | #VALUE! | 0
|  |  |  | 0 | 51 | 0 |  |  | 1 | 1.0842e-19 | 0 | 1.0669e-18 | 1.0669e-18 | 1.0669e-18 | 0 | 0 |  |  |  |  | #VALUE! | #VALUE! | #VALUE! |  |  | #VALUE! | #VALUE! | #VALUE! | #VALUE! | #VALUE! | #VALUE! | #VALUE! | #VALUE! |  |  |  |  | #VALUE! | #VALUE! | #VALUE! |  |  | #VALUE! | #VALUE! | #VALUE! | #VALUE! | #VALUE! | #VALUE! | #VALUE! | #VALUE! |  |  |  |  | #VALUE! | #VALUE! | #VALUE! |  |  | #VALUE! | #VALUE! | #VALUE! | #VALUE! | #VALUE! | #VALUE! | #VALUE! | #VALUE! |  |  |  |  | #VALUE! | #VALUE! | #VALUE! |  |  | #VALUE! | #VALUE! | #VALUE! | #VALUE! | #VALUE! | #VALUE! | #VALUE! | #VALUE! |  |  |  |  | #VALUE! | #VALUE! | #VALUE! |  |  | #VALUE! | #VALUE! | #VALUE! | #VALUE! | #VALUE! | #VALUE! | #VALUE! | #VALUE! |  |  | #VALUE! | #VALUE! | #VALUE! | #VALUE! | #VALUE! |  |  | #VALUE! | #VALUE! | #VALUE! | #VALUE! | #VALUE! | #VALUE! | #VALUE! | #VALUE! |  |  | #VALUE! | #VALUE! | #VALUE! | #VALUE! | #VALUE! |  |  | #VALUE! | #VALUE! | #VALUE! | #VALUE! | #VALUE! | #VALUE! | #VALUE! | #VALUE! | 0 | #REF! | #VALUE! | #VALUE! | #VALUE! | #VALUE! | #VALUE! | #VALUE! | #VALUE! | 0
|  |  |  | 0 | 51 | 0 |  |  | 1 | 1.0842e-19 | 0 | 1.0669e-18 | 1.0669e-18 | 1.0669e-18 | 0 | 0 |  |  |  |  | #VALUE! | #VALUE! | #VALUE! |  |  | #VALUE! | #VALUE! | #VALUE! | #VALUE! | #VALUE! | #VALUE! | #VALUE! | #VALUE! |  |  |  |  | #VALUE! | #VALUE! | #VALUE! |  |  | #VALUE! | #VALUE! | #VALUE! | #VALUE! | #VALUE! | #VALUE! | #VALUE! | #VALUE! |  |  |  |  | #VALUE! | #VALUE! | #VALUE! |  |  | #VALUE! | #VALUE! | #VALUE! | #VALUE! | #VALUE! | #VALUE! | #VALUE! | #VALUE! |  |  |  |  | #VALUE! | #VALUE! | #VALUE! |  |  | #VALUE! | #VALUE! | #VALUE! | #VALUE! | #VALUE! | #VALUE! | #VALUE! | #VALUE! |  |  |  |  | #VALUE! | #VALUE! | #VALUE! |  |  | #VALUE! | #VALUE! | #VALUE! | #VALUE! | #VALUE! | #VALUE! | #VALUE! | #VALUE! |  |  | #VALUE! | #VALUE! | #VALUE! | #VALUE! | #VALUE! |  |  | #VALUE! | #VALUE! | #VALUE! | #VALUE! | #VALUE! | #VALUE! | #VALUE! | #VALUE! |  |  | #VALUE! | #VALUE! | #VALUE! | #VALUE! | #VALUE! |  |  | #VALUE! | #VALUE! | #VALUE! | #VALUE! | #VALUE! | #VALUE! | #VALUE! | #VALUE! | 0 | #REF! | #VALUE! | #VALUE! | #VALUE! | #VALUE! | #VALUE! | #VALUE! | #VALUE! | 0
|  |  |  | 0 | 51 | 0 |  |  | 1 | 1.0842e-19 | 0 | 1.0669e-18 | 1.0669e-18 | 1.0669e-18 | 0 | 0 |  |  |  |  | #VALUE! | #VALUE! | #VALUE! |  |  | #VALUE! | #VALUE! | #VALUE! | #VALUE! | #VALUE! | #VALUE! | #VALUE! | #VALUE! |  |  |  |  | #VALUE! | #VALUE! | #VALUE! |  |  | #VALUE! | #VALUE! | #VALUE! | #VALUE! | #VALUE! | #VALUE! | #VALUE! | #VALUE! |  |  |  |  | #VALUE! | #VALUE! | #VALUE! |  |  | #VALUE! | #VALUE! | #VALUE! | #VALUE! | #VALUE! | #VALUE! | #VALUE! | #VALUE! |  |  |  |  | #VALUE! | #VALUE! | #VALUE! |  |  | #VALUE! | #VALUE! | #VALUE! | #VALUE! | #VALUE! | #VALUE! | #VALUE! | #VALUE! |  |  |  |  | #VALUE! | #VALUE! | #VALUE! |  |  | #VALUE! | #VALUE! | #VALUE! | #VALUE! | #VALUE! | #VALUE! | #VALUE! | #VALUE! |  |  | #VALUE! | #VALUE! | #VALUE! | #VALUE! | #VALUE! |  |  | #VALUE! | #VALUE! | #VALUE! | #VALUE! | #VALUE! | #VALUE! | #VALUE! | #VALUE! |  |  | #VALUE! | #VALUE! | #VALUE! | #VALUE! | #VALUE! |  |  | #VALUE! | #VALUE! | #VALUE! | #VALUE! | #VALUE! | #VALUE! | #VALUE! | #VALUE! | 0 | #REF! | #VALUE! | #VALUE! | #VALUE! | #VALUE! | #VALUE! | #VALUE! | #VALUE! | 0
|  |  |  | 0 | 51 | 0 |  |  | 1 | 1.0842e-19 | 0 | 1.0669e-18 | 1.0669e-18 | 1.0669e-18 | 0 | 0 |  |  |  |  | #VALUE! | #VALUE! | #VALUE! |  |  | #VALUE! | #VALUE! | #VALUE! | #VALUE! | #VALUE! | #VALUE! | #VALUE! | #VALUE! |  |  |  |  | #VALUE! | #VALUE! | #VALUE! |  |  | #VALUE! | #VALUE! | #VALUE! | #VALUE! | #VALUE! | #VALUE! | #VALUE! | #VALUE! |  |  |  |  | #VALUE! | #VALUE! | #VALUE! |  |  | #VALUE! | #VALUE! | #VALUE! | #VALUE! | #VALUE! | #VALUE! | #VALUE! | #VALUE! |  |  |  |  | #VALUE! | #VALUE! | #VALUE! |  |  | #VALUE! | #VALUE! | #VALUE! | #VALUE! | #VALUE! | #VALUE! | #VALUE! | #VALUE! |  |  |  |  | #VALUE! | #VALUE! | #VALUE! |  |  | #VALUE! | #VALUE! | #VALUE! | #VALUE! | #VALUE! | #VALUE! | #VALUE! | #VALUE! |  |  | #VALUE! | #VALUE! | #VALUE! | #VALUE! | #VALUE! |  |  | #VALUE! | #VALUE! | #VALUE! | #VALUE! | #VALUE! | #VALUE! | #VALUE! | #VALUE! |  |  | #VALUE! | #VALUE! | #VALUE! | #VALUE! | #VALUE! |  |  | #VALUE! | #VALUE! | #VALUE! | #VALUE! | #VALUE! | #VALUE! | #VALUE! | #VALUE! | 0 | #REF! | #VALUE! | #VALUE! | #VALUE! | #VALUE! | #VALUE! | #VALUE! | #VALUE! | 0
|  |  |  | 0 | 51 | 0 |  |  | 1 | 1.0842e-19 | 0 | 1.0669e-18 | 1.0669e-18 | 1.0669e-18 | 0 | 0 |  |  |  |  | #VALUE! | #VALUE! | #VALUE! |  |  | #VALUE! | #VALUE! | #VALUE! | #VALUE! | #VALUE! | #VALUE! | #VALUE! | #VALUE! |  |  |  |  | #VALUE! | #VALUE! | #VALUE! |  |  | #VALUE! | #VALUE! | #VALUE! | #VALUE! | #VALUE! | #VALUE! | #VALUE! | #VALUE! |  |  |  |  | #VALUE! | #VALUE! | #VALUE! |  |  | #VALUE! | #VALUE! | #VALUE! | #VALUE! | #VALUE! | #VALUE! | #VALUE! | #VALUE! |  |  |  |  | #VALUE! | #VALUE! | #VALUE! |  |  | #VALUE! | #VALUE! | #VALUE! | #VALUE! | #VALUE! | #VALUE! | #VALUE! | #VALUE! |  |  |  |  | #VALUE! | #VALUE! | #VALUE! |  |  | #VALUE! | #VALUE! | #VALUE! | #VALUE! | #VALUE! | #VALUE! | #VALUE! | #VALUE! |  |  | #VALUE! | #VALUE! | #VALUE! | #VALUE! | #VALUE! |  |  | #VALUE! | #VALUE! | #VALUE! | #VALUE! | #VALUE! | #VALUE! | #VALUE! | #VALUE! |  |  | #VALUE! | #VALUE! | #VALUE! | #VALUE! | #VALUE! |  |  | #VALUE! | #VALUE! | #VALUE! | #VALUE! | #VALUE! | #VALUE! | #VALUE! | #VALUE! | 0 | #REF! | #VALUE! | #VALUE! | #VALUE! | #VALUE! | #VALUE! | #VALUE! | #VALUE! | 0
|  |  |  | 0 | 51 | 0 |  |  | 1 | 1.0842e-19 | 0 | 1.0669e-18 | 1.0669e-18 | 1.0669e-18 | 0 | 0 |  |  |  |  | #VALUE! | #VALUE! | #VALUE! |  |  | #VALUE! | #VALUE! | #VALUE! | #VALUE! | #VALUE! | #VALUE! | #VALUE! | #VALUE! |  |  |  |  | #VALUE! | #VALUE! | #VALUE! |  |  | #VALUE! | #VALUE! | #VALUE! | #VALUE! | #VALUE! | #VALUE! | #VALUE! | #VALUE! |  |  |  |  | #VALUE! | #VALUE! | #VALUE! |  |  | #VALUE! | #VALUE! | #VALUE! | #VALUE! | #VALUE! | #VALUE! | #VALUE! | #VALUE! |  |  |  |  | #VALUE! | #VALUE! | #VALUE! |  |  | #VALUE! | #VALUE! | #VALUE! | #VALUE! | #VALUE! | #VALUE! | #VALUE! | #VALUE! |  |  |  |  | #VALUE! | #VALUE! | #VALUE! |  |  | #VALUE! | #VALUE! | #VALUE! | #VALUE! | #VALUE! | #VALUE! | #VALUE! | #VALUE! |  |  | #VALUE! | #VALUE! | #VALUE! | #VALUE! | #VALUE! |  |  | #VALUE! | #VALUE! | #VALUE! | #VALUE! | #VALUE! | #VALUE! | #VALUE! | #VALUE! |  |  | #VALUE! | #VALUE! | #VALUE! | #VALUE! | #VALUE! |  |  | #VALUE! | #VALUE! | #VALUE! | #VALUE! | #VALUE! | #VALUE! | #VALUE! | #VALUE! | 0 | #REF! | #VALUE! | #VALUE! | #VALUE! | #VALUE! | #VALUE! | #VALUE! | #VALUE! | 0
|  |  |  | 0 | 51 | 0 |  |  | 1 | 1.0842e-19 | 0 | 1.0669e-18 | 1.0669e-18 | 1.0669e-18 | 0 | 0 |  |  |  |  | #VALUE! | #VALUE! | #VALUE! |  |  | #VALUE! | #VALUE! | #VALUE! | #VALUE! | #VALUE! | #VALUE! | #VALUE! | #VALUE! |  |  |  |  | #VALUE! | #VALUE! | #VALUE! |  |  | #VALUE! | #VALUE! | #VALUE! | #VALUE! | #VALUE! | #VALUE! | #VALUE! | #VALUE! |  |  |  |  | #VALUE! | #VALUE! | #VALUE! |  |  | #VALUE! | #VALUE! | #VALUE! | #VALUE! | #VALUE! | #VALUE! | #VALUE! | #VALUE! |  |  |  |  | #VALUE! | #VALUE! | #VALUE! |  |  | #VALUE! | #VALUE! | #VALUE! | #VALUE! | #VALUE! | #VALUE! | #VALUE! | #VALUE! |  |  |  |  | #VALUE! | #VALUE! | #VALUE! |  |  | #VALUE! | #VALUE! | #VALUE! | #VALUE! | #VALUE! | #VALUE! | #VALUE! | #VALUE! |  |  | #VALUE! | #VALUE! | #VALUE! | #VALUE! | #VALUE! |  |  | #VALUE! | #VALUE! | #VALUE! | #VALUE! | #VALUE! | #VALUE! | #VALUE! | #VALUE! |  |  | #VALUE! | #VALUE! | #VALUE! | #VALUE! | #VALUE! |  |  | #VALUE! | #VALUE! | #VALUE! | #VALUE! | #VALUE! | #VALUE! | #VALUE! | #VALUE! | 0 | #REF! | #VALUE! | #VALUE! | #VALUE! | #VALUE! | #VALUE! | #VALUE! | #VALUE! | 0
|  |  |  | 0 | 51 | 0 |  |  | 1 | 1.0842e-19 | 0 | 1.0669e-18 | 1.0669e-18 | 1.0669e-18 | 0 | 0 |  |  |  |  | #VALUE! | #VALUE! | #VALUE! |  |  | #VALUE! | #VALUE! | #VALUE! | #VALUE! | #VALUE! | #VALUE! | #VALUE! | #VALUE! |  |  |  |  | #VALUE! | #VALUE! | #VALUE! |  |  | #VALUE! | #VALUE! | #VALUE! | #VALUE! | #VALUE! | #VALUE! | #VALUE! | #VALUE! |  |  |  |  | #VALUE! | #VALUE! | #VALUE! |  |  | #VALUE! | #VALUE! | #VALUE! | #VALUE! | #VALUE! | #VALUE! | #VALUE! | #VALUE! |  |  |  |  | #VALUE! | #VALUE! | #VALUE! |  |  | #VALUE! | #VALUE! | #VALUE! | #VALUE! | #VALUE! | #VALUE! | #VALUE! | #VALUE! |  |  |  |  | #VALUE! | #VALUE! | #VALUE! |  |  | #VALUE! | #VALUE! | #VALUE! | #VALUE! | #VALUE! | #VALUE! | #VALUE! | #VALUE! |  |  | #VALUE! | #VALUE! | #VALUE! | #VALUE! | #VALUE! |  |  | #VALUE! | #VALUE! | #VALUE! | #VALUE! | #VALUE! | #VALUE! | #VALUE! | #VALUE! |  |  | #VALUE! | #VALUE! | #VALUE! | #VALUE! | #VALUE! |  |  | #VALUE! | #VALUE! | #VALUE! | #VALUE! | #VALUE! | #VALUE! | #VALUE! | #VALUE! | 0 | #REF! | #VALUE! | #VALUE! | #VALUE! | #VALUE! | #VALUE! | #VALUE! | #VALUE! | 0
|  |  |  | 0 | 51 | 0 |  |  | 1 | 1.0842e-19 | 0 | 1.0669e-18 | 1.0669e-18 | 1.0669e-18 | 0 | 0 |  |  |  |  | #VALUE! | #VALUE! | #VALUE! |  |  | #VALUE! | #VALUE! | #VALUE! | #VALUE! | #VALUE! | #VALUE! | #VALUE! | #VALUE! |  |  |  |  | #VALUE! | #VALUE! | #VALUE! |  |  | #VALUE! | #VALUE! | #VALUE! | #VALUE! | #VALUE! | #VALUE! | #VALUE! | #VALUE! |  |  |  |  | #VALUE! | #VALUE! | #VALUE! |  |  | #VALUE! | #VALUE! | #VALUE! | #VALUE! | #VALUE! | #VALUE! | #VALUE! | #VALUE! |  |  |  |  | #VALUE! | #VALUE! | #VALUE! |  |  | #VALUE! | #VALUE! | #VALUE! | #VALUE! | #VALUE! | #VALUE! | #VALUE! | #VALUE! |  |  |  |  | #VALUE! | #VALUE! | #VALUE! |  |  | #VALUE! | #VALUE! | #VALUE! | #VALUE! | #VALUE! | #VALUE! | #VALUE! | #VALUE! |  |  | #VALUE! | #VALUE! | #VALUE! | #VALUE! | #VALUE! |  |  | #VALUE! | #VALUE! | #VALUE! | #VALUE! | #VALUE! | #VALUE! | #VALUE! | #VALUE! |  |  | #VALUE! | #VALUE! | #VALUE! | #VALUE! | #VALUE! |  |  | #VALUE! | #VALUE! | #VALUE! | #VALUE! | #VALUE! | #VALUE! | #VALUE! | #VALUE! | 0 | #REF! | #VALUE! | #VALUE! | #VALUE! | #VALUE! | #VALUE! | #VALUE! | #VALUE! | 0
|  |  |  | 0 | 51 | 0 |  |  | 1 | 1.0842e-19 | 0 | 1.0669e-18 | 1.0669e-18 | 1.0669e-18 | 0 | 0 |  |  |  |  | #VALUE! | #VALUE! | #VALUE! |  |  | #VALUE! | #VALUE! | #VALUE! | #VALUE! | #VALUE! | #VALUE! | #VALUE! | #VALUE! |  |  |  |  | #VALUE! | #VALUE! | #VALUE! |  |  | #VALUE! | #VALUE! | #VALUE! | #VALUE! | #VALUE! | #VALUE! | #VALUE! | #VALUE! |  |  |  |  | #VALUE! | #VALUE! | #VALUE! |  |  | #VALUE! | #VALUE! | #VALUE! | #VALUE! | #VALUE! | #VALUE! | #VALUE! | #VALUE! |  |  |  |  | #VALUE! | #VALUE! | #VALUE! |  |  | #VALUE! | #VALUE! | #VALUE! | #VALUE! | #VALUE! | #VALUE! | #VALUE! | #VALUE! |  |  |  |  | #VALUE! | #VALUE! | #VALUE! |  |  | #VALUE! | #VALUE! | #VALUE! | #VALUE! | #VALUE! | #VALUE! | #VALUE! | #VALUE! |  |  | #VALUE! | #VALUE! | #VALUE! | #VALUE! | #VALUE! |  |  | #VALUE! | #VALUE! | #VALUE! | #VALUE! | #VALUE! | #VALUE! | #VALUE! | #VALUE! |  |  | #VALUE! | #VALUE! | #VALUE! | #VALUE! | #VALUE! |  |  | #VALUE! | #VALUE! | #VALUE! | #VALUE! | #VALUE! | #VALUE! | #VALUE! | #VALUE! | 0 | #REF! | #VALUE! | #VALUE! | #VALUE! | #VALUE! | #VALUE! | #VALUE! | #VALUE! | 0
|  |  |  | 0 | 51 | 0 |  |  | 1 | 1.0842e-19 | 0 | 1.0669e-18 | 1.0669e-18 | 1.0669e-18 | 0 | 0 |  |  |  |  | #VALUE! | #VALUE! | #VALUE! |  |  | #VALUE! | #VALUE! | #VALUE! | #VALUE! | #VALUE! | #VALUE! | #VALUE! | #VALUE! |  |  |  |  | #VALUE! | #VALUE! | #VALUE! |  |  | #VALUE! | #VALUE! | #VALUE! | #VALUE! | #VALUE! | #VALUE! | #VALUE! | #VALUE! |  |  |  |  | #VALUE! | #VALUE! | #VALUE! |  |  | #VALUE! | #VALUE! | #VALUE! | #VALUE! | #VALUE! | #VALUE! | #VALUE! | #VALUE! |  |  |  |  | #VALUE! | #VALUE! | #VALUE! |  |  | #VALUE! | #VALUE! | #VALUE! | #VALUE! | #VALUE! | #VALUE! | #VALUE! | #VALUE! |  |  |  |  | #VALUE! | #VALUE! | #VALUE! |  |  | #VALUE! | #VALUE! | #VALUE! | #VALUE! | #VALUE! | #VALUE! | #VALUE! | #VALUE! |  |  | #VALUE! | #VALUE! | #VALUE! | #VALUE! | #VALUE! |  |  | #VALUE! | #VALUE! | #VALUE! | #VALUE! | #VALUE! | #VALUE! | #VALUE! | #VALUE! |  |  | #VALUE! | #VALUE! | #VALUE! | #VALUE! | #VALUE! |  |  | #VALUE! | #VALUE! | #VALUE! | #VALUE! | #VALUE! | #VALUE! | #VALUE! | #VALUE! | 0 | #REF! | #VALUE! | #VALUE! | #VALUE! | #VALUE! | #VALUE! | #VALUE! | #VALUE! | 0
|  |  |  | 0 | 51 | 0 |  |  | 1 | 1.0842e-19 | 0 | 1.0669e-18 | 1.0669e-18 | 1.0669e-18 | 0 | 0 |  |  |  |  | #VALUE! | #VALUE! | #VALUE! |  |  | #VALUE! | #VALUE! | #VALUE! | #VALUE! | #VALUE! | #VALUE! | #VALUE! | #VALUE! |  |  |  |  | #VALUE! | #VALUE! | #VALUE! |  |  | #VALUE! | #VALUE! | #VALUE! | #VALUE! | #VALUE! | #VALUE! | #VALUE! | #VALUE! |  |  |  |  | #VALUE! | #VALUE! | #VALUE! |  |  | #VALUE! | #VALUE! | #VALUE! | #VALUE! | #VALUE! | #VALUE! | #VALUE! | #VALUE! |  |  |  |  | #VALUE! | #VALUE! | #VALUE! |  |  | #VALUE! | #VALUE! | #VALUE! | #VALUE! | #VALUE! | #VALUE! | #VALUE! | #VALUE! |  |  |  |  | #VALUE! | #VALUE! | #VALUE! |  |  | #VALUE! | #VALUE! | #VALUE! | #VALUE! | #VALUE! | #VALUE! | #VALUE! | #VALUE! |  |  | #VALUE! | #VALUE! | #VALUE! | #VALUE! | #VALUE! |  |  | #VALUE! | #VALUE! | #VALUE! | #VALUE! | #VALUE! | #VALUE! | #VALUE! | #VALUE! |  |  | #VALUE! | #VALUE! | #VALUE! | #VALUE! | #VALUE! |  |  | #VALUE! | #VALUE! | #VALUE! | #VALUE! | #VALUE! | #VALUE! | #VALUE! | #VALUE! | 0 | #REF! | #VALUE! | #VALUE! | #VALUE! | #VALUE! | #VALUE! | #VALUE! | #VALUE! | 0
|  |  |  | 0 | 51 | 0 |  |  | 1 | 1.0842e-19 | 0 | 1.0669e-18 | 1.0669e-18 | 1.0669e-18 | 0 | 0 |  |  |  |  | #VALUE! | #VALUE! | #VALUE! |  |  | #VALUE! | #VALUE! | #VALUE! | #VALUE! | #VALUE! | #VALUE! | #VALUE! | #VALUE! |  |  |  |  | #VALUE! | #VALUE! | #VALUE! |  |  | #VALUE! | #VALUE! | #VALUE! | #VALUE! | #VALUE! | #VALUE! | #VALUE! | #VALUE! |  |  |  |  | #VALUE! | #VALUE! | #VALUE! |  |  | #VALUE! | #VALUE! | #VALUE! | #VALUE! | #VALUE! | #VALUE! | #VALUE! | #VALUE! |  |  |  |  | #VALUE! | #VALUE! | #VALUE! |  |  | #VALUE! | #VALUE! | #VALUE! | #VALUE! | #VALUE! | #VALUE! | #VALUE! | #VALUE! |  |  |  |  | #VALUE! | #VALUE! | #VALUE! |  |  | #VALUE! | #VALUE! | #VALUE! | #VALUE! | #VALUE! | #VALUE! | #VALUE! | #VALUE! |  |  | #VALUE! | #VALUE! | #VALUE! | #VALUE! | #VALUE! |  |  | #VALUE! | #VALUE! | #VALUE! | #VALUE! | #VALUE! | #VALUE! | #VALUE! | #VALUE! |  |  | #VALUE! | #VALUE! | #VALUE! | #VALUE! | #VALUE! |  |  | #VALUE! | #VALUE! | #VALUE! | #VALUE! | #VALUE! | #VALUE! | #VALUE! | #VALUE! | 0 | #REF! | #VALUE! | #VALUE! | #VALUE! | #VALUE! | #VALUE! | #VALUE! | #VALUE! | 0
|  |  |  | 0 | 51 | 0 |  |  | 1 | 1.0842e-19 | 0 | 1.0669e-18 | 1.0669e-18 | 1.0669e-18 | 0 | 0 |  |  |  |  | #VALUE! | #VALUE! | #VALUE! |  |  | #VALUE! | #VALUE! | #VALUE! | #VALUE! | #VALUE! | #VALUE! | #VALUE! | #VALUE! |  |  |  |  | #VALUE! | #VALUE! | #VALUE! |  |  | #VALUE! | #VALUE! | #VALUE! | #VALUE! | #VALUE! | #VALUE! | #VALUE! | #VALUE! |  |  |  |  | #VALUE! | #VALUE! | #VALUE! |  |  | #VALUE! | #VALUE! | #VALUE! | #VALUE! | #VALUE! | #VALUE! | #VALUE! | #VALUE! |  |  |  |  | #VALUE! | #VALUE! | #VALUE! |  |  | #VALUE! | #VALUE! | #VALUE! | #VALUE! | #VALUE! | #VALUE! | #VALUE! | #VALUE! |  |  |  |  | #VALUE! | #VALUE! | #VALUE! |  |  | #VALUE! | #VALUE! | #VALUE! | #VALUE! | #VALUE! | #VALUE! | #VALUE! | #VALUE! |  |  | #VALUE! | #VALUE! | #VALUE! | #VALUE! | #VALUE! |  |  | #VALUE! | #VALUE! | #VALUE! | #VALUE! | #VALUE! | #VALUE! | #VALUE! | #VALUE! |  |  | #VALUE! | #VALUE! | #VALUE! | #VALUE! | #VALUE! |  |  | #VALUE! | #VALUE! | #VALUE! | #VALUE! | #VALUE! | #VALUE! | #VALUE! | #VALUE! | 0 | #REF! | #VALUE! | #VALUE! | #VALUE! | #VALUE! | #VALUE! | #VALUE! | #VALUE! | 0
|  |  |  | 0 | 51 | 0 |  |  | 1 | 1.0842e-19 | 0 | 1.0669e-18 | 1.0669e-18 | 1.0669e-18 | 0 | 0 |  |  |  |  | #VALUE! | #VALUE! | #VALUE! |  |  | #VALUE! | #VALUE! | #VALUE! | #VALUE! | #VALUE! | #VALUE! | #VALUE! | #VALUE! |  |  |  |  | #VALUE! | #VALUE! | #VALUE! |  |  | #VALUE! | #VALUE! | #VALUE! | #VALUE! | #VALUE! | #VALUE! | #VALUE! | #VALUE! |  |  |  |  | #VALUE! | #VALUE! | #VALUE! |  |  | #VALUE! | #VALUE! | #VALUE! | #VALUE! | #VALUE! | #VALUE! | #VALUE! | #VALUE! |  |  |  |  | #VALUE! | #VALUE! | #VALUE! |  |  | #VALUE! | #VALUE! | #VALUE! | #VALUE! | #VALUE! | #VALUE! | #VALUE! | #VALUE! |  |  |  |  | #VALUE! | #VALUE! | #VALUE! |  |  | #VALUE! | #VALUE! | #VALUE! | #VALUE! | #VALUE! | #VALUE! | #VALUE! | #VALUE! |  |  | #VALUE! | #VALUE! | #VALUE! | #VALUE! | #VALUE! |  |  | #VALUE! | #VALUE! | #VALUE! | #VALUE! | #VALUE! | #VALUE! | #VALUE! | #VALUE! |  |  | #VALUE! | #VALUE! | #VALUE! | #VALUE! | #VALUE! |  |  | #VALUE! | #VALUE! | #VALUE! | #VALUE! | #VALUE! | #VALUE! | #VALUE! | #VALUE! | 0 | #REF! | #VALUE! | #VALUE! | #VALUE! | #VALUE! | #VALUE! | #VALUE! | #VALUE! | 0
|  |  |  | 0 | 51 | 0 |  |  | 1 | 1.0842e-19 | 0 | 1.0669e-18 | 1.0669e-18 | 1.0669e-18 | 0 | 0 |  |  |  |  | #VALUE! | #VALUE! | #VALUE! |  |  | #VALUE! | #VALUE! | #VALUE! | #VALUE! | #VALUE! | #VALUE! | #VALUE! | #VALUE! |  |  |  |  | #VALUE! | #VALUE! | #VALUE! |  |  | #VALUE! | #VALUE! | #VALUE! | #VALUE! | #VALUE! | #VALUE! | #VALUE! | #VALUE! |  |  |  |  | #VALUE! | #VALUE! | #VALUE! |  |  | #VALUE! | #VALUE! | #VALUE! | #VALUE! | #VALUE! | #VALUE! | #VALUE! | #VALUE! |  |  |  |  | #VALUE! | #VALUE! | #VALUE! |  |  | #VALUE! | #VALUE! | #VALUE! | #VALUE! | #VALUE! | #VALUE! | #VALUE! | #VALUE! |  |  |  |  | #VALUE! | #VALUE! | #VALUE! |  |  | #VALUE! | #VALUE! | #VALUE! | #VALUE! | #VALUE! | #VALUE! | #VALUE! | #VALUE! |  |  | #VALUE! | #VALUE! | #VALUE! | #VALUE! | #VALUE! |  |  | #VALUE! | #VALUE! | #VALUE! | #VALUE! | #VALUE! | #VALUE! | #VALUE! | #VALUE! |  |  | #VALUE! | #VALUE! | #VALUE! | #VALUE! | #VALUE! |  |  | #VALUE! | #VALUE! | #VALUE! | #VALUE! | #VALUE! | #VALUE! | #VALUE! | #VALUE! | 0 | #REF! | #VALUE! | #VALUE! | #VALUE! | #VALUE! | #VALUE! | #VALUE! | #VALUE! | 0
|  |  |  | 0 | 51 | 0 |  |  | 1 | 1.0842e-19 | 0 | 1.0669e-18 | 1.0669e-18 | 1.0669e-18 | 0 | 0 |  |  |  |  | #VALUE! | #VALUE! | #VALUE! |  |  | #VALUE! | #VALUE! | #VALUE! | #VALUE! | #VALUE! | #VALUE! | #VALUE! | #VALUE! |  |  |  |  | #VALUE! | #VALUE! | #VALUE! |  |  | #VALUE! | #VALUE! | #VALUE! | #VALUE! | #VALUE! | #VALUE! | #VALUE! | #VALUE! |  |  |  |  | #VALUE! | #VALUE! | #VALUE! |  |  | #VALUE! | #VALUE! | #VALUE! | #VALUE! | #VALUE! | #VALUE! | #VALUE! | #VALUE! |  |  |  |  | #VALUE! | #VALUE! | #VALUE! |  |  | #VALUE! | #VALUE! | #VALUE! | #VALUE! | #VALUE! | #VALUE! | #VALUE! | #VALUE! |  |  |  |  | #VALUE! | #VALUE! | #VALUE! |  |  | #VALUE! | #VALUE! | #VALUE! | #VALUE! | #VALUE! | #VALUE! | #VALUE! | #VALUE! |  |  | #VALUE! | #VALUE! | #VALUE! | #VALUE! | #VALUE! |  |  | #VALUE! | #VALUE! | #VALUE! | #VALUE! | #VALUE! | #VALUE! | #VALUE! | #VALUE! |  |  | #VALUE! | #VALUE! | #VALUE! | #VALUE! | #VALUE! |  |  | #VALUE! | #VALUE! | #VALUE! | #VALUE! | #VALUE! | #VALUE! | #VALUE! | #VALUE! | 0 | #REF! | #VALUE! | #VALUE! | #VALUE! | #VALUE! | #VALUE! | #VALUE! | #VALUE! | 0
|  |  |  | 0 | 51 | 0 |  |  | 1 | 1.0842e-19 | 0 | 1.0669e-18 | 1.0669e-18 | 1.0669e-18 | 0 | 0 |  |  |  |  | #VALUE! | #VALUE! | #VALUE! |  |  | #VALUE! | #VALUE! | #VALUE! | #VALUE! | #VALUE! | #VALUE! | #VALUE! | #VALUE! |  |  |  |  | #VALUE! | #VALUE! | #VALUE! |  |  | #VALUE! | #VALUE! | #VALUE! | #VALUE! | #VALUE! | #VALUE! | #VALUE! | #VALUE! |  |  |  |  | #VALUE! | #VALUE! | #VALUE! |  |  | #VALUE! | #VALUE! | #VALUE! | #VALUE! | #VALUE! | #VALUE! | #VALUE! | #VALUE! |  |  |  |  | #VALUE! | #VALUE! | #VALUE! |  |  | #VALUE! | #VALUE! | #VALUE! | #VALUE! | #VALUE! | #VALUE! | #VALUE! | #VALUE! |  |  |  |  | #VALUE! | #VALUE! | #VALUE! |  |  | #VALUE! | #VALUE! | #VALUE! | #VALUE! | #VALUE! | #VALUE! | #VALUE! | #VALUE! |  |  | #VALUE! | #VALUE! | #VALUE! | #VALUE! | #VALUE! |  |  | #VALUE! | #VALUE! | #VALUE! | #VALUE! | #VALUE! | #VALUE! | #VALUE! | #VALUE! |  |  | #VALUE! | #VALUE! | #VALUE! | #VALUE! | #VALUE! |  |  | #VALUE! | #VALUE! | #VALUE! | #VALUE! | #VALUE! | #VALUE! | #VALUE! | #VALUE! | 0 | #REF! | #VALUE! | #VALUE! | #VALUE! | #VALUE! | #VALUE! | #VALUE! | #VALUE! | 0
|  |  |  | 0 | 51 | 0 |  |  | 1 | 1.0842e-19 | 0 | 1.0669e-18 | 1.0669e-18 | 1.0669e-18 | 0 | 0 |  |  |  |  | #VALUE! | #VALUE! | #VALUE! |  |  | #VALUE! | #VALUE! | #VALUE! | #VALUE! | #VALUE! | #VALUE! | #VALUE! | #VALUE! |  |  |  |  | #VALUE! | #VALUE! | #VALUE! |  |  | #VALUE! | #VALUE! | #VALUE! | #VALUE! | #VALUE! | #VALUE! | #VALUE! | #VALUE! |  |  |  |  | #VALUE! | #VALUE! | #VALUE! |  |  | #VALUE! | #VALUE! | #VALUE! | #VALUE! | #VALUE! | #VALUE! | #VALUE! | #VALUE! |  |  |  |  | #VALUE! | #VALUE! | #VALUE! |  |  | #VALUE! | #VALUE! | #VALUE! | #VALUE! | #VALUE! | #VALUE! | #VALUE! | #VALUE! |  |  |  |  | #VALUE! | #VALUE! | #VALUE! |  |  | #VALUE! | #VALUE! | #VALUE! | #VALUE! | #VALUE! | #VALUE! | #VALUE! | #VALUE! |  |  | #VALUE! | #VALUE! | #VALUE! | #VALUE! | #VALUE! |  |  | #VALUE! | #VALUE! | #VALUE! | #VALUE! | #VALUE! | #VALUE! | #VALUE! | #VALUE! |  |  | #VALUE! | #VALUE! | #VALUE! | #VALUE! | #VALUE! |  |  | #VALUE! | #VALUE! | #VALUE! | #VALUE! | #VALUE! | #VALUE! | #VALUE! | #VALUE! | 0 | #REF! | #VALUE! | #VALUE! | #VALUE! | #VALUE! | #VALUE! | #VALUE! | #VALUE! | 0
|  |  |  | 0 | 51 | 0 |  |  | 1 | 1.0842e-19 | 0 | 1.0669e-18 | 1.0669e-18 | 1.0669e-18 | 0 | 0 |  |  |  |  | #VALUE! | #VALUE! | #VALUE! |  |  | #VALUE! | #VALUE! | #VALUE! | #VALUE! | #VALUE! | #VALUE! | #VALUE! | #VALUE! |  |  |  |  | #VALUE! | #VALUE! | #VALUE! |  |  | #VALUE! | #VALUE! | #VALUE! | #VALUE! | #VALUE! | #VALUE! | #VALUE! | #VALUE! |  |  |  |  | #VALUE! | #VALUE! | #VALUE! |  |  | #VALUE! | #VALUE! | #VALUE! | #VALUE! | #VALUE! | #VALUE! | #VALUE! | #VALUE! |  |  |  |  | #VALUE! | #VALUE! | #VALUE! |  |  | #VALUE! | #VALUE! | #VALUE! | #VALUE! | #VALUE! | #VALUE! | #VALUE! | #VALUE! |  |  |  |  | #VALUE! | #VALUE! | #VALUE! |  |  | #VALUE! | #VALUE! | #VALUE! | #VALUE! | #VALUE! | #VALUE! | #VALUE! | #VALUE! |  |  | #VALUE! | #VALUE! | #VALUE! | #VALUE! | #VALUE! |  |  | #VALUE! | #VALUE! | #VALUE! | #VALUE! | #VALUE! | #VALUE! | #VALUE! | #VALUE! |  |  | #VALUE! | #VALUE! | #VALUE! | #VALUE! | #VALUE! |  |  | #VALUE! | #VALUE! | #VALUE! | #VALUE! | #VALUE! | #VALUE! | #VALUE! | #VALUE! | 0 | #REF! | #VALUE! | #VALUE! | #VALUE! | #VALUE! | #VALUE! | #VALUE! | #VALUE! | 0
|  |  |  | 0 | 51 | 0 |  |  | 1 | 1.0842e-19 | 0 | 1.0669e-18 | 1.0669e-18 | 1.0669e-18 | 0 | 0 |  |  |  |  | #VALUE! | #VALUE! | #VALUE! |  |  | #VALUE! | #VALUE! | #VALUE! | #VALUE! | #VALUE! | #VALUE! | #VALUE! | #VALUE! |  |  |  |  | #VALUE! | #VALUE! | #VALUE! |  |  | #VALUE! | #VALUE! | #VALUE! | #VALUE! | #VALUE! | #VALUE! | #VALUE! | #VALUE! |  |  |  |  | #VALUE! | #VALUE! | #VALUE! |  |  | #VALUE! | #VALUE! | #VALUE! | #VALUE! | #VALUE! | #VALUE! | #VALUE! | #VALUE! |  |  |  |  | #VALUE! | #VALUE! | #VALUE! |  |  | #VALUE! | #VALUE! | #VALUE! | #VALUE! | #VALUE! | #VALUE! | #VALUE! | #VALUE! |  |  |  |  | #VALUE! | #VALUE! | #VALUE! |  |  | #VALUE! | #VALUE! | #VALUE! | #VALUE! | #VALUE! | #VALUE! | #VALUE! | #VALUE! |  |  | #VALUE! | #VALUE! | #VALUE! | #VALUE! | #VALUE! |  |  | #VALUE! | #VALUE! | #VALUE! | #VALUE! | #VALUE! | #VALUE! | #VALUE! | #VALUE! |  |  | #VALUE! | #VALUE! | #VALUE! | #VALUE! | #VALUE! |  |  | #VALUE! | #VALUE! | #VALUE! | #VALUE! | #VALUE! | #VALUE! | #VALUE! | #VALUE! | 0 | #REF! | #VALUE! | #VALUE! | #VALUE! | #VALUE! | #VALUE! | #VALUE! | #VALUE! | 0
|  |  |  | 0 | 51 | 0 |  |  | 1 | 1.0842e-19 | 0 | 1.0669e-18 | 1.0669e-18 | 1.0669e-18 | 0 | 0 |  |  |  |  | #VALUE! | #VALUE! | #VALUE! |  |  | #VALUE! | #VALUE! | #VALUE! | #VALUE! | #VALUE! | #VALUE! | #VALUE! | #VALUE! |  |  |  |  | #VALUE! | #VALUE! | #VALUE! |  |  | #VALUE! | #VALUE! | #VALUE! | #VALUE! | #VALUE! | #VALUE! | #VALUE! | #VALUE! |  |  |  |  | #VALUE! | #VALUE! | #VALUE! |  |  | #VALUE! | #VALUE! | #VALUE! | #VALUE! | #VALUE! | #VALUE! | #VALUE! | #VALUE! |  |  |  |  | #VALUE! | #VALUE! | #VALUE! |  |  | #VALUE! | #VALUE! | #VALUE! | #VALUE! | #VALUE! | #VALUE! | #VALUE! | #VALUE! |  |  |  |  | #VALUE! | #VALUE! | #VALUE! |  |  | #VALUE! | #VALUE! | #VALUE! | #VALUE! | #VALUE! | #VALUE! | #VALUE! | #VALUE! |  |  | #VALUE! | #VALUE! | #VALUE! | #VALUE! | #VALUE! |  |  | #VALUE! | #VALUE! | #VALUE! | #VALUE! | #VALUE! | #VALUE! | #VALUE! | #VALUE! |  |  | #VALUE! | #VALUE! | #VALUE! | #VALUE! | #VALUE! |  |  | #VALUE! | #VALUE! | #VALUE! | #VALUE! | #VALUE! | #VALUE! | #VALUE! | #VALUE! | 0 | #REF! | #VALUE! | #VALUE! | #VALUE! | #VALUE! | #VALUE! | #VALUE! | #VALUE! | 0
|  |  |  | 0 | 51 | 0 |  |  | 1 | 1.0842e-19 | 0 | 1.0669e-18 | 1.0669e-18 | 1.0669e-18 | 0 | 0 |  |  |  |  | #VALUE! | #VALUE! | #VALUE! |  |  | #VALUE! | #VALUE! | #VALUE! | #VALUE! | #VALUE! | #VALUE! | #VALUE! | #VALUE! |  |  |  |  | #VALUE! | #VALUE! | #VALUE! |  |  | #VALUE! | #VALUE! | #VALUE! | #VALUE! | #VALUE! | #VALUE! | #VALUE! | #VALUE! |  |  |  |  | #VALUE! | #VALUE! | #VALUE! |  |  | #VALUE! | #VALUE! | #VALUE! | #VALUE! | #VALUE! | #VALUE! | #VALUE! | #VALUE! |  |  |  |  | #VALUE! | #VALUE! | #VALUE! |  |  | #VALUE! | #VALUE! | #VALUE! | #VALUE! | #VALUE! | #VALUE! | #VALUE! | #VALUE! |  |  |  |  | #VALUE! | #VALUE! | #VALUE! |  |  | #VALUE! | #VALUE! | #VALUE! | #VALUE! | #VALUE! | #VALUE! | #VALUE! | #VALUE! |  |  | #VALUE! | #VALUE! | #VALUE! | #VALUE! | #VALUE! |  |  | #VALUE! | #VALUE! | #VALUE! | #VALUE! | #VALUE! | #VALUE! | #VALUE! | #VALUE! |  |  | #VALUE! | #VALUE! | #VALUE! | #VALUE! | #VALUE! |  |  | #VALUE! | #VALUE! | #VALUE! | #VALUE! | #VALUE! | #VALUE! | #VALUE! | #VALUE! | 0 | #REF! | #VALUE! | #VALUE! | #VALUE! | #VALUE! | #VALUE! | #VALUE! | #VALUE! | 0
|  |  |  | 0 | 51 | 0 |  |  | 1 | 1.0842e-19 | 0 | 1.0669e-18 | 1.0669e-18 | 1.0669e-18 | 0 | 0 |  |  |  |  | #VALUE! | #VALUE! | #VALUE! |  |  | #VALUE! | #VALUE! | #VALUE! | #VALUE! | #VALUE! | #VALUE! | #VALUE! | #VALUE! |  |  |  |  | #VALUE! | #VALUE! | #VALUE! |  |  | #VALUE! | #VALUE! | #VALUE! | #VALUE! | #VALUE! | #VALUE! | #VALUE! | #VALUE! |  |  |  |  | #VALUE! | #VALUE! | #VALUE! |  |  | #VALUE! | #VALUE! | #VALUE! | #VALUE! | #VALUE! | #VALUE! | #VALUE! | #VALUE! |  |  |  |  | #VALUE! | #VALUE! | #VALUE! |  |  | #VALUE! | #VALUE! | #VALUE! | #VALUE! | #VALUE! | #VALUE! | #VALUE! | #VALUE! |  |  |  |  | #VALUE! | #VALUE! | #VALUE! |  |  | #VALUE! | #VALUE! | #VALUE! | #VALUE! | #VALUE! | #VALUE! | #VALUE! | #VALUE! |  |  | #VALUE! | #VALUE! | #VALUE! | #VALUE! | #VALUE! |  |  | #VALUE! | #VALUE! | #VALUE! | #VALUE! | #VALUE! | #VALUE! | #VALUE! | #VALUE! |  |  | #VALUE! | #VALUE! | #VALUE! | #VALUE! | #VALUE! |  |  | #VALUE! | #VALUE! | #VALUE! | #VALUE! | #VALUE! | #VALUE! | #VALUE! | #VALUE! | 0 | #REF! | #VALUE! | #VALUE! | #VALUE! | #VALUE! | #VALUE! | #VALUE! | #VALUE! | 0
|  |  |  | 0 | 51 | 0 |  |  | 1 | 1.0842e-19 | 0 | 1.0669e-18 | 1.0669e-18 | 1.0669e-18 | 0 | 0 |  |  |  |  | #VALUE! | #VALUE! | #VALUE! |  |  | #VALUE! | #VALUE! | #VALUE! | #VALUE! | #VALUE! | #VALUE! | #VALUE! | #VALUE! |  |  |  |  | #VALUE! | #VALUE! | #VALUE! |  |  | #VALUE! | #VALUE! | #VALUE! | #VALUE! | #VALUE! | #VALUE! | #VALUE! | #VALUE! |  |  |  |  | #VALUE! | #VALUE! | #VALUE! |  |  | #VALUE! | #VALUE! | #VALUE! | #VALUE! | #VALUE! | #VALUE! | #VALUE! | #VALUE! |  |  |  |  | #VALUE! | #VALUE! | #VALUE! |  |  | #VALUE! | #VALUE! | #VALUE! | #VALUE! | #VALUE! | #VALUE! | #VALUE! | #VALUE! |  |  |  |  | #VALUE! | #VALUE! | #VALUE! |  |  | #VALUE! | #VALUE! | #VALUE! | #VALUE! | #VALUE! | #VALUE! | #VALUE! | #VALUE! |  |  | #VALUE! | #VALUE! | #VALUE! | #VALUE! | #VALUE! |  |  | #VALUE! | #VALUE! | #VALUE! | #VALUE! | #VALUE! | #VALUE! | #VALUE! | #VALUE! |  |  | #VALUE! | #VALUE! | #VALUE! | #VALUE! | #VALUE! |  |  | #VALUE! | #VALUE! | #VALUE! | #VALUE! | #VALUE! | #VALUE! | #VALUE! | #VALUE! | 0 | #REF! | #VALUE! | #VALUE! | #VALUE! | #VALUE! | #VALUE! | #VALUE! | #VALUE! | 0
|  |  |  | 0 | 51 | 0 |  |  | 1 | 1.0842e-19 | 0 | 1.0669e-18 | 1.0669e-18 | 1.0669e-18 | 0 | 0 |  |  |  |  | #VALUE! | #VALUE! | #VALUE! |  |  | #VALUE! | #VALUE! | #VALUE! | #VALUE! | #VALUE! | #VALUE! | #VALUE! | #VALUE! |  |  |  |  | #VALUE! | #VALUE! | #VALUE! |  |  | #VALUE! | #VALUE! | #VALUE! | #VALUE! | #VALUE! | #VALUE! | #VALUE! | #VALUE! |  |  |  |  | #VALUE! | #VALUE! | #VALUE! |  |  | #VALUE! | #VALUE! | #VALUE! | #VALUE! | #VALUE! | #VALUE! | #VALUE! | #VALUE! |  |  |  |  | #VALUE! | #VALUE! | #VALUE! |  |  | #VALUE! | #VALUE! | #VALUE! | #VALUE! | #VALUE! | #VALUE! | #VALUE! | #VALUE! |  |  |  |  | #VALUE! | #VALUE! | #VALUE! |  |  | #VALUE! | #VALUE! | #VALUE! | #VALUE! | #VALUE! | #VALUE! | #VALUE! | #VALUE! |  |  | #VALUE! | #VALUE! | #VALUE! | #VALUE! | #VALUE! |  |  | #VALUE! | #VALUE! | #VALUE! | #VALUE! | #VALUE! | #VALUE! | #VALUE! | #VALUE! |  |  | #VALUE! | #VALUE! | #VALUE! | #VALUE! | #VALUE! |  |  | #VALUE! | #VALUE! | #VALUE! | #VALUE! | #VALUE! | #VALUE! | #VALUE! | #VALUE! | 0 | #REF! | #VALUE! | #VALUE! | #VALUE! | #VALUE! | #VALUE! | #VALUE! | #VALUE! | 0
|  |  |  | 0 | 51 | 0 |  |  | 1 | 1.0842e-19 | 0 | 1.0669e-18 | 1.0669e-18 | 1.0669e-18 | 0 | 0 |  |  |  |  | #VALUE! | #VALUE! | #VALUE! |  |  | #VALUE! | #VALUE! | #VALUE! | #VALUE! | #VALUE! | #VALUE! | #VALUE! | #VALUE! |  |  |  |  | #VALUE! | #VALUE! | #VALUE! |  |  | #VALUE! | #VALUE! | #VALUE! | #VALUE! | #VALUE! | #VALUE! | #VALUE! | #VALUE! |  |  |  |  | #VALUE! | #VALUE! | #VALUE! |  |  | #VALUE! | #VALUE! | #VALUE! | #VALUE! | #VALUE! | #VALUE! | #VALUE! | #VALUE! |  |  |  |  | #VALUE! | #VALUE! | #VALUE! |  |  | #VALUE! | #VALUE! | #VALUE! | #VALUE! | #VALUE! | #VALUE! | #VALUE! | #VALUE! |  |  |  |  | #VALUE! | #VALUE! | #VALUE! |  |  | #VALUE! | #VALUE! | #VALUE! | #VALUE! | #VALUE! | #VALUE! | #VALUE! | #VALUE! |  |  | #VALUE! | #VALUE! | #VALUE! | #VALUE! | #VALUE! |  |  | #VALUE! | #VALUE! | #VALUE! | #VALUE! | #VALUE! | #VALUE! | #VALUE! | #VALUE! |  |  | #VALUE! | #VALUE! | #VALUE! | #VALUE! | #VALUE! |  |  | #VALUE! | #VALUE! | #VALUE! | #VALUE! | #VALUE! | #VALUE! | #VALUE! | #VALUE! | 0 | #REF! | #VALUE! | #VALUE! | #VALUE! | #VALUE! | #VALUE! | #VALUE! | #VALUE! | 0
|  |  |  | 0 | 51 | 0 |  |  | 1 | 1.0842e-19 | 0 | 1.0669e-18 | 1.0669e-18 | 1.0669e-18 | 0 | 0 |  |  |  |  | #VALUE! | #VALUE! | #VALUE! |  |  | #VALUE! | #VALUE! | #VALUE! | #VALUE! | #VALUE! | #VALUE! | #VALUE! | #VALUE! |  |  |  |  | #VALUE! | #VALUE! | #VALUE! |  |  | #VALUE! | #VALUE! | #VALUE! | #VALUE! | #VALUE! | #VALUE! | #VALUE! | #VALUE! |  |  |  |  | #VALUE! | #VALUE! | #VALUE! |  |  | #VALUE! | #VALUE! | #VALUE! | #VALUE! | #VALUE! | #VALUE! | #VALUE! | #VALUE! |  |  |  |  | #VALUE! | #VALUE! | #VALUE! |  |  | #VALUE! | #VALUE! | #VALUE! | #VALUE! | #VALUE! | #VALUE! | #VALUE! | #VALUE! |  |  |  |  | #VALUE! | #VALUE! | #VALUE! |  |  | #VALUE! | #VALUE! | #VALUE! | #VALUE! | #VALUE! | #VALUE! | #VALUE! | #VALUE! |  |  | #VALUE! | #VALUE! | #VALUE! | #VALUE! | #VALUE! |  |  | #VALUE! | #VALUE! | #VALUE! | #VALUE! | #VALUE! | #VALUE! | #VALUE! | #VALUE! |  |  | #VALUE! | #VALUE! | #VALUE! | #VALUE! | #VALUE! |  |  | #VALUE! | #VALUE! | #VALUE! | #VALUE! | #VALUE! | #VALUE! | #VALUE! | #VALUE! | 0 | #REF! | #VALUE! | #VALUE! | #VALUE! | #VALUE! | #VALUE! | #VALUE! | #VALUE! | 0
|  |  |  | 0 | 51 | 0 |  |  | 1 | 1.0842e-19 | 0 | 1.0669e-18 | 1.0669e-18 | 1.0669e-18 | 0 | 0 |  |  |  |  | #VALUE! | #VALUE! | #VALUE! |  |  | #VALUE! | #VALUE! | #VALUE! | #VALUE! | #VALUE! | #VALUE! | #VALUE! | #VALUE! |  |  |  |  | #VALUE! | #VALUE! | #VALUE! |  |  | #VALUE! | #VALUE! | #VALUE! | #VALUE! | #VALUE! | #VALUE! | #VALUE! | #VALUE! |  |  |  |  | #VALUE! | #VALUE! | #VALUE! |  |  | #VALUE! | #VALUE! | #VALUE! | #VALUE! | #VALUE! | #VALUE! | #VALUE! | #VALUE! |  |  |  |  | #VALUE! | #VALUE! | #VALUE! |  |  | #VALUE! | #VALUE! | #VALUE! | #VALUE! | #VALUE! | #VALUE! | #VALUE! | #VALUE! |  |  |  |  | #VALUE! | #VALUE! | #VALUE! |  |  | #VALUE! | #VALUE! | #VALUE! | #VALUE! | #VALUE! | #VALUE! | #VALUE! | #VALUE! |  |  | #VALUE! | #VALUE! | #VALUE! | #VALUE! | #VALUE! |  |  | #VALUE! | #VALUE! | #VALUE! | #VALUE! | #VALUE! | #VALUE! | #VALUE! | #VALUE! |  |  | #VALUE! | #VALUE! | #VALUE! | #VALUE! | #VALUE! |  |  | #VALUE! | #VALUE! | #VALUE! | #VALUE! | #VALUE! | #VALUE! | #VALUE! | #VALUE! | 0 | #REF! | #VALUE! | #VALUE! | #VALUE! | #VALUE! | #VALUE! | #VALUE! | #VALUE! | 0
|  |  |  | 0 | 51 | 0 |  |  | 1 | 1.0842e-19 | 0 | 1.0669e-18 | 1.0669e-18 | 1.0669e-18 | 0 | 0 |  |  |  |  | #VALUE! | #VALUE! | #VALUE! |  |  | #VALUE! | #VALUE! | #VALUE! | #VALUE! | #VALUE! | #VALUE! | #VALUE! | #VALUE! |  |  |  |  | #VALUE! | #VALUE! | #VALUE! |  |  | #VALUE! | #VALUE! | #VALUE! | #VALUE! | #VALUE! | #VALUE! | #VALUE! | #VALUE! |  |  |  |  | #VALUE! | #VALUE! | #VALUE! |  |  | #VALUE! | #VALUE! | #VALUE! | #VALUE! | #VALUE! | #VALUE! | #VALUE! | #VALUE! |  |  |  |  | #VALUE! | #VALUE! | #VALUE! |  |  | #VALUE! | #VALUE! | #VALUE! | #VALUE! | #VALUE! | #VALUE! | #VALUE! | #VALUE! |  |  |  |  | #VALUE! | #VALUE! | #VALUE! |  |  | #VALUE! | #VALUE! | #VALUE! | #VALUE! | #VALUE! | #VALUE! | #VALUE! | #VALUE! |  |  | #VALUE! | #VALUE! | #VALUE! | #VALUE! | #VALUE! |  |  | #VALUE! | #VALUE! | #VALUE! | #VALUE! | #VALUE! | #VALUE! | #VALUE! | #VALUE! |  |  | #VALUE! | #VALUE! | #VALUE! | #VALUE! | #VALUE! |  |  | #VALUE! | #VALUE! | #VALUE! | #VALUE! | #VALUE! | #VALUE! | #VALUE! | #VALUE! | 0 | #REF! | #VALUE! | #VALUE! | #VALUE! | #VALUE! | #VALUE! | #VALUE! | #VALUE! | 0
|  |  |  | 0 | 51 | 0 |  |  | 1 | 1.0842e-19 | 0 | 1.0669e-18 | 1.0669e-18 | 1.0669e-18 | 0 | 0 |  |  |  |  | #VALUE! | #VALUE! | #VALUE! |  |  | #VALUE! | #VALUE! | #VALUE! | #VALUE! | #VALUE! | #VALUE! | #VALUE! | #VALUE! |  |  |  |  | #VALUE! | #VALUE! | #VALUE! |  |  | #VALUE! | #VALUE! | #VALUE! | #VALUE! | #VALUE! | #VALUE! | #VALUE! | #VALUE! |  |  |  |  | #VALUE! | #VALUE! | #VALUE! |  |  | #VALUE! | #VALUE! | #VALUE! | #VALUE! | #VALUE! | #VALUE! | #VALUE! | #VALUE! |  |  |  |  | #VALUE! | #VALUE! | #VALUE! |  |  | #VALUE! | #VALUE! | #VALUE! | #VALUE! | #VALUE! | #VALUE! | #VALUE! | #VALUE! |  |  |  |  | #VALUE! | #VALUE! | #VALUE! |  |  | #VALUE! | #VALUE! | #VALUE! | #VALUE! | #VALUE! | #VALUE! | #VALUE! | #VALUE! |  |  | #VALUE! | #VALUE! | #VALUE! | #VALUE! | #VALUE! |  |  | #VALUE! | #VALUE! | #VALUE! | #VALUE! | #VALUE! | #VALUE! | #VALUE! | #VALUE! |  |  | #VALUE! | #VALUE! | #VALUE! | #VALUE! | #VALUE! |  |  | #VALUE! | #VALUE! | #VALUE! | #VALUE! | #VALUE! | #VALUE! | #VALUE! | #VALUE! | 0 | #REF! | #VALUE! | #VALUE! | #VALUE! | #VALUE! | #VALUE! | #VALUE! | #VALUE! | 0
|  |  |  | 0 | 51 | 0 |  |  | 1 | 1.0842e-19 | 0 | 1.0669e-18 | 1.0669e-18 | 1.0669e-18 | 0 | 0 |  |  |  |  | #VALUE! | #VALUE! | #VALUE! |  |  | #VALUE! | #VALUE! | #VALUE! | #VALUE! | #VALUE! | #VALUE! | #VALUE! | #VALUE! |  |  |  |  | #VALUE! | #VALUE! | #VALUE! |  |  | #VALUE! | #VALUE! | #VALUE! | #VALUE! | #VALUE! | #VALUE! | #VALUE! | #VALUE! |  |  |  |  | #VALUE! | #VALUE! | #VALUE! |  |  | #VALUE! | #VALUE! | #VALUE! | #VALUE! | #VALUE! | #VALUE! | #VALUE! | #VALUE! |  |  |  |  | #VALUE! | #VALUE! | #VALUE! |  |  | #VALUE! | #VALUE! | #VALUE! | #VALUE! | #VALUE! | #VALUE! | #VALUE! | #VALUE! |  |  |  |  | #VALUE! | #VALUE! | #VALUE! |  |  | #VALUE! | #VALUE! | #VALUE! | #VALUE! | #VALUE! | #VALUE! | #VALUE! | #VALUE! |  |  | #VALUE! | #VALUE! | #VALUE! | #VALUE! | #VALUE! |  |  | #VALUE! | #VALUE! | #VALUE! | #VALUE! | #VALUE! | #VALUE! | #VALUE! | #VALUE! |  |  | #VALUE! | #VALUE! | #VALUE! | #VALUE! | #VALUE! |  |  | #VALUE! | #VALUE! | #VALUE! | #VALUE! | #VALUE! | #VALUE! | #VALUE! | #VALUE! | 0 | #REF! | #VALUE! | #VALUE! | #VALUE! | #VALUE! | #VALUE! | #VALUE! | #VALUE! | 0
|  |  |  | 0 | 51 | 0 |  |  | 1 | 1.0842e-19 | 0 | 1.0669e-18 | 1.0669e-18 | 1.0669e-18 | 0 | 0 |  |  |  |  | #VALUE! | #VALUE! | #VALUE! |  |  | #VALUE! | #VALUE! | #VALUE! | #VALUE! | #VALUE! | #VALUE! | #VALUE! | #VALUE! |  |  |  |  | #VALUE! | #VALUE! | #VALUE! |  |  | #VALUE! | #VALUE! | #VALUE! | #VALUE! | #VALUE! | #VALUE! | #VALUE! | #VALUE! |  |  |  |  | #VALUE! | #VALUE! | #VALUE! |  |  | #VALUE! | #VALUE! | #VALUE! | #VALUE! | #VALUE! | #VALUE! | #VALUE! | #VALUE! |  |  |  |  | #VALUE! | #VALUE! | #VALUE! |  |  | #VALUE! | #VALUE! | #VALUE! | #VALUE! | #VALUE! | #VALUE! | #VALUE! | #VALUE! |  |  |  |  | #VALUE! | #VALUE! | #VALUE! |  |  | #VALUE! | #VALUE! | #VALUE! | #VALUE! | #VALUE! | #VALUE! | #VALUE! | #VALUE! |  |  | #VALUE! | #VALUE! | #VALUE! | #VALUE! | #VALUE! |  |  | #VALUE! | #VALUE! | #VALUE! | #VALUE! | #VALUE! | #VALUE! | #VALUE! | #VALUE! |  |  | #VALUE! | #VALUE! | #VALUE! | #VALUE! | #VALUE! |  |  | #VALUE! | #VALUE! | #VALUE! | #VALUE! | #VALUE! | #VALUE! | #VALUE! | #VALUE! | 0 | #REF! | #VALUE! | #VALUE! | #VALUE! | #VALUE! | #VALUE! | #VALUE! | #VALUE! | 0
|  |  |  | 0 | 51 | 0 |  |  | 1 | 1.0842e-19 | 0 | 1.0669e-18 | 1.0669e-18 | 1.0669e-18 | 0 | 0 |  |  |  |  | #VALUE! | #VALUE! | #VALUE! |  |  | #VALUE! | #VALUE! | #VALUE! | #VALUE! | #VALUE! | #VALUE! | #VALUE! | #VALUE! |  |  |  |  | #VALUE! | #VALUE! | #VALUE! |  |  | #VALUE! | #VALUE! | #VALUE! | #VALUE! | #VALUE! | #VALUE! | #VALUE! | #VALUE! |  |  |  |  | #VALUE! | #VALUE! | #VALUE! |  |  | #VALUE! | #VALUE! | #VALUE! | #VALUE! | #VALUE! | #VALUE! | #VALUE! | #VALUE! |  |  |  |  | #VALUE! | #VALUE! | #VALUE! |  |  | #VALUE! | #VALUE! | #VALUE! | #VALUE! | #VALUE! | #VALUE! | #VALUE! | #VALUE! |  |  |  |  | #VALUE! | #VALUE! | #VALUE! |  |  | #VALUE! | #VALUE! | #VALUE! | #VALUE! | #VALUE! | #VALUE! | #VALUE! | #VALUE! |  |  | #VALUE! | #VALUE! | #VALUE! | #VALUE! | #VALUE! |  |  | #VALUE! | #VALUE! | #VALUE! | #VALUE! | #VALUE! | #VALUE! | #VALUE! | #VALUE! |  |  | #VALUE! | #VALUE! | #VALUE! | #VALUE! | #VALUE! |  |  | #VALUE! | #VALUE! | #VALUE! | #VALUE! | #VALUE! | #VALUE! | #VALUE! | #VALUE! | 0 | #REF! | #VALUE! | #VALUE! | #VALUE! | #VALUE! | #VALUE! | #VALUE! | #VALUE! | 0
|  |  |  | 0 | 51 | 0 |  |  | 1 | 1.0842e-19 | 0 | 1.0669e-18 | 1.0669e-18 | 1.0669e-18 | 0 | 0 |  |  |  |  | #VALUE! | #VALUE! | #VALUE! |  |  | #VALUE! | #VALUE! | #VALUE! | #VALUE! | #VALUE! | #VALUE! | #VALUE! | #VALUE! |  |  |  |  | #VALUE! | #VALUE! | #VALUE! |  |  | #VALUE! | #VALUE! | #VALUE! | #VALUE! | #VALUE! | #VALUE! | #VALUE! | #VALUE! |  |  |  |  | #VALUE! | #VALUE! | #VALUE! |  |  | #VALUE! | #VALUE! | #VALUE! | #VALUE! | #VALUE! | #VALUE! | #VALUE! | #VALUE! |  |  |  |  | #VALUE! | #VALUE! | #VALUE! |  |  | #VALUE! | #VALUE! | #VALUE! | #VALUE! | #VALUE! | #VALUE! | #VALUE! | #VALUE! |  |  |  |  | #VALUE! | #VALUE! | #VALUE! |  |  | #VALUE! | #VALUE! | #VALUE! | #VALUE! | #VALUE! | #VALUE! | #VALUE! | #VALUE! |  |  | #VALUE! | #VALUE! | #VALUE! | #VALUE! | #VALUE! |  |  | #VALUE! | #VALUE! | #VALUE! | #VALUE! | #VALUE! | #VALUE! | #VALUE! | #VALUE! |  |  | #VALUE! | #VALUE! | #VALUE! | #VALUE! | #VALUE! |  |  | #VALUE! | #VALUE! | #VALUE! | #VALUE! | #VALUE! | #VALUE! | #VALUE! | #VALUE! | 0 | #REF! | #VALUE! | #VALUE! | #VALUE! | #VALUE! | #VALUE! | #VALUE! | #VALUE! | 0
|  |  |  | 0 | 51 | 0 |  |  | 1 | 1.0842e-19 | 0 | 1.0669e-18 | 1.0669e-18 | 1.0669e-18 | 0 | 0 |  |  |  |  | #VALUE! | #VALUE! | #VALUE! |  |  | #VALUE! | #VALUE! | #VALUE! | #VALUE! | #VALUE! | #VALUE! | #VALUE! | #VALUE! |  |  |  |  | #VALUE! | #VALUE! | #VALUE! |  |  | #VALUE! | #VALUE! | #VALUE! | #VALUE! | #VALUE! | #VALUE! | #VALUE! | #VALUE! |  |  |  |  | #VALUE! | #VALUE! | #VALUE! |  |  | #VALUE! | #VALUE! | #VALUE! | #VALUE! | #VALUE! | #VALUE! | #VALUE! | #VALUE! |  |  |  |  | #VALUE! | #VALUE! | #VALUE! |  |  | #VALUE! | #VALUE! | #VALUE! | #VALUE! | #VALUE! | #VALUE! | #VALUE! | #VALUE! |  |  |  |  | #VALUE! | #VALUE! | #VALUE! |  |  | #VALUE! | #VALUE! | #VALUE! | #VALUE! | #VALUE! | #VALUE! | #VALUE! | #VALUE! |  |  | #VALUE! | #VALUE! | #VALUE! | #VALUE! | #VALUE! |  |  | #VALUE! | #VALUE! | #VALUE! | #VALUE! | #VALUE! | #VALUE! | #VALUE! | #VALUE! |  |  | #VALUE! | #VALUE! | #VALUE! | #VALUE! | #VALUE! |  |  | #VALUE! | #VALUE! | #VALUE! | #VALUE! | #VALUE! | #VALUE! | #VALUE! | #VALUE! | 0 | #REF! | #VALUE! | #VALUE! | #VALUE! | #VALUE! | #VALUE! | #VALUE! | #VALUE! | 0
|  |  |  | 0 | 51 | 0 |  |  | 1 | 1.0842e-19 | 0 | 1.0669e-18 | 1.0669e-18 | 1.0669e-18 | 0 | 0 |  |  |  |  | #VALUE! | #VALUE! | #VALUE! |  |  | #VALUE! | #VALUE! | #VALUE! | #VALUE! | #VALUE! | #VALUE! | #VALUE! | #VALUE! |  |  |  |  | #VALUE! | #VALUE! | #VALUE! |  |  | #VALUE! | #VALUE! | #VALUE! | #VALUE! | #VALUE! | #VALUE! | #VALUE! | #VALUE! |  |  |  |  | #VALUE! | #VALUE! | #VALUE! |  |  | #VALUE! | #VALUE! | #VALUE! | #VALUE! | #VALUE! | #VALUE! | #VALUE! | #VALUE! |  |  |  |  | #VALUE! | #VALUE! | #VALUE! |  |  | #VALUE! | #VALUE! | #VALUE! | #VALUE! | #VALUE! | #VALUE! | #VALUE! | #VALUE! |  |  |  |  | #VALUE! | #VALUE! | #VALUE! |  |  | #VALUE! | #VALUE! | #VALUE! | #VALUE! | #VALUE! | #VALUE! | #VALUE! | #VALUE! |  |  | #VALUE! | #VALUE! | #VALUE! | #VALUE! | #VALUE! |  |  | #VALUE! | #VALUE! | #VALUE! | #VALUE! | #VALUE! | #VALUE! | #VALUE! | #VALUE! |  |  | #VALUE! | #VALUE! | #VALUE! | #VALUE! | #VALUE! |  |  | #VALUE! | #VALUE! | #VALUE! | #VALUE! | #VALUE! | #VALUE! | #VALUE! | #VALUE! | 0 | #REF! | #VALUE! | #VALUE! | #VALUE! | #VALUE! | #VALUE! | #VALUE! | #VALUE! | 0
|  |  |  | 0 | 51 | 0 |  |  | 1 | 1.0842e-19 | 0 | 1.0669e-18 | 1.0669e-18 | 1.0669e-18 | 0 | 0 |  |  |  |  | #VALUE! | #VALUE! | #VALUE! |  |  | #VALUE! | #VALUE! | #VALUE! | #VALUE! | #VALUE! | #VALUE! | #VALUE! | #VALUE! |  |  |  |  | #VALUE! | #VALUE! | #VALUE! |  |  | #VALUE! | #VALUE! | #VALUE! | #VALUE! | #VALUE! | #VALUE! | #VALUE! | #VALUE! |  |  |  |  | #VALUE! | #VALUE! | #VALUE! |  |  | #VALUE! | #VALUE! | #VALUE! | #VALUE! | #VALUE! | #VALUE! | #VALUE! | #VALUE! |  |  |  |  | #VALUE! | #VALUE! | #VALUE! |  |  | #VALUE! | #VALUE! | #VALUE! | #VALUE! | #VALUE! | #VALUE! | #VALUE! | #VALUE! |  |  |  |  | #VALUE! | #VALUE! | #VALUE! |  |  | #VALUE! | #VALUE! | #VALUE! | #VALUE! | #VALUE! | #VALUE! | #VALUE! | #VALUE! |  |  | #VALUE! | #VALUE! | #VALUE! | #VALUE! | #VALUE! |  |  | #VALUE! | #VALUE! | #VALUE! | #VALUE! | #VALUE! | #VALUE! | #VALUE! | #VALUE! |  |  | #VALUE! | #VALUE! | #VALUE! | #VALUE! | #VALUE! |  |  | #VALUE! | #VALUE! | #VALUE! | #VALUE! | #VALUE! | #VALUE! | #VALUE! | #VALUE! | 0 | #REF! | #VALUE! | #VALUE! | #VALUE! | #VALUE! | #VALUE! | #VALUE! | #VALUE! | 0
|  |  |  | 0 | 51 | 0 |  |  | 1 | 1.0842e-19 | 0 | 1.0669e-18 | 1.0669e-18 | 1.0669e-18 | 0 | 0 |  |  |  |  | #VALUE! | #VALUE! | #VALUE! |  |  | #VALUE! | #VALUE! | #VALUE! | #VALUE! | #VALUE! | #VALUE! | #VALUE! | #VALUE! |  |  |  |  | #VALUE! | #VALUE! | #VALUE! |  |  | #VALUE! | #VALUE! | #VALUE! | #VALUE! | #VALUE! | #VALUE! | #VALUE! | #VALUE! |  |  |  |  | #VALUE! | #VALUE! | #VALUE! |  |  | #VALUE! | #VALUE! | #VALUE! | #VALUE! | #VALUE! | #VALUE! | #VALUE! | #VALUE! |  |  |  |  | #VALUE! | #VALUE! | #VALUE! |  |  | #VALUE! | #VALUE! | #VALUE! | #VALUE! | #VALUE! | #VALUE! | #VALUE! | #VALUE! |  |  |  |  | #VALUE! | #VALUE! | #VALUE! |  |  | #VALUE! | #VALUE! | #VALUE! | #VALUE! | #VALUE! | #VALUE! | #VALUE! | #VALUE! |  |  | #VALUE! | #VALUE! | #VALUE! | #VALUE! | #VALUE! |  |  | #VALUE! | #VALUE! | #VALUE! | #VALUE! | #VALUE! | #VALUE! | #VALUE! | #VALUE! |  |  | #VALUE! | #VALUE! | #VALUE! | #VALUE! | #VALUE! |  |  | #VALUE! | #VALUE! | #VALUE! | #VALUE! | #VALUE! | #VALUE! | #VALUE! | #VALUE! | 0 | #REF! | #VALUE! | #VALUE! | #VALUE! | #VALUE! | #VALUE! | #VALUE! | #VALUE! | 0
|  |  |  | 0 | 51 | 0 |  |  | 1 | 1.0842e-19 | 0 | 1.0669e-18 | 1.0669e-18 | 1.0669e-18 | 0 | 0 |  |  |  |  | #VALUE! | #VALUE! | #VALUE! |  |  | #VALUE! | #VALUE! | #VALUE! | #VALUE! | #VALUE! | #VALUE! | #VALUE! | #VALUE! |  |  |  |  | #VALUE! | #VALUE! | #VALUE! |  |  | #VALUE! | #VALUE! | #VALUE! | #VALUE! | #VALUE! | #VALUE! | #VALUE! | #VALUE! |  |  |  |  | #VALUE! | #VALUE! | #VALUE! |  |  | #VALUE! | #VALUE! | #VALUE! | #VALUE! | #VALUE! | #VALUE! | #VALUE! | #VALUE! |  |  |  |  | #VALUE! | #VALUE! | #VALUE! |  |  | #VALUE! | #VALUE! | #VALUE! | #VALUE! | #VALUE! | #VALUE! | #VALUE! | #VALUE! |  |  |  |  | #VALUE! | #VALUE! | #VALUE! |  |  | #VALUE! | #VALUE! | #VALUE! | #VALUE! | #VALUE! | #VALUE! | #VALUE! | #VALUE! |  |  | #VALUE! | #VALUE! | #VALUE! | #VALUE! | #VALUE! |  |  | #VALUE! | #VALUE! | #VALUE! | #VALUE! | #VALUE! | #VALUE! | #VALUE! | #VALUE! |  |  | #VALUE! | #VALUE! | #VALUE! | #VALUE! | #VALUE! |  |  | #VALUE! | #VALUE! | #VALUE! | #VALUE! | #VALUE! | #VALUE! | #VALUE! | #VALUE! | 0 | #REF! | #VALUE! | #VALUE! | #VALUE! | #VALUE! | #VALUE! | #VALUE! | #VALUE! | 0
|  |  |  | 0 | 51 | 0 |  |  | 1 | 1.0842e-19 | 0 | 1.0669e-18 | 1.0669e-18 | 1.0669e-18 | 0 | 0 |  |  |  |  | #VALUE! | #VALUE! | #VALUE! |  |  | #VALUE! | #VALUE! | #VALUE! | #VALUE! | #VALUE! | #VALUE! | #VALUE! | #VALUE! |  |  |  |  | #VALUE! | #VALUE! | #VALUE! |  |  | #VALUE! | #VALUE! | #VALUE! | #VALUE! | #VALUE! | #VALUE! | #VALUE! | #VALUE! |  |  |  |  | #VALUE! | #VALUE! | #VALUE! |  |  | #VALUE! | #VALUE! | #VALUE! | #VALUE! | #VALUE! | #VALUE! | #VALUE! | #VALUE! |  |  |  |  | #VALUE! | #VALUE! | #VALUE! |  |  | #VALUE! | #VALUE! | #VALUE! | #VALUE! | #VALUE! | #VALUE! | #VALUE! | #VALUE! |  |  |  |  | #VALUE! | #VALUE! | #VALUE! |  |  | #VALUE! | #VALUE! | #VALUE! | #VALUE! | #VALUE! | #VALUE! | #VALUE! | #VALUE! |  |  | #VALUE! | #VALUE! | #VALUE! | #VALUE! | #VALUE! |  |  | #VALUE! | #VALUE! | #VALUE! | #VALUE! | #VALUE! | #VALUE! | #VALUE! | #VALUE! |  |  | #VALUE! | #VALUE! | #VALUE! | #VALUE! | #VALUE! |  |  | #VALUE! | #VALUE! | #VALUE! | #VALUE! | #VALUE! | #VALUE! | #VALUE! | #VALUE! | 0 | #REF! | #VALUE! | #VALUE! | #VALUE! | #VALUE! | #VALUE! | #VALUE! | #VALUE! | 0
|  |  |  | 0 | 51 | 0 |  |  | 1 | 1.0842e-19 | 0 | 1.0669e-18 | 1.0669e-18 | 1.0669e-18 | 0 | 0 |  |  |  |  | #VALUE! | #VALUE! | #VALUE! |  |  | #VALUE! | #VALUE! | #VALUE! | #VALUE! | #VALUE! | #VALUE! | #VALUE! | #VALUE! |  |  |  |  | #VALUE! | #VALUE! | #VALUE! |  |  | #VALUE! | #VALUE! | #VALUE! | #VALUE! | #VALUE! | #VALUE! | #VALUE! | #VALUE! |  |  |  |  | #VALUE! | #VALUE! | #VALUE! |  |  | #VALUE! | #VALUE! | #VALUE! | #VALUE! | #VALUE! | #VALUE! | #VALUE! | #VALUE! |  |  |  |  | #VALUE! | #VALUE! | #VALUE! |  |  | #VALUE! | #VALUE! | #VALUE! | #VALUE! | #VALUE! | #VALUE! | #VALUE! | #VALUE! |  |  |  |  | #VALUE! | #VALUE! | #VALUE! |  |  | #VALUE! | #VALUE! | #VALUE! | #VALUE! | #VALUE! | #VALUE! | #VALUE! | #VALUE! |  |  | #VALUE! | #VALUE! | #VALUE! | #VALUE! | #VALUE! |  |  | #VALUE! | #VALUE! | #VALUE! | #VALUE! | #VALUE! | #VALUE! | #VALUE! | #VALUE! |  |  | #VALUE! | #VALUE! | #VALUE! | #VALUE! | #VALUE! |  |  | #VALUE! | #VALUE! | #VALUE! | #VALUE! | #VALUE! | #VALUE! | #VALUE! | #VALUE! | 0 | #REF! | #VALUE! | #VALUE! | #VALUE! | #VALUE! | #VALUE! | #VALUE! | #VALUE! | 0
|  |  |  | 0 | 51 | 0 |  |  | 1 | 1.0842e-19 | 0 | 1.0669e-18 | 1.0669e-18 | 1.0669e-18 | 0 | 0 |  |  |  |  | #VALUE! | #VALUE! | #VALUE! |  |  | #VALUE! | #VALUE! | #VALUE! | #VALUE! | #VALUE! | #VALUE! | #VALUE! | #VALUE! |  |  |  |  | #VALUE! | #VALUE! | #VALUE! |  |  | #VALUE! | #VALUE! | #VALUE! | #VALUE! | #VALUE! | #VALUE! | #VALUE! | #VALUE! |  |  |  |  | #VALUE! | #VALUE! | #VALUE! |  |  | #VALUE! | #VALUE! | #VALUE! | #VALUE! | #VALUE! | #VALUE! | #VALUE! | #VALUE! |  |  |  |  | #VALUE! | #VALUE! | #VALUE! |  |  | #VALUE! | #VALUE! | #VALUE! | #VALUE! | #VALUE! | #VALUE! | #VALUE! | #VALUE! |  |  |  |  | #VALUE! | #VALUE! | #VALUE! |  |  | #VALUE! | #VALUE! | #VALUE! | #VALUE! | #VALUE! | #VALUE! | #VALUE! | #VALUE! |  |  | #VALUE! | #VALUE! | #VALUE! | #VALUE! | #VALUE! |  |  | #VALUE! | #VALUE! | #VALUE! | #VALUE! | #VALUE! | #VALUE! | #VALUE! | #VALUE! |  |  | #VALUE! | #VALUE! | #VALUE! | #VALUE! | #VALUE! |  |  | #VALUE! | #VALUE! | #VALUE! | #VALUE! | #VALUE! | #VALUE! | #VALUE! | #VALUE! | 0 | #REF! | #VALUE! | #VALUE! | #VALUE! | #VALUE! | #VALUE! | #VALUE! | #VALUE! | 0
|  |  |  | 0 | 51 | 0 |  |  | 1 | 1.0842e-19 | 0 | 1.0669e-18 | 1.0669e-18 | 1.0669e-18 | 0 | 0 |  |  |  |  | #VALUE! | #VALUE! | #VALUE! |  |  | #VALUE! | #VALUE! | #VALUE! | #VALUE! | #VALUE! | #VALUE! | #VALUE! | #VALUE! |  |  |  |  | #VALUE! | #VALUE! | #VALUE! |  |  | #VALUE! | #VALUE! | #VALUE! | #VALUE! | #VALUE! | #VALUE! | #VALUE! | #VALUE! |  |  |  |  | #VALUE! | #VALUE! | #VALUE! |  |  | #VALUE! | #VALUE! | #VALUE! | #VALUE! | #VALUE! | #VALUE! | #VALUE! | #VALUE! |  |  |  |  | #VALUE! | #VALUE! | #VALUE! |  |  | #VALUE! | #VALUE! | #VALUE! | #VALUE! | #VALUE! | #VALUE! | #VALUE! | #VALUE! |  |  |  |  | #VALUE! | #VALUE! | #VALUE! |  |  | #VALUE! | #VALUE! | #VALUE! | #VALUE! | #VALUE! | #VALUE! | #VALUE! | #VALUE! |  |  | #VALUE! | #VALUE! | #VALUE! | #VALUE! | #VALUE! |  |  | #VALUE! | #VALUE! | #VALUE! | #VALUE! | #VALUE! | #VALUE! | #VALUE! | #VALUE! |  |  | #VALUE! | #VALUE! | #VALUE! | #VALUE! | #VALUE! |  |  | #VALUE! | #VALUE! | #VALUE! | #VALUE! | #VALUE! | #VALUE! | #VALUE! | #VALUE! | 0 | #REF! | #VALUE! | #VALUE! | #VALUE! | #VALUE! | #VALUE! | #VALUE! | #VALUE! | 0
|  |  |  | 0 | 51 | 0 |  |  | 1 | 1.0842e-19 | 0 | 1.0669e-18 | 1.0669e-18 | 1.0669e-18 | 0 | 0 |  |  |  |  | #VALUE! | #VALUE! | #VALUE! |  |  | #VALUE! | #VALUE! | #VALUE! | #VALUE! | #VALUE! | #VALUE! | #VALUE! | #VALUE! |  |  |  |  | #VALUE! | #VALUE! | #VALUE! |  |  | #VALUE! | #VALUE! | #VALUE! | #VALUE! | #VALUE! | #VALUE! | #VALUE! | #VALUE! |  |  |  |  | #VALUE! | #VALUE! | #VALUE! |  |  | #VALUE! | #VALUE! | #VALUE! | #VALUE! | #VALUE! | #VALUE! | #VALUE! | #VALUE! |  |  |  |  | #VALUE! | #VALUE! | #VALUE! |  |  | #VALUE! | #VALUE! | #VALUE! | #VALUE! | #VALUE! | #VALUE! | #VALUE! | #VALUE! |  |  |  |  | #VALUE! | #VALUE! | #VALUE! |  |  | #VALUE! | #VALUE! | #VALUE! | #VALUE! | #VALUE! | #VALUE! | #VALUE! | #VALUE! |  |  | #VALUE! | #VALUE! | #VALUE! | #VALUE! | #VALUE! |  |  | #VALUE! | #VALUE! | #VALUE! | #VALUE! | #VALUE! | #VALUE! | #VALUE! | #VALUE! |  |  | #VALUE! | #VALUE! | #VALUE! | #VALUE! | #VALUE! |  |  | #VALUE! | #VALUE! | #VALUE! | #VALUE! | #VALUE! | #VALUE! | #VALUE! | #VALUE! | 0 | #REF! | #VALUE! | #VALUE! | #VALUE! | #VALUE! | #VALUE! | #VALUE! | #VALUE! | 0
|  |  |  | 0 | 51 | 0 |  |  | 1 | 1.0842e-19 | 0 | 1.0669e-18 | 1.0669e-18 | 1.0669e-18 | 0 | 0 |  |  |  |  | #VALUE! | #VALUE! | #VALUE! |  |  | #VALUE! | #VALUE! | #VALUE! | #VALUE! | #VALUE! | #VALUE! | #VALUE! | #VALUE! |  |  |  |  | #VALUE! | #VALUE! | #VALUE! |  |  | #VALUE! | #VALUE! | #VALUE! | #VALUE! | #VALUE! | #VALUE! | #VALUE! | #VALUE! |  |  |  |  | #VALUE! | #VALUE! | #VALUE! |  |  | #VALUE! | #VALUE! | #VALUE! | #VALUE! | #VALUE! | #VALUE! | #VALUE! | #VALUE! |  |  |  |  | #VALUE! | #VALUE! | #VALUE! |  |  | #VALUE! | #VALUE! | #VALUE! | #VALUE! | #VALUE! | #VALUE! | #VALUE! | #VALUE! |  |  |  |  | #VALUE! | #VALUE! | #VALUE! |  |  | #VALUE! | #VALUE! | #VALUE! | #VALUE! | #VALUE! | #VALUE! | #VALUE! | #VALUE! |  |  | #VALUE! | #VALUE! | #VALUE! | #VALUE! | #VALUE! |  |  | #VALUE! | #VALUE! | #VALUE! | #VALUE! | #VALUE! | #VALUE! | #VALUE! | #VALUE! |  |  | #VALUE! | #VALUE! | #VALUE! | #VALUE! | #VALUE! |  |  | #VALUE! | #VALUE! | #VALUE! | #VALUE! | #VALUE! | #VALUE! | #VALUE! | #VALUE! | 0 | #REF! | #VALUE! | #VALUE! | #VALUE! | #VALUE! | #VALUE! | #VALUE! | #VALUE! | 0
|  |  |  | 0 | 51 | 0 |  |  | 1 | 1.0842e-19 | 0 | 1.0669e-18 | 1.0669e-18 | 1.0669e-18 | 0 | 0 |  |  |  |  | #VALUE! | #VALUE! | #VALUE! |  |  | #VALUE! | #VALUE! | #VALUE! | #VALUE! | #VALUE! | #VALUE! | #VALUE! | #VALUE! |  |  |  |  | #VALUE! | #VALUE! | #VALUE! |  |  | #VALUE! | #VALUE! | #VALUE! | #VALUE! | #VALUE! | #VALUE! | #VALUE! | #VALUE! |  |  |  |  | #VALUE! | #VALUE! | #VALUE! |  |  | #VALUE! | #VALUE! | #VALUE! | #VALUE! | #VALUE! | #VALUE! | #VALUE! | #VALUE! |  |  |  |  | #VALUE! | #VALUE! | #VALUE! |  |  | #VALUE! | #VALUE! | #VALUE! | #VALUE! | #VALUE! | #VALUE! | #VALUE! | #VALUE! |  |  |  |  | #VALUE! | #VALUE! | #VALUE! |  |  | #VALUE! | #VALUE! | #VALUE! | #VALUE! | #VALUE! | #VALUE! | #VALUE! | #VALUE! |  |  | #VALUE! | #VALUE! | #VALUE! | #VALUE! | #VALUE! |  |  | #VALUE! | #VALUE! | #VALUE! | #VALUE! | #VALUE! | #VALUE! | #VALUE! | #VALUE! |  |  | #VALUE! | #VALUE! | #VALUE! | #VALUE! | #VALUE! |  |  | #VALUE! | #VALUE! | #VALUE! | #VALUE! | #VALUE! | #VALUE! | #VALUE! | #VALUE! | 0 | #REF! | #VALUE! | #VALUE! | #VALUE! | #VALUE! | #VALUE! | #VALUE! | #VALUE! | 0
|  |  |  | 0 | 51 | 0 |  |  | 1 | 1.0842e-19 | 0 | 1.0669e-18 | 1.0669e-18 | 1.0669e-18 | 0 | 0 |  |  |  |  | #VALUE! | #VALUE! | #VALUE! |  |  | #VALUE! | #VALUE! | #VALUE! | #VALUE! | #VALUE! | #VALUE! | #VALUE! | #VALUE! |  |  |  |  | #VALUE! | #VALUE! | #VALUE! |  |  | #VALUE! | #VALUE! | #VALUE! | #VALUE! | #VALUE! | #VALUE! | #VALUE! | #VALUE! |  |  |  |  | #VALUE! | #VALUE! | #VALUE! |  |  | #VALUE! | #VALUE! | #VALUE! | #VALUE! | #VALUE! | #VALUE! | #VALUE! | #VALUE! |  |  |  |  | #VALUE! | #VALUE! | #VALUE! |  |  | #VALUE! | #VALUE! | #VALUE! | #VALUE! | #VALUE! | #VALUE! | #VALUE! | #VALUE! |  |  |  |  | #VALUE! | #VALUE! | #VALUE! |  |  | #VALUE! | #VALUE! | #VALUE! | #VALUE! | #VALUE! | #VALUE! | #VALUE! | #VALUE! |  |  | #VALUE! | #VALUE! | #VALUE! | #VALUE! | #VALUE! |  |  | #VALUE! | #VALUE! | #VALUE! | #VALUE! | #VALUE! | #VALUE! | #VALUE! | #VALUE! |  |  | #VALUE! | #VALUE! | #VALUE! | #VALUE! | #VALUE! |  |  | #VALUE! | #VALUE! | #VALUE! | #VALUE! | #VALUE! | #VALUE! | #VALUE! | #VALUE! | 0 | #REF! | #VALUE! | #VALUE! | #VALUE! | #VALUE! | #VALUE! | #VALUE! | #VALUE! | 0
|  |  |  | 0 | 51 | 0 |  |  | 1 | 1.0842e-19 | 0 | 1.0669e-18 | 1.0669e-18 | 1.0669e-18 | 0 | 0 |  |  |  |  | #VALUE! | #VALUE! | #VALUE! |  |  | #VALUE! | #VALUE! | #VALUE! | #VALUE! | #VALUE! | #VALUE! | #VALUE! | #VALUE! |  |  |  |  | #VALUE! | #VALUE! | #VALUE! |  |  | #VALUE! | #VALUE! | #VALUE! | #VALUE! | #VALUE! | #VALUE! | #VALUE! | #VALUE! |  |  |  |  | #VALUE! | #VALUE! | #VALUE! |  |  | #VALUE! | #VALUE! | #VALUE! | #VALUE! | #VALUE! | #VALUE! | #VALUE! | #VALUE! |  |  |  |  | #VALUE! | #VALUE! | #VALUE! |  |  | #VALUE! | #VALUE! | #VALUE! | #VALUE! | #VALUE! | #VALUE! | #VALUE! | #VALUE! |  |  |  |  | #VALUE! | #VALUE! | #VALUE! |  |  | #VALUE! | #VALUE! | #VALUE! | #VALUE! | #VALUE! | #VALUE! | #VALUE! | #VALUE! |  |  | #VALUE! | #VALUE! | #VALUE! | #VALUE! | #VALUE! |  |  | #VALUE! | #VALUE! | #VALUE! | #VALUE! | #VALUE! | #VALUE! | #VALUE! | #VALUE! |  |  | #VALUE! | #VALUE! | #VALUE! | #VALUE! | #VALUE! |  |  | #VALUE! | #VALUE! | #VALUE! | #VALUE! | #VALUE! | #VALUE! | #VALUE! | #VALUE! | 0 | #REF! | #VALUE! | #VALUE! | #VALUE! | #VALUE! | #VALUE! | #VALUE! | #VALUE! | 0
|  |  |  | 0 | 51 | 0 |  |  | 1 | 1.0842e-19 | 0 | 1.0669e-18 | 1.0669e-18 | 1.0669e-18 | 0 | 0 |  |  |  |  | #VALUE! | #VALUE! | #VALUE! |  |  | #VALUE! | #VALUE! | #VALUE! | #VALUE! | #VALUE! | #VALUE! | #VALUE! | #VALUE! |  |  |  |  | #VALUE! | #VALUE! | #VALUE! |  |  | #VALUE! | #VALUE! | #VALUE! | #VALUE! | #VALUE! | #VALUE! | #VALUE! | #VALUE! |  |  |  |  | #VALUE! | #VALUE! | #VALUE! |  |  | #VALUE! | #VALUE! | #VALUE! | #VALUE! | #VALUE! | #VALUE! | #VALUE! | #VALUE! |  |  |  |  | #VALUE! | #VALUE! | #VALUE! |  |  | #VALUE! | #VALUE! | #VALUE! | #VALUE! | #VALUE! | #VALUE! | #VALUE! | #VALUE! |  |  |  |  | #VALUE! | #VALUE! | #VALUE! |  |  | #VALUE! | #VALUE! | #VALUE! | #VALUE! | #VALUE! | #VALUE! | #VALUE! | #VALUE! |  |  | #VALUE! | #VALUE! | #VALUE! | #VALUE! | #VALUE! |  |  | #VALUE! | #VALUE! | #VALUE! | #VALUE! | #VALUE! | #VALUE! | #VALUE! | #VALUE! |  |  | #VALUE! | #VALUE! | #VALUE! | #VALUE! | #VALUE! |  |  | #VALUE! | #VALUE! | #VALUE! | #VALUE! | #VALUE! | #VALUE! | #VALUE! | #VALUE! | 0 | #REF! | #VALUE! | #VALUE! | #VALUE! | #VALUE! | #VALUE! | #VALUE! | #VALUE! | 0
|  |  |  | 0 | 51 | 0 |  |  | 1 | 1.0842e-19 | 0 | 1.0669e-18 | 1.0669e-18 | 1.0669e-18 | 0 | 0 |  |  |  |  | #VALUE! | #VALUE! | #VALUE! |  |  | #VALUE! | #VALUE! | #VALUE! | #VALUE! | #VALUE! | #VALUE! | #VALUE! | #VALUE! |  |  |  |  | #VALUE! | #VALUE! | #VALUE! |  |  | #VALUE! | #VALUE! | #VALUE! | #VALUE! | #VALUE! | #VALUE! | #VALUE! | #VALUE! |  |  |  |  | #VALUE! | #VALUE! | #VALUE! |  |  | #VALUE! | #VALUE! | #VALUE! | #VALUE! | #VALUE! | #VALUE! | #VALUE! | #VALUE! |  |  |  |  | #VALUE! | #VALUE! | #VALUE! |  |  | #VALUE! | #VALUE! | #VALUE! | #VALUE! | #VALUE! | #VALUE! | #VALUE! | #VALUE! |  |  |  |  | #VALUE! | #VALUE! | #VALUE! |  |  | #VALUE! | #VALUE! | #VALUE! | #VALUE! | #VALUE! | #VALUE! | #VALUE! | #VALUE! |  |  | #VALUE! | #VALUE! | #VALUE! | #VALUE! | #VALUE! |  |  | #VALUE! | #VALUE! | #VALUE! | #VALUE! | #VALUE! | #VALUE! | #VALUE! | #VALUE! |  |  | #VALUE! | #VALUE! | #VALUE! | #VALUE! | #VALUE! |  |  | #VALUE! | #VALUE! | #VALUE! | #VALUE! | #VALUE! | #VALUE! | #VALUE! | #VALUE! | 0 | #REF! | #VALUE! | #VALUE! | #VALUE! | #VALUE! | #VALUE! | #VALUE! | #VALUE! | 0
|  |  |  | 0 | 51 | 0 |  |  | 1 | 1.0842e-19 | 0 | 1.0669e-18 | 1.0669e-18 | 1.0669e-18 | 0 | 0 |  |  |  |  | #VALUE! | #VALUE! | #VALUE! |  |  | #VALUE! | #VALUE! | #VALUE! | #VALUE! | #VALUE! | #VALUE! | #VALUE! | #VALUE! |  |  |  |  | #VALUE! | #VALUE! | #VALUE! |  |  | #VALUE! | #VALUE! | #VALUE! | #VALUE! | #VALUE! | #VALUE! | #VALUE! | #VALUE! |  |  |  |  | #VALUE! | #VALUE! | #VALUE! |  |  | #VALUE! | #VALUE! | #VALUE! | #VALUE! | #VALUE! | #VALUE! | #VALUE! | #VALUE! |  |  |  |  | #VALUE! | #VALUE! | #VALUE! |  |  | #VALUE! | #VALUE! | #VALUE! | #VALUE! | #VALUE! | #VALUE! | #VALUE! | #VALUE! |  |  |  |  | #VALUE! | #VALUE! | #VALUE! |  |  | #VALUE! | #VALUE! | #VALUE! | #VALUE! | #VALUE! | #VALUE! | #VALUE! | #VALUE! |  |  | #VALUE! | #VALUE! | #VALUE! | #VALUE! | #VALUE! |  |  | #VALUE! | #VALUE! | #VALUE! | #VALUE! | #VALUE! | #VALUE! | #VALUE! | #VALUE! |  |  | #VALUE! | #VALUE! | #VALUE! | #VALUE! | #VALUE! |  |  | #VALUE! | #VALUE! | #VALUE! | #VALUE! | #VALUE! | #VALUE! | #VALUE! | #VALUE! | 0 | #REF! | #VALUE! | #VALUE! | #VALUE! | #VALUE! | #VALUE! | #VALUE! | #VALUE! | 0
|  |  |  | 0 | 51 | 0 |  |  | 1 | 1.0842e-19 | 0 | 1.0669e-18 | 1.0669e-18 | 1.0669e-18 | 0 | 0 |  |  |  |  | #VALUE! | #VALUE! | #VALUE! |  |  | #VALUE! | #VALUE! | #VALUE! | #VALUE! | #VALUE! | #VALUE! | #VALUE! | #VALUE! |  |  |  |  | #VALUE! | #VALUE! | #VALUE! |  |  | #VALUE! | #VALUE! | #VALUE! | #VALUE! | #VALUE! | #VALUE! | #VALUE! | #VALUE! |  |  |  |  | #VALUE! | #VALUE! | #VALUE! |  |  | #VALUE! | #VALUE! | #VALUE! | #VALUE! | #VALUE! | #VALUE! | #VALUE! | #VALUE! |  |  |  |  | #VALUE! | #VALUE! | #VALUE! |  |  | #VALUE! | #VALUE! | #VALUE! | #VALUE! | #VALUE! | #VALUE! | #VALUE! | #VALUE! |  |  |  |  | #VALUE! | #VALUE! | #VALUE! |  |  | #VALUE! | #VALUE! | #VALUE! | #VALUE! | #VALUE! | #VALUE! | #VALUE! | #VALUE! |  |  | #VALUE! | #VALUE! | #VALUE! | #VALUE! | #VALUE! |  |  | #VALUE! | #VALUE! | #VALUE! | #VALUE! | #VALUE! | #VALUE! | #VALUE! | #VALUE! |  |  | #VALUE! | #VALUE! | #VALUE! | #VALUE! | #VALUE! |  |  | #VALUE! | #VALUE! | #VALUE! | #VALUE! | #VALUE! | #VALUE! | #VALUE! | #VALUE! | 0 | #REF! | #VALUE! | #VALUE! | #VALUE! | #VALUE! | #VALUE! | #VALUE! | #VALUE! | 0
|  |  |  | 0 | 51 | 0 |  |  | 1 | 1.0842e-19 | 0 | 1.0669e-18 | 1.0669e-18 | 1.0669e-18 | 0 | 0 |  |  |  |  | #VALUE! | #VALUE! | #VALUE! |  |  | #VALUE! | #VALUE! | #VALUE! | #VALUE! | #VALUE! | #VALUE! | #VALUE! | #VALUE! |  |  |  |  | #VALUE! | #VALUE! | #VALUE! |  |  | #VALUE! | #VALUE! | #VALUE! | #VALUE! | #VALUE! | #VALUE! | #VALUE! | #VALUE! |  |  |  |  | #VALUE! | #VALUE! | #VALUE! |  |  | #VALUE! | #VALUE! | #VALUE! | #VALUE! | #VALUE! | #VALUE! | #VALUE! | #VALUE! |  |  |  |  | #VALUE! | #VALUE! | #VALUE! |  |  | #VALUE! | #VALUE! | #VALUE! | #VALUE! | #VALUE! | #VALUE! | #VALUE! | #VALUE! |  |  |  |  | #VALUE! | #VALUE! | #VALUE! |  |  | #VALUE! | #VALUE! | #VALUE! | #VALUE! | #VALUE! | #VALUE! | #VALUE! | #VALUE! |  |  | #VALUE! | #VALUE! | #VALUE! | #VALUE! | #VALUE! |  |  | #VALUE! | #VALUE! | #VALUE! | #VALUE! | #VALUE! | #VALUE! | #VALUE! | #VALUE! |  |  | #VALUE! | #VALUE! | #VALUE! | #VALUE! | #VALUE! |  |  | #VALUE! | #VALUE! | #VALUE! | #VALUE! | #VALUE! | #VALUE! | #VALUE! | #VALUE! | 0 | #REF! | #VALUE! | #VALUE! | #VALUE! | #VALUE! | #VALUE! | #VALUE! | #VALUE! | 0
|  |  |  | 0 | 51 | 0 |  |  | 1 | 1.0842e-19 | 0 | 1.0669e-18 | 1.0669e-18 | 1.0669e-18 | 0 | 0 |  |  |  |  | #VALUE! | #VALUE! | #VALUE! |  |  | #VALUE! | #VALUE! | #VALUE! | #VALUE! | #VALUE! | #VALUE! | #VALUE! | #VALUE! |  |  |  |  | #VALUE! | #VALUE! | #VALUE! |  |  | #VALUE! | #VALUE! | #VALUE! | #VALUE! | #VALUE! | #VALUE! | #VALUE! | #VALUE! |  |  |  |  | #VALUE! | #VALUE! | #VALUE! |  |  | #VALUE! | #VALUE! | #VALUE! | #VALUE! | #VALUE! | #VALUE! | #VALUE! | #VALUE! |  |  |  |  | #VALUE! | #VALUE! | #VALUE! |  |  | #VALUE! | #VALUE! | #VALUE! | #VALUE! | #VALUE! | #VALUE! | #VALUE! | #VALUE! |  |  |  |  | #VALUE! | #VALUE! | #VALUE! |  |  | #VALUE! | #VALUE! | #VALUE! | #VALUE! | #VALUE! | #VALUE! | #VALUE! | #VALUE! |  |  | #VALUE! | #VALUE! | #VALUE! | #VALUE! | #VALUE! |  |  | #VALUE! | #VALUE! | #VALUE! | #VALUE! | #VALUE! | #VALUE! | #VALUE! | #VALUE! |  |  | #VALUE! | #VALUE! | #VALUE! | #VALUE! | #VALUE! |  |  | #VALUE! | #VALUE! | #VALUE! | #VALUE! | #VALUE! | #VALUE! | #VALUE! | #VALUE! | 0 | #REF! | #VALUE! | #VALUE! | #VALUE! | #VALUE! | #VALUE! | #VALUE! | #VALUE! | 0
|  |  |  | 0 | 51 | 0 |  |  | 1 | 1.0842e-19 | 0 | 1.0669e-18 | 1.0669e-18 | 1.0669e-18 | 0 | 0 |  |  |  |  | #VALUE! | #VALUE! | #VALUE! |  |  | #VALUE! | #VALUE! | #VALUE! | #VALUE! | #VALUE! | #VALUE! | #VALUE! | #VALUE! |  |  |  |  | #VALUE! | #VALUE! | #VALUE! |  |  | #VALUE! | #VALUE! | #VALUE! | #VALUE! | #VALUE! | #VALUE! | #VALUE! | #VALUE! |  |  |  |  | #VALUE! | #VALUE! | #VALUE! |  |  | #VALUE! | #VALUE! | #VALUE! | #VALUE! | #VALUE! | #VALUE! | #VALUE! | #VALUE! |  |  |  |  | #VALUE! | #VALUE! | #VALUE! |  |  | #VALUE! | #VALUE! | #VALUE! | #VALUE! | #VALUE! | #VALUE! | #VALUE! | #VALUE! |  |  |  |  | #VALUE! | #VALUE! | #VALUE! |  |  | #VALUE! | #VALUE! | #VALUE! | #VALUE! | #VALUE! | #VALUE! | #VALUE! | #VALUE! |  |  | #VALUE! | #VALUE! | #VALUE! | #VALUE! | #VALUE! |  |  | #VALUE! | #VALUE! | #VALUE! | #VALUE! | #VALUE! | #VALUE! | #VALUE! | #VALUE! |  |  | #VALUE! | #VALUE! | #VALUE! | #VALUE! | #VALUE! |  |  | #VALUE! | #VALUE! | #VALUE! | #VALUE! | #VALUE! | #VALUE! | #VALUE! | #VALUE! | 0 | #REF! | #VALUE! | #VALUE! | #VALUE! | #VALUE! | #VALUE! | #VALUE! | #VALUE! | 0
|  |  |  | 0 | 51 | 0 |  |  | 1 | 1.0842e-19 | 0 | 1.0669e-18 | 1.0669e-18 | 1.0669e-18 | 0 | 0 |  |  |  |  | #VALUE! | #VALUE! | #VALUE! |  |  | #VALUE! | #VALUE! | #VALUE! | #VALUE! | #VALUE! | #VALUE! | #VALUE! | #VALUE! |  |  |  |  | #VALUE! | #VALUE! | #VALUE! |  |  | #VALUE! | #VALUE! | #VALUE! | #VALUE! | #VALUE! | #VALUE! | #VALUE! | #VALUE! |  |  |  |  | #VALUE! | #VALUE! | #VALUE! |  |  | #VALUE! | #VALUE! | #VALUE! | #VALUE! | #VALUE! | #VALUE! | #VALUE! | #VALUE! |  |  |  |  | #VALUE! | #VALUE! | #VALUE! |  |  | #VALUE! | #VALUE! | #VALUE! | #VALUE! | #VALUE! | #VALUE! | #VALUE! | #VALUE! |  |  |  |  | #VALUE! | #VALUE! | #VALUE! |  |  | #VALUE! | #VALUE! | #VALUE! | #VALUE! | #VALUE! | #VALUE! | #VALUE! | #VALUE! |  |  | #VALUE! | #VALUE! | #VALUE! | #VALUE! | #VALUE! |  |  | #VALUE! | #VALUE! | #VALUE! | #VALUE! | #VALUE! | #VALUE! | #VALUE! | #VALUE! |  |  | #VALUE! | #VALUE! | #VALUE! | #VALUE! | #VALUE! |  |  | #VALUE! | #VALUE! | #VALUE! | #VALUE! | #VALUE! | #VALUE! | #VALUE! | #VALUE! | 0 | #REF! | #VALUE! | #VALUE! | #VALUE! | #VALUE! | #VALUE! | #VALUE! | #VALUE! | 0
|  |  |  | 0 | 51 | 0 |  |  | 1 | 1.0842e-19 | 0 | 1.0669e-18 | 1.0669e-18 | 1.0669e-18 | 0 | 0 |  |  |  |  | #VALUE! | #VALUE! | #VALUE! |  |  | #VALUE! | #VALUE! | #VALUE! | #VALUE! | #VALUE! | #VALUE! | #VALUE! | #VALUE! |  |  |  |  | #VALUE! | #VALUE! | #VALUE! |  |  | #VALUE! | #VALUE! | #VALUE! | #VALUE! | #VALUE! | #VALUE! | #VALUE! | #VALUE! |  |  |  |  | #VALUE! | #VALUE! | #VALUE! |  |  | #VALUE! | #VALUE! | #VALUE! | #VALUE! | #VALUE! | #VALUE! | #VALUE! | #VALUE! |  |  |  |  | #VALUE! | #VALUE! | #VALUE! |  |  | #VALUE! | #VALUE! | #VALUE! | #VALUE! | #VALUE! | #VALUE! | #VALUE! | #VALUE! |  |  |  |  | #VALUE! | #VALUE! | #VALUE! |  |  | #VALUE! | #VALUE! | #VALUE! | #VALUE! | #VALUE! | #VALUE! | #VALUE! | #VALUE! |  |  | #VALUE! | #VALUE! | #VALUE! | #VALUE! | #VALUE! |  |  | #VALUE! | #VALUE! | #VALUE! | #VALUE! | #VALUE! | #VALUE! | #VALUE! | #VALUE! |  |  | #VALUE! | #VALUE! | #VALUE! | #VALUE! | #VALUE! |  |  | #VALUE! | #VALUE! | #VALUE! | #VALUE! | #VALUE! | #VALUE! | #VALUE! | #VALUE! | 0 | #REF! | #VALUE! | #VALUE! | #VALUE! | #VALUE! | #VALUE! | #VALUE! | #VALUE! | 0
|  |  |  | 0 | 51 | 0 |  |  | 1 | 1.0842e-19 | 0 | 1.0669e-18 | 1.0669e-18 | 1.0669e-18 | 0 | 0 |  |  |  |  | #VALUE! | #VALUE! | #VALUE! |  |  | #VALUE! | #VALUE! | #VALUE! | #VALUE! | #VALUE! | #VALUE! | #VALUE! | #VALUE! |  |  |  |  | #VALUE! | #VALUE! | #VALUE! |  |  | #VALUE! | #VALUE! | #VALUE! | #VALUE! | #VALUE! | #VALUE! | #VALUE! | #VALUE! |  |  |  |  | #VALUE! | #VALUE! | #VALUE! |  |  | #VALUE! | #VALUE! | #VALUE! | #VALUE! | #VALUE! | #VALUE! | #VALUE! | #VALUE! |  |  |  |  | #VALUE! | #VALUE! | #VALUE! |  |  | #VALUE! | #VALUE! | #VALUE! | #VALUE! | #VALUE! | #VALUE! | #VALUE! | #VALUE! |  |  |  |  | #VALUE! | #VALUE! | #VALUE! |  |  | #VALUE! | #VALUE! | #VALUE! | #VALUE! | #VALUE! | #VALUE! | #VALUE! | #VALUE! |  |  | #VALUE! | #VALUE! | #VALUE! | #VALUE! | #VALUE! |  |  | #VALUE! | #VALUE! | #VALUE! | #VALUE! | #VALUE! | #VALUE! | #VALUE! | #VALUE! |  |  | #VALUE! | #VALUE! | #VALUE! | #VALUE! | #VALUE! |  |  | #VALUE! | #VALUE! | #VALUE! | #VALUE! | #VALUE! | #VALUE! | #VALUE! | #VALUE! | 0 | #REF! | #VALUE! | #VALUE! | #VALUE! | #VALUE! | #VALUE! | #VALUE! | #VALUE! | 0
|  |  |  | 0 | 51 | 0 |  |  | 1 | 1.0842e-19 | 0 | 1.0669e-18 | 1.0669e-18 | 1.0669e-18 | 0 | 0 |  |  |  |  | #VALUE! | #VALUE! | #VALUE! |  |  | #VALUE! | #VALUE! | #VALUE! | #VALUE! | #VALUE! | #VALUE! | #VALUE! | #VALUE! |  |  |  |  | #VALUE! | #VALUE! | #VALUE! |  |  | #VALUE! | #VALUE! | #VALUE! | #VALUE! | #VALUE! | #VALUE! | #VALUE! | #VALUE! |  |  |  |  | #VALUE! | #VALUE! | #VALUE! |  |  | #VALUE! | #VALUE! | #VALUE! | #VALUE! | #VALUE! | #VALUE! | #VALUE! | #VALUE! |  |  |  |  | #VALUE! | #VALUE! | #VALUE! |  |  | #VALUE! | #VALUE! | #VALUE! | #VALUE! | #VALUE! | #VALUE! | #VALUE! | #VALUE! |  |  |  |  | #VALUE! | #VALUE! | #VALUE! |  |  | #VALUE! | #VALUE! | #VALUE! | #VALUE! | #VALUE! | #VALUE! | #VALUE! | #VALUE! |  |  | #VALUE! | #VALUE! | #VALUE! | #VALUE! | #VALUE! |  |  | #VALUE! | #VALUE! | #VALUE! | #VALUE! | #VALUE! | #VALUE! | #VALUE! | #VALUE! |  |  | #VALUE! | #VALUE! | #VALUE! | #VALUE! | #VALUE! |  |  | #VALUE! | #VALUE! | #VALUE! | #VALUE! | #VALUE! | #VALUE! | #VALUE! | #VALUE! | 0 | #REF! | #VALUE! | #VALUE! | #VALUE! | #VALUE! | #VALUE! | #VALUE! | #VALUE! | 0
|  |  |  | 0 | 51 | 0 |  |  | 1 | 1.0842e-19 | 0 | 1.0669e-18 | 1.0669e-18 | 1.0669e-18 | 0 | 0 |  |  |  |  | #VALUE! | #VALUE! | #VALUE! |  |  | #VALUE! | #VALUE! | #VALUE! | #VALUE! | #VALUE! | #VALUE! | #VALUE! | #VALUE! |  |  |  |  | #VALUE! | #VALUE! | #VALUE! |  |  | #VALUE! | #VALUE! | #VALUE! | #VALUE! | #VALUE! | #VALUE! | #VALUE! | #VALUE! |  |  |  |  | #VALUE! | #VALUE! | #VALUE! |  |  | #VALUE! | #VALUE! | #VALUE! | #VALUE! | #VALUE! | #VALUE! | #VALUE! | #VALUE! |  |  |  |  | #VALUE! | #VALUE! | #VALUE! |  |  | #VALUE! | #VALUE! | #VALUE! | #VALUE! | #VALUE! | #VALUE! | #VALUE! | #VALUE! |  |  |  |  | #VALUE! | #VALUE! | #VALUE! |  |  | #VALUE! | #VALUE! | #VALUE! | #VALUE! | #VALUE! | #VALUE! | #VALUE! | #VALUE! |  |  | #VALUE! | #VALUE! | #VALUE! | #VALUE! | #VALUE! |  |  | #VALUE! | #VALUE! | #VALUE! | #VALUE! | #VALUE! | #VALUE! | #VALUE! | #VALUE! |  |  | #VALUE! | #VALUE! | #VALUE! | #VALUE! | #VALUE! |  |  | #VALUE! | #VALUE! | #VALUE! | #VALUE! | #VALUE! | #VALUE! | #VALUE! | #VALUE! | 0 | #REF! | #VALUE! | #VALUE! | #VALUE! | #VALUE! | #VALUE! | #VALUE! | #VALUE! | 0
|  |  |  | 0 | 51 | 0 |  |  | 1 | 1.0842e-19 | 0 | 1.0669e-18 | 1.0669e-18 | 1.0669e-18 | 0 | 0 |  |  |  |  | #VALUE! | #VALUE! | #VALUE! |  |  | #VALUE! | #VALUE! | #VALUE! | #VALUE! | #VALUE! | #VALUE! | #VALUE! | #VALUE! |  |  |  |  | #VALUE! | #VALUE! | #VALUE! |  |  | #VALUE! | #VALUE! | #VALUE! | #VALUE! | #VALUE! | #VALUE! | #VALUE! | #VALUE! |  |  |  |  | #VALUE! | #VALUE! | #VALUE! |  |  | #VALUE! | #VALUE! | #VALUE! | #VALUE! | #VALUE! | #VALUE! | #VALUE! | #VALUE! |  |  |  |  | #VALUE! | #VALUE! | #VALUE! |  |  | #VALUE! | #VALUE! | #VALUE! | #VALUE! | #VALUE! | #VALUE! | #VALUE! | #VALUE! |  |  |  |  | #VALUE! | #VALUE! | #VALUE! |  |  | #VALUE! | #VALUE! | #VALUE! | #VALUE! | #VALUE! | #VALUE! | #VALUE! | #VALUE! |  |  | #VALUE! | #VALUE! | #VALUE! | #VALUE! | #VALUE! |  |  | #VALUE! | #VALUE! | #VALUE! | #VALUE! | #VALUE! | #VALUE! | #VALUE! | #VALUE! |  |  | #VALUE! | #VALUE! | #VALUE! | #VALUE! | #VALUE! |  |  | #VALUE! | #VALUE! | #VALUE! | #VALUE! | #VALUE! | #VALUE! | #VALUE! | #VALUE! | 0 | #REF! | #VALUE! | #VALUE! | #VALUE! | #VALUE! | #VALUE! | #VALUE! | #VALUE! | 0
|  |  |  | 0 | 51 | 0 |  |  | 1 | 1.0842e-19 | 0 | 1.0669e-18 | 1.0669e-18 | 1.0669e-18 | 0 | 0 |  |  |  |  | #VALUE! | #VALUE! | #VALUE! |  |  | #VALUE! | #VALUE! | #VALUE! | #VALUE! | #VALUE! | #VALUE! | #VALUE! | #VALUE! |  |  |  |  | #VALUE! | #VALUE! | #VALUE! |  |  | #VALUE! | #VALUE! | #VALUE! | #VALUE! | #VALUE! | #VALUE! | #VALUE! | #VALUE! |  |  |  |  | #VALUE! | #VALUE! | #VALUE! |  |  | #VALUE! | #VALUE! | #VALUE! | #VALUE! | #VALUE! | #VALUE! | #VALUE! | #VALUE! |  |  |  |  | #VALUE! | #VALUE! | #VALUE! |  |  | #VALUE! | #VALUE! | #VALUE! | #VALUE! | #VALUE! | #VALUE! | #VALUE! | #VALUE! |  |  |  |  | #VALUE! | #VALUE! | #VALUE! |  |  | #VALUE! | #VALUE! | #VALUE! | #VALUE! | #VALUE! | #VALUE! | #VALUE! | #VALUE! |  |  | #VALUE! | #VALUE! | #VALUE! | #VALUE! | #VALUE! |  |  | #VALUE! | #VALUE! | #VALUE! | #VALUE! | #VALUE! | #VALUE! | #VALUE! | #VALUE! |  |  | #VALUE! | #VALUE! | #VALUE! | #VALUE! | #VALUE! |  |  | #VALUE! | #VALUE! | #VALUE! | #VALUE! | #VALUE! | #VALUE! | #VALUE! | #VALUE! | 0 | #REF! | #VALUE! | #VALUE! | #VALUE! | #VALUE! | #VALUE! | #VALUE! | #VALUE! | 0
|  |  |  | 0 | 51 | 0 |  |  | 1 | 1.0842e-19 | 0 | 1.0669e-18 | 1.0669e-18 | 1.0669e-18 | 0 | 0 |  |  |  |  | #VALUE! | #VALUE! | #VALUE! |  |  | #VALUE! | #VALUE! | #VALUE! | #VALUE! | #VALUE! | #VALUE! | #VALUE! | #VALUE! |  |  |  |  | #VALUE! | #VALUE! | #VALUE! |  |  | #VALUE! | #VALUE! | #VALUE! | #VALUE! | #VALUE! | #VALUE! | #VALUE! | #VALUE! |  |  |  |  | #VALUE! | #VALUE! | #VALUE! |  |  | #VALUE! | #VALUE! | #VALUE! | #VALUE! | #VALUE! | #VALUE! | #VALUE! | #VALUE! |  |  |  |  | #VALUE! | #VALUE! | #VALUE! |  |  | #VALUE! | #VALUE! | #VALUE! | #VALUE! | #VALUE! | #VALUE! | #VALUE! | #VALUE! |  |  |  |  | #VALUE! | #VALUE! | #VALUE! |  |  | #VALUE! | #VALUE! | #VALUE! | #VALUE! | #VALUE! | #VALUE! | #VALUE! | #VALUE! |  |  | #VALUE! | #VALUE! | #VALUE! | #VALUE! | #VALUE! |  |  | #VALUE! | #VALUE! | #VALUE! | #VALUE! | #VALUE! | #VALUE! | #VALUE! | #VALUE! |  |  | #VALUE! | #VALUE! | #VALUE! | #VALUE! | #VALUE! |  |  | #VALUE! | #VALUE! | #VALUE! | #VALUE! | #VALUE! | #VALUE! | #VALUE! | #VALUE! | 0 | #REF! | #VALUE! | #VALUE! | #VALUE! | #VALUE! | #VALUE! | #VALUE! | #VALUE! | 0
|  |  |  | 0 | 51 | 0 |  |  | 1 | 1.0842e-19 | 0 | 1.0669e-18 | 1.0669e-18 | 1.0669e-18 | 0 | 0 |  |  |  |  | #VALUE! | #VALUE! | #VALUE! |  |  | #VALUE! | #VALUE! | #VALUE! | #VALUE! | #VALUE! | #VALUE! | #VALUE! | #VALUE! |  |  |  |  | #VALUE! | #VALUE! | #VALUE! |  |  | #VALUE! | #VALUE! | #VALUE! | #VALUE! | #VALUE! | #VALUE! | #VALUE! | #VALUE! |  |  |  |  | #VALUE! | #VALUE! | #VALUE! |  |  | #VALUE! | #VALUE! | #VALUE! | #VALUE! | #VALUE! | #VALUE! | #VALUE! | #VALUE! |  |  |  |  | #VALUE! | #VALUE! | #VALUE! |  |  | #VALUE! | #VALUE! | #VALUE! | #VALUE! | #VALUE! | #VALUE! | #VALUE! | #VALUE! |  |  |  |  | #VALUE! | #VALUE! | #VALUE! |  |  | #VALUE! | #VALUE! | #VALUE! | #VALUE! | #VALUE! | #VALUE! | #VALUE! | #VALUE! |  |  | #VALUE! | #VALUE! | #VALUE! | #VALUE! | #VALUE! |  |  | #VALUE! | #VALUE! | #VALUE! | #VALUE! | #VALUE! | #VALUE! | #VALUE! | #VALUE! |  |  | #VALUE! | #VALUE! | #VALUE! | #VALUE! | #VALUE! |  |  | #VALUE! | #VALUE! | #VALUE! | #VALUE! | #VALUE! | #VALUE! | #VALUE! | #VALUE! | 0 | #REF! | #VALUE! | #VALUE! | #VALUE! | #VALUE! | #VALUE! | #VALUE! | #VALUE! | 0
|  |  |  | 0 | 51 | 0 |  |  | 1 | 1.0842e-19 | 0 | 1.0669e-18 | 1.0669e-18 | 1.0669e-18 | 0 | 0 |  |  |  |  | #VALUE! | #VALUE! | #VALUE! |  |  | #VALUE! | #VALUE! | #VALUE! | #VALUE! | #VALUE! | #VALUE! | #VALUE! | #VALUE! |  |  |  |  | #VALUE! | #VALUE! | #VALUE! |  |  | #VALUE! | #VALUE! | #VALUE! | #VALUE! | #VALUE! | #VALUE! | #VALUE! | #VALUE! |  |  |  |  | #VALUE! | #VALUE! | #VALUE! |  |  | #VALUE! | #VALUE! | #VALUE! | #VALUE! | #VALUE! | #VALUE! | #VALUE! | #VALUE! |  |  |  |  | #VALUE! | #VALUE! | #VALUE! |  |  | #VALUE! | #VALUE! | #VALUE! | #VALUE! | #VALUE! | #VALUE! | #VALUE! | #VALUE! |  |  |  |  | #VALUE! | #VALUE! | #VALUE! |  |  | #VALUE! | #VALUE! | #VALUE! | #VALUE! | #VALUE! | #VALUE! | #VALUE! | #VALUE! |  |  | #VALUE! | #VALUE! | #VALUE! | #VALUE! | #VALUE! |  |  | #VALUE! | #VALUE! | #VALUE! | #VALUE! | #VALUE! | #VALUE! | #VALUE! | #VALUE! |  |  | #VALUE! | #VALUE! | #VALUE! | #VALUE! | #VALUE! |  |  | #VALUE! | #VALUE! | #VALUE! | #VALUE! | #VALUE! | #VALUE! | #VALUE! | #VALUE! | 0 | #REF! | #VALUE! | #VALUE! | #VALUE! | #VALUE! | #VALUE! | #VALUE! | #VALUE! | 0
|  |  |  | 0 | 51 | 0 |  |  | 1 | 1.0842e-19 | 0 | 1.0669e-18 | 1.0669e-18 | 1.0669e-18 | 0 | 0 |  |  |  |  | #VALUE! | #VALUE! | #VALUE! |  |  | #VALUE! | #VALUE! | #VALUE! | #VALUE! | #VALUE! | #VALUE! | #VALUE! | #VALUE! |  |  |  |  | #VALUE! | #VALUE! | #VALUE! |  |  | #VALUE! | #VALUE! | #VALUE! | #VALUE! | #VALUE! | #VALUE! | #VALUE! | #VALUE! |  |  |  |  | #VALUE! | #VALUE! | #VALUE! |  |  | #VALUE! | #VALUE! | #VALUE! | #VALUE! | #VALUE! | #VALUE! | #VALUE! | #VALUE! |  |  |  |  | #VALUE! | #VALUE! | #VALUE! |  |  | #VALUE! | #VALUE! | #VALUE! | #VALUE! | #VALUE! | #VALUE! | #VALUE! | #VALUE! |  |  |  |  | #VALUE! | #VALUE! | #VALUE! |  |  | #VALUE! | #VALUE! | #VALUE! | #VALUE! | #VALUE! | #VALUE! | #VALUE! | #VALUE! |  |  | #VALUE! | #VALUE! | #VALUE! | #VALUE! | #VALUE! |  |  | #VALUE! | #VALUE! | #VALUE! | #VALUE! | #VALUE! | #VALUE! | #VALUE! | #VALUE! |  |  | #VALUE! | #VALUE! | #VALUE! | #VALUE! | #VALUE! |  |  | #VALUE! | #VALUE! | #VALUE! | #VALUE! | #VALUE! | #VALUE! | #VALUE! | #VALUE! | 0 | #REF! | #VALUE! | #VALUE! | #VALUE! | #VALUE! | #VALUE! | #VALUE! | #VALUE! | 0
|  |  |  | 0 | 51 | 0 |  |  | 1 | 1.0842e-19 | 0 | 1.0669e-18 | 1.0669e-18 | 1.0669e-18 | 0 | 0 |  |  |  |  | #VALUE! | #VALUE! | #VALUE! |  |  | #VALUE! | #VALUE! | #VALUE! | #VALUE! | #VALUE! | #VALUE! | #VALUE! | #VALUE! |  |  |  |  | #VALUE! | #VALUE! | #VALUE! |  |  | #VALUE! | #VALUE! | #VALUE! | #VALUE! | #VALUE! | #VALUE! | #VALUE! | #VALUE! |  |  |  |  | #VALUE! | #VALUE! | #VALUE! |  |  | #VALUE! | #VALUE! | #VALUE! | #VALUE! | #VALUE! | #VALUE! | #VALUE! | #VALUE! |  |  |  |  | #VALUE! | #VALUE! | #VALUE! |  |  | #VALUE! | #VALUE! | #VALUE! | #VALUE! | #VALUE! | #VALUE! | #VALUE! | #VALUE! |  |  |  |  | #VALUE! | #VALUE! | #VALUE! |  |  | #VALUE! | #VALUE! | #VALUE! | #VALUE! | #VALUE! | #VALUE! | #VALUE! | #VALUE! |  |  | #VALUE! | #VALUE! | #VALUE! | #VALUE! | #VALUE! |  |  | #VALUE! | #VALUE! | #VALUE! | #VALUE! | #VALUE! | #VALUE! | #VALUE! | #VALUE! |  |  | #VALUE! | #VALUE! | #VALUE! | #VALUE! | #VALUE! |  |  | #VALUE! | #VALUE! | #VALUE! | #VALUE! | #VALUE! | #VALUE! | #VALUE! | #VALUE! | 0 | #REF! | #VALUE! | #VALUE! | #VALUE! | #VALUE! | #VALUE! | #VALUE! | #VALUE! | 0
|  |  |  | 0 | 51 | 0 |  |  | 1 | 1.0842e-19 | 0 | 1.0669e-18 | 1.0669e-18 | 1.0669e-18 | 0 | 0 |  |  |  |  | #VALUE! | #VALUE! | #VALUE! |  |  | #VALUE! | #VALUE! | #VALUE! | #VALUE! | #VALUE! | #VALUE! | #VALUE! | #VALUE! |  |  |  |  | #VALUE! | #VALUE! | #VALUE! |  |  | #VALUE! | #VALUE! | #VALUE! | #VALUE! | #VALUE! | #VALUE! | #VALUE! | #VALUE! |  |  |  |  | #VALUE! | #VALUE! | #VALUE! |  |  | #VALUE! | #VALUE! | #VALUE! | #VALUE! | #VALUE! | #VALUE! | #VALUE! | #VALUE! |  |  |  |  | #VALUE! | #VALUE! | #VALUE! |  |  | #VALUE! | #VALUE! | #VALUE! | #VALUE! | #VALUE! | #VALUE! | #VALUE! | #VALUE! |  |  |  |  | #VALUE! | #VALUE! | #VALUE! |  |  | #VALUE! | #VALUE! | #VALUE! | #VALUE! | #VALUE! | #VALUE! | #VALUE! | #VALUE! |  |  | #VALUE! | #VALUE! | #VALUE! | #VALUE! | #VALUE! |  |  | #VALUE! | #VALUE! | #VALUE! | #VALUE! | #VALUE! | #VALUE! | #VALUE! | #VALUE! |  |  | #VALUE! | #VALUE! | #VALUE! | #VALUE! | #VALUE! |  |  | #VALUE! | #VALUE! | #VALUE! | #VALUE! | #VALUE! | #VALUE! | #VALUE! | #VALUE! | 0 | #REF! | #VALUE! | #VALUE! | #VALUE! | #VALUE! | #VALUE! | #VALUE! | #VALUE! | 0
|  |  |  | 0 | 51 | 0 |  |  | 1 | 1.0842e-19 | 0 | 1.0669e-18 | 1.0669e-18 | 1.0669e-18 | 0 | 0 |  |  |  |  | #VALUE! | #VALUE! | #VALUE! |  |  | #VALUE! | #VALUE! | #VALUE! | #VALUE! | #VALUE! | #VALUE! | #VALUE! | #VALUE! |  |  |  |  | #VALUE! | #VALUE! | #VALUE! |  |  | #VALUE! | #VALUE! | #VALUE! | #VALUE! | #VALUE! | #VALUE! | #VALUE! | #VALUE! |  |  |  |  | #VALUE! | #VALUE! | #VALUE! |  |  | #VALUE! | #VALUE! | #VALUE! | #VALUE! | #VALUE! | #VALUE! | #VALUE! | #VALUE! |  |  |  |  | #VALUE! | #VALUE! | #VALUE! |  |  | #VALUE! | #VALUE! | #VALUE! | #VALUE! | #VALUE! | #VALUE! | #VALUE! | #VALUE! |  |  |  |  | #VALUE! | #VALUE! | #VALUE! |  |  | #VALUE! | #VALUE! | #VALUE! | #VALUE! | #VALUE! | #VALUE! | #VALUE! | #VALUE! |  |  | #VALUE! | #VALUE! | #VALUE! | #VALUE! | #VALUE! |  |  | #VALUE! | #VALUE! | #VALUE! | #VALUE! | #VALUE! | #VALUE! | #VALUE! | #VALUE! |  |  | #VALUE! | #VALUE! | #VALUE! | #VALUE! | #VALUE! |  |  | #VALUE! | #VALUE! | #VALUE! | #VALUE! | #VALUE! | #VALUE! | #VALUE! | #VALUE! | 0 | #REF! | #VALUE! | #VALUE! | #VALUE! | #VALUE! | #VALUE! | #VALUE! | #VALUE! | 0
|  |  |  | 0 | 51 | 0 |  |  | 1 | 1.0842e-19 | 0 | 1.0669e-18 | 1.0669e-18 | 1.0669e-18 | 0 | 0 |  |  |  |  | #VALUE! | #VALUE! | #VALUE! |  |  | #VALUE! | #VALUE! | #VALUE! | #VALUE! | #VALUE! | #VALUE! | #VALUE! | #VALUE! |  |  |  |  | #VALUE! | #VALUE! | #VALUE! |  |  | #VALUE! | #VALUE! | #VALUE! | #VALUE! | #VALUE! | #VALUE! | #VALUE! | #VALUE! |  |  |  |  | #VALUE! | #VALUE! | #VALUE! |  |  | #VALUE! | #VALUE! | #VALUE! | #VALUE! | #VALUE! | #VALUE! | #VALUE! | #VALUE! |  |  |  |  | #VALUE! | #VALUE! | #VALUE! |  |  | #VALUE! | #VALUE! | #VALUE! | #VALUE! | #VALUE! | #VALUE! | #VALUE! | #VALUE! |  |  |  |  | #VALUE! | #VALUE! | #VALUE! |  |  | #VALUE! | #VALUE! | #VALUE! | #VALUE! | #VALUE! | #VALUE! | #VALUE! | #VALUE! |  |  | #VALUE! | #VALUE! | #VALUE! | #VALUE! | #VALUE! |  |  | #VALUE! | #VALUE! | #VALUE! | #VALUE! | #VALUE! | #VALUE! | #VALUE! | #VALUE! |  |  | #VALUE! | #VALUE! | #VALUE! | #VALUE! | #VALUE! |  |  | #VALUE! | #VALUE! | #VALUE! | #VALUE! | #VALUE! | #VALUE! | #VALUE! | #VALUE! | 0 | #REF! | #VALUE! | #VALUE! | #VALUE! | #VALUE! | #VALUE! | #VALUE! | #VALUE! | 0
|  |  |  | 0 | 51 | 0 |  |  | 1 | 1.0842e-19 | 0 | 1.0669e-18 | 1.0669e-18 | 1.0669e-18 | 0 | 0 |  |  |  |  | #VALUE! | #VALUE! | #VALUE! |  |  | #VALUE! | #VALUE! | #VALUE! | #VALUE! | #VALUE! | #VALUE! | #VALUE! | #VALUE! |  |  |  |  | #VALUE! | #VALUE! | #VALUE! |  |  | #VALUE! | #VALUE! | #VALUE! | #VALUE! | #VALUE! | #VALUE! | #VALUE! | #VALUE! |  |  |  |  | #VALUE! | #VALUE! | #VALUE! |  |  | #VALUE! | #VALUE! | #VALUE! | #VALUE! | #VALUE! | #VALUE! | #VALUE! | #VALUE! |  |  |  |  | #VALUE! | #VALUE! | #VALUE! |  |  | #VALUE! | #VALUE! | #VALUE! | #VALUE! | #VALUE! | #VALUE! | #VALUE! | #VALUE! |  |  |  |  | #VALUE! | #VALUE! | #VALUE! |  |  | #VALUE! | #VALUE! | #VALUE! | #VALUE! | #VALUE! | #VALUE! | #VALUE! | #VALUE! |  |  | #VALUE! | #VALUE! | #VALUE! | #VALUE! | #VALUE! |  |  | #VALUE! | #VALUE! | #VALUE! | #VALUE! | #VALUE! | #VALUE! | #VALUE! | #VALUE! |  |  | #VALUE! | #VALUE! | #VALUE! | #VALUE! | #VALUE! |  |  | #VALUE! | #VALUE! | #VALUE! | #VALUE! | #VALUE! | #VALUE! | #VALUE! | #VALUE! | 0 | #REF! | #VALUE! | #VALUE! | #VALUE! | #VALUE! | #VALUE! | #VALUE! | #VALUE! | 0
|  |  |  | 0 | 51 | 0 |  |  | 1 | 1.0842e-19 | 0 | 1.0669e-18 | 1.0669e-18 | 1.0669e-18 | 0 | 0 |  |  |  |  | #VALUE! | #VALUE! | #VALUE! |  |  | #VALUE! | #VALUE! | #VALUE! | #VALUE! | #VALUE! | #VALUE! | #VALUE! | #VALUE! |  |  |  |  | #VALUE! | #VALUE! | #VALUE! |  |  | #VALUE! | #VALUE! | #VALUE! | #VALUE! | #VALUE! | #VALUE! | #VALUE! | #VALUE! |  |  |  |  | #VALUE! | #VALUE! | #VALUE! |  |  | #VALUE! | #VALUE! | #VALUE! | #VALUE! | #VALUE! | #VALUE! | #VALUE! | #VALUE! |  |  |  |  | #VALUE! | #VALUE! | #VALUE! |  |  | #VALUE! | #VALUE! | #VALUE! | #VALUE! | #VALUE! | #VALUE! | #VALUE! | #VALUE! |  |  |  |  | #VALUE! | #VALUE! | #VALUE! |  |  | #VALUE! | #VALUE! | #VALUE! | #VALUE! | #VALUE! | #VALUE! | #VALUE! | #VALUE! |  |  | #VALUE! | #VALUE! | #VALUE! | #VALUE! | #VALUE! |  |  | #VALUE! | #VALUE! | #VALUE! | #VALUE! | #VALUE! | #VALUE! | #VALUE! | #VALUE! |  |  | #VALUE! | #VALUE! | #VALUE! | #VALUE! | #VALUE! |  |  | #VALUE! | #VALUE! | #VALUE! | #VALUE! | #VALUE! | #VALUE! | #VALUE! | #VALUE! | 0 | #REF! | #VALUE! | #VALUE! | #VALUE! | #VALUE! | #VALUE! | #VALUE! | #VALUE! | 0
|  |  |  | 0 | 51 | 0 |  |  | 1 | 1.0842e-19 | 0 | 1.0669e-18 | 1.0669e-18 | 1.0669e-18 | 0 | 0 |  |  |  |  | #VALUE! | #VALUE! | #VALUE! |  |  | #VALUE! | #VALUE! | #VALUE! | #VALUE! | #VALUE! | #VALUE! | #VALUE! | #VALUE! |  |  |  |  | #VALUE! | #VALUE! | #VALUE! |  |  | #VALUE! | #VALUE! | #VALUE! | #VALUE! | #VALUE! | #VALUE! | #VALUE! | #VALUE! |  |  |  |  | #VALUE! | #VALUE! | #VALUE! |  |  | #VALUE! | #VALUE! | #VALUE! | #VALUE! | #VALUE! | #VALUE! | #VALUE! | #VALUE! |  |  |  |  | #VALUE! | #VALUE! | #VALUE! |  |  | #VALUE! | #VALUE! | #VALUE! | #VALUE! | #VALUE! | #VALUE! | #VALUE! | #VALUE! |  |  |  |  | #VALUE! | #VALUE! | #VALUE! |  |  | #VALUE! | #VALUE! | #VALUE! | #VALUE! | #VALUE! | #VALUE! | #VALUE! | #VALUE! |  |  | #VALUE! | #VALUE! | #VALUE! | #VALUE! | #VALUE! |  |  | #VALUE! | #VALUE! | #VALUE! | #VALUE! | #VALUE! | #VALUE! | #VALUE! | #VALUE! |  |  | #VALUE! | #VALUE! | #VALUE! | #VALUE! | #VALUE! |  |  | #VALUE! | #VALUE! | #VALUE! | #VALUE! | #VALUE! | #VALUE! | #VALUE! | #VALUE! | 0 | #REF! | #VALUE! | #VALUE! | #VALUE! | #VALUE! | #VALUE! | #VALUE! | #VALUE! | 0
|  |  |  | 0 | 51 | 0 |  |  | 1 | 1.0842e-19 | 0 | 1.0669e-18 | 1.0669e-18 | 1.0669e-18 | 0 | 0 |  |  |  |  | #VALUE! | #VALUE! | #VALUE! |  |  | #VALUE! | #VALUE! | #VALUE! | #VALUE! | #VALUE! | #VALUE! | #VALUE! | #VALUE! |  |  |  |  | #VALUE! | #VALUE! | #VALUE! |  |  | #VALUE! | #VALUE! | #VALUE! | #VALUE! | #VALUE! | #VALUE! | #VALUE! | #VALUE! |  |  |  |  | #VALUE! | #VALUE! | #VALUE! |  |  | #VALUE! | #VALUE! | #VALUE! | #VALUE! | #VALUE! | #VALUE! | #VALUE! | #VALUE! |  |  |  |  | #VALUE! | #VALUE! | #VALUE! |  |  | #VALUE! | #VALUE! | #VALUE! | #VALUE! | #VALUE! | #VALUE! | #VALUE! | #VALUE! |  |  |  |  | #VALUE! | #VALUE! | #VALUE! |  |  | #VALUE! | #VALUE! | #VALUE! | #VALUE! | #VALUE! | #VALUE! | #VALUE! | #VALUE! |  |  | #VALUE! | #VALUE! | #VALUE! | #VALUE! | #VALUE! |  |  | #VALUE! | #VALUE! | #VALUE! | #VALUE! | #VALUE! | #VALUE! | #VALUE! | #VALUE! |  |  | #VALUE! | #VALUE! | #VALUE! | #VALUE! | #VALUE! |  |  | #VALUE! | #VALUE! | #VALUE! | #VALUE! | #VALUE! | #VALUE! | #VALUE! | #VALUE! | 0 | #REF! | #VALUE! | #VALUE! | #VALUE! | #VALUE! | #VALUE! | #VALUE! | #VALUE! | 0
|  |  |  | 0 | 51 | 0 |  |  | 1 | 1.0842e-19 | 0 | 1.0669e-18 | 1.0669e-18 | 1.0669e-18 | 0 | 0 |  |  |  |  | #VALUE! | #VALUE! | #VALUE! |  |  | #VALUE! | #VALUE! | #VALUE! | #VALUE! | #VALUE! | #VALUE! | #VALUE! | #VALUE! |  |  |  |  | #VALUE! | #VALUE! | #VALUE! |  |  | #VALUE! | #VALUE! | #VALUE! | #VALUE! | #VALUE! | #VALUE! | #VALUE! | #VALUE! |  |  |  |  | #VALUE! | #VALUE! | #VALUE! |  |  | #VALUE! | #VALUE! | #VALUE! | #VALUE! | #VALUE! | #VALUE! | #VALUE! | #VALUE! |  |  |  |  | #VALUE! | #VALUE! | #VALUE! |  |  | #VALUE! | #VALUE! | #VALUE! | #VALUE! | #VALUE! | #VALUE! | #VALUE! | #VALUE! |  |  |  |  | #VALUE! | #VALUE! | #VALUE! |  |  | #VALUE! | #VALUE! | #VALUE! | #VALUE! | #VALUE! | #VALUE! | #VALUE! | #VALUE! |  |  | #VALUE! | #VALUE! | #VALUE! | #VALUE! | #VALUE! |  |  | #VALUE! | #VALUE! | #VALUE! | #VALUE! | #VALUE! | #VALUE! | #VALUE! | #VALUE! |  |  | #VALUE! | #VALUE! | #VALUE! | #VALUE! | #VALUE! |  |  | #VALUE! | #VALUE! | #VALUE! | #VALUE! | #VALUE! | #VALUE! | #VALUE! | #VALUE! | 0 | #REF! | #VALUE! | #VALUE! | #VALUE! | #VALUE! | #VALUE! | #VALUE! | #VALUE! | 0
|  |  |  | 0 | 51 | 0 |  |  | 1 | 1.0842e-19 | 0 | 1.0669e-18 | 1.0669e-18 | 1.0669e-18 | 0 | 0 |  |  |  |  | #VALUE! | #VALUE! | #VALUE! |  |  | #VALUE! | #VALUE! | #VALUE! | #VALUE! | #VALUE! | #VALUE! | #VALUE! | #VALUE! |  |  |  |  | #VALUE! | #VALUE! | #VALUE! |  |  | #VALUE! | #VALUE! | #VALUE! | #VALUE! | #VALUE! | #VALUE! | #VALUE! | #VALUE! |  |  |  |  | #VALUE! | #VALUE! | #VALUE! |  |  | #VALUE! | #VALUE! | #VALUE! | #VALUE! | #VALUE! | #VALUE! | #VALUE! | #VALUE! |  |  |  |  | #VALUE! | #VALUE! | #VALUE! |  |  | #VALUE! | #VALUE! | #VALUE! | #VALUE! | #VALUE! | #VALUE! | #VALUE! | #VALUE! |  |  |  |  | #VALUE! | #VALUE! | #VALUE! |  |  | #VALUE! | #VALUE! | #VALUE! | #VALUE! | #VALUE! | #VALUE! | #VALUE! | #VALUE! |  |  | #VALUE! | #VALUE! | #VALUE! | #VALUE! | #VALUE! |  |  | #VALUE! | #VALUE! | #VALUE! | #VALUE! | #VALUE! | #VALUE! | #VALUE! | #VALUE! |  |  | #VALUE! | #VALUE! | #VALUE! | #VALUE! | #VALUE! |  |  | #VALUE! | #VALUE! | #VALUE! | #VALUE! | #VALUE! | #VALUE! | #VALUE! | #VALUE! | 0 | #REF! | #VALUE! | #VALUE! | #VALUE! | #VALUE! | #VALUE! | #VALUE! | #VALUE! | 0
|  |  |  | 0 | 51 | 0 |  |  | 1 | 1.0842e-19 | 0 | 1.0669e-18 | 1.0669e-18 | 1.0669e-18 | 0 | 0 |  |  |  |  | #VALUE! | #VALUE! | #VALUE! |  |  | #VALUE! | #VALUE! | #VALUE! | #VALUE! | #VALUE! | #VALUE! | #VALUE! | #VALUE! |  |  |  |  | #VALUE! | #VALUE! | #VALUE! |  |  | #VALUE! | #VALUE! | #VALUE! | #VALUE! | #VALUE! | #VALUE! | #VALUE! | #VALUE! |  |  |  |  | #VALUE! | #VALUE! | #VALUE! |  |  | #VALUE! | #VALUE! | #VALUE! | #VALUE! | #VALUE! | #VALUE! | #VALUE! | #VALUE! |  |  |  |  | #VALUE! | #VALUE! | #VALUE! |  |  | #VALUE! | #VALUE! | #VALUE! | #VALUE! | #VALUE! | #VALUE! | #VALUE! | #VALUE! |  |  |  |  | #VALUE! | #VALUE! | #VALUE! |  |  | #VALUE! | #VALUE! | #VALUE! | #VALUE! | #VALUE! | #VALUE! | #VALUE! | #VALUE! |  |  | #VALUE! | #VALUE! | #VALUE! | #VALUE! | #VALUE! |  |  | #VALUE! | #VALUE! | #VALUE! | #VALUE! | #VALUE! | #VALUE! | #VALUE! | #VALUE! |  |  | #VALUE! | #VALUE! | #VALUE! | #VALUE! | #VALUE! |  |  | #VALUE! | #VALUE! | #VALUE! | #VALUE! | #VALUE! | #VALUE! | #VALUE! | #VALUE! | 0 | #REF! | #VALUE! | #VALUE! | #VALUE! | #VALUE! | #VALUE! | #VALUE! | #VALUE! | 0
|  |  |  | 0 | 51 | 0 |  |  | 1 | 1.0842e-19 | 0 | 1.0669e-18 | 1.0669e-18 | 1.0669e-18 | 0 | 0 |  |  |  |  | #VALUE! | #VALUE! | #VALUE! |  |  | #VALUE! | #VALUE! | #VALUE! | #VALUE! | #VALUE! | #VALUE! | #VALUE! | #VALUE! |  |  |  |  | #VALUE! | #VALUE! | #VALUE! |  |  | #VALUE! | #VALUE! | #VALUE! | #VALUE! | #VALUE! | #VALUE! | #VALUE! | #VALUE! |  |  |  |  | #VALUE! | #VALUE! | #VALUE! |  |  | #VALUE! | #VALUE! | #VALUE! | #VALUE! | #VALUE! | #VALUE! | #VALUE! | #VALUE! |  |  |  |  | #VALUE! | #VALUE! | #VALUE! |  |  | #VALUE! | #VALUE! | #VALUE! | #VALUE! | #VALUE! | #VALUE! | #VALUE! | #VALUE! |  |  |  |  | #VALUE! | #VALUE! | #VALUE! |  |  | #VALUE! | #VALUE! | #VALUE! | #VALUE! | #VALUE! | #VALUE! | #VALUE! | #VALUE! |  |  | #VALUE! | #VALUE! | #VALUE! | #VALUE! | #VALUE! |  |  | #VALUE! | #VALUE! | #VALUE! | #VALUE! | #VALUE! | #VALUE! | #VALUE! | #VALUE! |  |  | #VALUE! | #VALUE! | #VALUE! | #VALUE! | #VALUE! |  |  | #VALUE! | #VALUE! | #VALUE! | #VALUE! | #VALUE! | #VALUE! | #VALUE! | #VALUE! | 0 | #REF! | #VALUE! | #VALUE! | #VALUE! | #VALUE! | #VALUE! | #VALUE! | #VALUE! | 0
|  |  |  | 0 | 51 | 0 |  |  | 1 | 1.0842e-19 | 0 | 1.0669e-18 | 1.0669e-18 | 1.0669e-18 | 0 | 0 |  |  |  |  | #VALUE! | #VALUE! | #VALUE! |  |  | #VALUE! | #VALUE! | #VALUE! | #VALUE! | #VALUE! | #VALUE! | #VALUE! | #VALUE! |  |  |  |  | #VALUE! | #VALUE! | #VALUE! |  |  | #VALUE! | #VALUE! | #VALUE! | #VALUE! | #VALUE! | #VALUE! | #VALUE! | #VALUE! |  |  |  |  | #VALUE! | #VALUE! | #VALUE! |  |  | #VALUE! | #VALUE! | #VALUE! | #VALUE! | #VALUE! | #VALUE! | #VALUE! | #VALUE! |  |  |  |  | #VALUE! | #VALUE! | #VALUE! |  |  | #VALUE! | #VALUE! | #VALUE! | #VALUE! | #VALUE! | #VALUE! | #VALUE! | #VALUE! |  |  |  |  | #VALUE! | #VALUE! | #VALUE! |  |  | #VALUE! | #VALUE! | #VALUE! | #VALUE! | #VALUE! | #VALUE! | #VALUE! | #VALUE! |  |  | #VALUE! | #VALUE! | #VALUE! | #VALUE! | #VALUE! |  |  | #VALUE! | #VALUE! | #VALUE! | #VALUE! | #VALUE! | #VALUE! | #VALUE! | #VALUE! |  |  | #VALUE! | #VALUE! | #VALUE! | #VALUE! | #VALUE! |  |  | #VALUE! | #VALUE! | #VALUE! | #VALUE! | #VALUE! | #VALUE! | #VALUE! | #VALUE! | 0 | #REF! | #VALUE! | #VALUE! | #VALUE! | #VALUE! | #VALUE! | #VALUE! | #VALUE! | 0
|  |  |  | 0 | 51 | 0 |  |  | 1 | 1.0842e-19 | 0 | 1.0669e-18 | 1.0669e-18 | 1.0669e-18 | 0 | 0 |  |  |  |  | #VALUE! | #VALUE! | #VALUE! |  |  | #VALUE! | #VALUE! | #VALUE! | #VALUE! | #VALUE! | #VALUE! | #VALUE! | #VALUE! |  |  |  |  | #VALUE! | #VALUE! | #VALUE! |  |  | #VALUE! | #VALUE! | #VALUE! | #VALUE! | #VALUE! | #VALUE! | #VALUE! | #VALUE! |  |  |  |  | #VALUE! | #VALUE! | #VALUE! |  |  | #VALUE! | #VALUE! | #VALUE! | #VALUE! | #VALUE! | #VALUE! | #VALUE! | #VALUE! |  |  |  |  | #VALUE! | #VALUE! | #VALUE! |  |  | #VALUE! | #VALUE! | #VALUE! | #VALUE! | #VALUE! | #VALUE! | #VALUE! | #VALUE! |  |  |  |  | #VALUE! | #VALUE! | #VALUE! |  |  | #VALUE! | #VALUE! | #VALUE! | #VALUE! | #VALUE! | #VALUE! | #VALUE! | #VALUE! |  |  | #VALUE! | #VALUE! | #VALUE! | #VALUE! | #VALUE! |  |  | #VALUE! | #VALUE! | #VALUE! | #VALUE! | #VALUE! | #VALUE! | #VALUE! | #VALUE! |  |  | #VALUE! | #VALUE! | #VALUE! | #VALUE! | #VALUE! |  |  | #VALUE! | #VALUE! | #VALUE! | #VALUE! | #VALUE! | #VALUE! | #VALUE! | #VALUE! | 0 | #REF! | #VALUE! | #VALUE! | #VALUE! | #VALUE! | #VALUE! | #VALUE! | #VALUE! | 0
|  |  |  | 0 | 51 | 0 |  |  | 1 | 1.0842e-19 | 0 | 1.0669e-18 | 1.0669e-18 | 1.0669e-18 | 0 | 0 |  |  |  |  | #VALUE! | #VALUE! | #VALUE! |  |  | #VALUE! | #VALUE! | #VALUE! | #VALUE! | #VALUE! | #VALUE! | #VALUE! | #VALUE! |  |  |  |  | #VALUE! | #VALUE! | #VALUE! |  |  | #VALUE! | #VALUE! | #VALUE! | #VALUE! | #VALUE! | #VALUE! | #VALUE! | #VALUE! |  |  |  |  | #VALUE! | #VALUE! | #VALUE! |  |  | #VALUE! | #VALUE! | #VALUE! | #VALUE! | #VALUE! | #VALUE! | #VALUE! | #VALUE! |  |  |  |  | #VALUE! | #VALUE! | #VALUE! |  |  | #VALUE! | #VALUE! | #VALUE! | #VALUE! | #VALUE! | #VALUE! | #VALUE! | #VALUE! |  |  |  |  | #VALUE! | #VALUE! | #VALUE! |  |  | #VALUE! | #VALUE! | #VALUE! | #VALUE! | #VALUE! | #VALUE! | #VALUE! | #VALUE! |  |  | #VALUE! | #VALUE! | #VALUE! | #VALUE! | #VALUE! |  |  | #VALUE! | #VALUE! | #VALUE! | #VALUE! | #VALUE! | #VALUE! | #VALUE! | #VALUE! |  |  | #VALUE! | #VALUE! | #VALUE! | #VALUE! | #VALUE! |  |  | #VALUE! | #VALUE! | #VALUE! | #VALUE! | #VALUE! | #VALUE! | #VALUE! | #VALUE! | 0 | #REF! | #VALUE! | #VALUE! | #VALUE! | #VALUE! | #VALUE! | #VALUE! | #VALUE! | 0
|  |  |  | 0 | 51 | 0 |  |  | 1 | 1.0842e-19 | 0 | 1.0669e-18 | 1.0669e-18 | 1.0669e-18 | 0 | 0 |  |  |  |  | #VALUE! | #VALUE! | #VALUE! |  |  | #VALUE! | #VALUE! | #VALUE! | #VALUE! | #VALUE! | #VALUE! | #VALUE! | #VALUE! |  |  |  |  | #VALUE! | #VALUE! | #VALUE! |  |  | #VALUE! | #VALUE! | #VALUE! | #VALUE! | #VALUE! | #VALUE! | #VALUE! | #VALUE! |  |  |  |  | #VALUE! | #VALUE! | #VALUE! |  |  | #VALUE! | #VALUE! | #VALUE! | #VALUE! | #VALUE! | #VALUE! | #VALUE! | #VALUE! |  |  |  |  | #VALUE! | #VALUE! | #VALUE! |  |  | #VALUE! | #VALUE! | #VALUE! | #VALUE! | #VALUE! | #VALUE! | #VALUE! | #VALUE! |  |  |  |  | #VALUE! | #VALUE! | #VALUE! |  |  | #VALUE! | #VALUE! | #VALUE! | #VALUE! | #VALUE! | #VALUE! | #VALUE! | #VALUE! |  |  | #VALUE! | #VALUE! | #VALUE! | #VALUE! | #VALUE! |  |  | #VALUE! | #VALUE! | #VALUE! | #VALUE! | #VALUE! | #VALUE! | #VALUE! | #VALUE! |  |  | #VALUE! | #VALUE! | #VALUE! | #VALUE! | #VALUE! |  |  | #VALUE! | #VALUE! | #VALUE! | #VALUE! | #VALUE! | #VALUE! | #VALUE! | #VALUE! | 0 | #REF! | #VALUE! | #VALUE! | #VALUE! | #VALUE! | #VALUE! | #VALUE! | #VALUE! | 0
|  |  |  | 0 | 51 | 0 |  |  | 1 | 1.0842e-19 | 0 | 1.0669e-18 | 1.0669e-18 | 1.0669e-18 | 0 | 0 |  |  |  |  | #VALUE! | #VALUE! | #VALUE! |  |  | #VALUE! | #VALUE! | #VALUE! | #VALUE! | #VALUE! | #VALUE! | #VALUE! | #VALUE! |  |  |  |  | #VALUE! | #VALUE! | #VALUE! |  |  | #VALUE! | #VALUE! | #VALUE! | #VALUE! | #VALUE! | #VALUE! | #VALUE! | #VALUE! |  |  |  |  | #VALUE! | #VALUE! | #VALUE! |  |  | #VALUE! | #VALUE! | #VALUE! | #VALUE! | #VALUE! | #VALUE! | #VALUE! | #VALUE! |  |  |  |  | #VALUE! | #VALUE! | #VALUE! |  |  | #VALUE! | #VALUE! | #VALUE! | #VALUE! | #VALUE! | #VALUE! | #VALUE! | #VALUE! |  |  |  |  | #VALUE! | #VALUE! | #VALUE! |  |  | #VALUE! | #VALUE! | #VALUE! | #VALUE! | #VALUE! | #VALUE! | #VALUE! | #VALUE! |  |  | #VALUE! | #VALUE! | #VALUE! | #VALUE! | #VALUE! |  |  | #VALUE! | #VALUE! | #VALUE! | #VALUE! | #VALUE! | #VALUE! | #VALUE! | #VALUE! |  |  | #VALUE! | #VALUE! | #VALUE! | #VALUE! | #VALUE! |  |  | #VALUE! | #VALUE! | #VALUE! | #VALUE! | #VALUE! | #VALUE! | #VALUE! | #VALUE! | 0 | #REF! | #VALUE! | #VALUE! | #VALUE! | #VALUE! | #VALUE! | #VALUE! | #VALUE! | 0
|  |  |  | 0 | 51 | 0 |  |  | 1 | 1.0842e-19 | 0 | 1.0669e-18 | 1.0669e-18 | 1.0669e-18 | 0 | 0 |  |  |  |  | #VALUE! | #VALUE! | #VALUE! |  |  | #VALUE! | #VALUE! | #VALUE! | #VALUE! | #VALUE! | #VALUE! | #VALUE! | #VALUE! |  |  |  |  | #VALUE! | #VALUE! | #VALUE! |  |  | #VALUE! | #VALUE! | #VALUE! | #VALUE! | #VALUE! | #VALUE! | #VALUE! | #VALUE! |  |  |  |  | #VALUE! | #VALUE! | #VALUE! |  |  | #VALUE! | #VALUE! | #VALUE! | #VALUE! | #VALUE! | #VALUE! | #VALUE! | #VALUE! |  |  |  |  | #VALUE! | #VALUE! | #VALUE! |  |  | #VALUE! | #VALUE! | #VALUE! | #VALUE! | #VALUE! | #VALUE! | #VALUE! | #VALUE! |  |  |  |  | #VALUE! | #VALUE! | #VALUE! |  |  | #VALUE! | #VALUE! | #VALUE! | #VALUE! | #VALUE! | #VALUE! | #VALUE! | #VALUE! |  |  | #VALUE! | #VALUE! | #VALUE! | #VALUE! | #VALUE! |  |  | #VALUE! | #VALUE! | #VALUE! | #VALUE! | #VALUE! | #VALUE! | #VALUE! | #VALUE! |  |  | #VALUE! | #VALUE! | #VALUE! | #VALUE! | #VALUE! |  |  | #VALUE! | #VALUE! | #VALUE! | #VALUE! | #VALUE! | #VALUE! | #VALUE! | #VALUE! | 0 | #REF! | #VALUE! | #VALUE! | #VALUE! | #VALUE! | #VALUE! | #VALUE! | #VALUE! | 0
|  |  |  | 0 | 51 | 0 |  |  | 1 | 1.0842e-19 | 0 | 1.0669e-18 | 1.0669e-18 | 1.0669e-18 | 0 | 0 |  |  |  |  | #VALUE! | #VALUE! | #VALUE! |  |  | #VALUE! | #VALUE! | #VALUE! | #VALUE! | #VALUE! | #VALUE! | #VALUE! | #VALUE! |  |  |  |  | #VALUE! | #VALUE! | #VALUE! |  |  | #VALUE! | #VALUE! | #VALUE! | #VALUE! | #VALUE! | #VALUE! | #VALUE! | #VALUE! |  |  |  |  | #VALUE! | #VALUE! | #VALUE! |  |  | #VALUE! | #VALUE! | #VALUE! | #VALUE! | #VALUE! | #VALUE! | #VALUE! | #VALUE! |  |  |  |  | #VALUE! | #VALUE! | #VALUE! |  |  | #VALUE! | #VALUE! | #VALUE! | #VALUE! | #VALUE! | #VALUE! | #VALUE! | #VALUE! |  |  |  |  | #VALUE! | #VALUE! | #VALUE! |  |  | #VALUE! | #VALUE! | #VALUE! | #VALUE! | #VALUE! | #VALUE! | #VALUE! | #VALUE! |  |  | #VALUE! | #VALUE! | #VALUE! | #VALUE! | #VALUE! |  |  | #VALUE! | #VALUE! | #VALUE! | #VALUE! | #VALUE! | #VALUE! | #VALUE! | #VALUE! |  |  | #VALUE! | #VALUE! | #VALUE! | #VALUE! | #VALUE! |  |  | #VALUE! | #VALUE! | #VALUE! | #VALUE! | #VALUE! | #VALUE! | #VALUE! | #VALUE! | 0 | #REF! | #VALUE! | #VALUE! | #VALUE! | #VALUE! | #VALUE! | #VALUE! | #VALUE! | 0
|  |  |  | 0 | 51 | 0 |  |  | 1 | 1.0842e-19 | 0 | 1.0669e-18 | 1.0669e-18 | 1.0669e-18 | 0 | 0 |  |  |  |  | #VALUE! | #VALUE! | #VALUE! |  |  | #VALUE! | #VALUE! | #VALUE! | #VALUE! | #VALUE! | #VALUE! | #VALUE! | #VALUE! |  |  |  |  | #VALUE! | #VALUE! | #VALUE! |  |  | #VALUE! | #VALUE! | #VALUE! | #VALUE! | #VALUE! | #VALUE! | #VALUE! | #VALUE! |  |  |  |  | #VALUE! | #VALUE! | #VALUE! |  |  | #VALUE! | #VALUE! | #VALUE! | #VALUE! | #VALUE! | #VALUE! | #VALUE! | #VALUE! |  |  |  |  | #VALUE! | #VALUE! | #VALUE! |  |  | #VALUE! | #VALUE! | #VALUE! | #VALUE! | #VALUE! | #VALUE! | #VALUE! | #VALUE! |  |  |  |  | #VALUE! | #VALUE! | #VALUE! |  |  | #VALUE! | #VALUE! | #VALUE! | #VALUE! | #VALUE! | #VALUE! | #VALUE! | #VALUE! |  |  | #VALUE! | #VALUE! | #VALUE! | #VALUE! | #VALUE! |  |  | #VALUE! | #VALUE! | #VALUE! | #VALUE! | #VALUE! | #VALUE! | #VALUE! | #VALUE! |  |  | #VALUE! | #VALUE! | #VALUE! | #VALUE! | #VALUE! |  |  | #VALUE! | #VALUE! | #VALUE! | #VALUE! | #VALUE! | #VALUE! | #VALUE! | #VALUE! | 0 | #REF! | #VALUE! | #VALUE! | #VALUE! | #VALUE! | #VALUE! | #VALUE! | #VALUE! | 0
|  |  |  | 0 | 51 | 0 |  |  | 1 | 1.0842e-19 | 0 | 1.0669e-18 | 1.0669e-18 | 1.0669e-18 | 0 | 0 |  |  |  |  | #VALUE! | #VALUE! | #VALUE! |  |  | #VALUE! | #VALUE! | #VALUE! | #VALUE! | #VALUE! | #VALUE! | #VALUE! | #VALUE! |  |  |  |  | #VALUE! | #VALUE! | #VALUE! |  |  | #VALUE! | #VALUE! | #VALUE! | #VALUE! | #VALUE! | #VALUE! | #VALUE! | #VALUE! |  |  |  |  | #VALUE! | #VALUE! | #VALUE! |  |  | #VALUE! | #VALUE! | #VALUE! | #VALUE! | #VALUE! | #VALUE! | #VALUE! | #VALUE! |  |  |  |  | #VALUE! | #VALUE! | #VALUE! |  |  | #VALUE! | #VALUE! | #VALUE! | #VALUE! | #VALUE! | #VALUE! | #VALUE! | #VALUE! |  |  |  |  | #VALUE! | #VALUE! | #VALUE! |  |  | #VALUE! | #VALUE! | #VALUE! | #VALUE! | #VALUE! | #VALUE! | #VALUE! | #VALUE! |  |  | #VALUE! | #VALUE! | #VALUE! | #VALUE! | #VALUE! |  |  | #VALUE! | #VALUE! | #VALUE! | #VALUE! | #VALUE! | #VALUE! | #VALUE! | #VALUE! |  |  | #VALUE! | #VALUE! | #VALUE! | #VALUE! | #VALUE! |  |  | #VALUE! | #VALUE! | #VALUE! | #VALUE! | #VALUE! | #VALUE! | #VALUE! | #VALUE! | 0 | #REF! | #VALUE! | #VALUE! | #VALUE! | #VALUE! | #VALUE! | #VALUE! | #VALUE! | 0
|  |  |  | 0 | 51 | 0 |  |  | 1 | 1.0842e-19 | 0 | 1.0669e-18 | 1.0669e-18 | 1.0669e-18 | 0 | 0 |  |  |  |  | #VALUE! | #VALUE! | #VALUE! |  |  | #VALUE! | #VALUE! | #VALUE! | #VALUE! | #VALUE! | #VALUE! | #VALUE! | #VALUE! |  |  |  |  | #VALUE! | #VALUE! | #VALUE! |  |  | #VALUE! | #VALUE! | #VALUE! | #VALUE! | #VALUE! | #VALUE! | #VALUE! | #VALUE! |  |  |  |  | #VALUE! | #VALUE! | #VALUE! |  |  | #VALUE! | #VALUE! | #VALUE! | #VALUE! | #VALUE! | #VALUE! | #VALUE! | #VALUE! |  |  |  |  | #VALUE! | #VALUE! | #VALUE! |  |  | #VALUE! | #VALUE! | #VALUE! | #VALUE! | #VALUE! | #VALUE! | #VALUE! | #VALUE! |  |  |  |  | #VALUE! | #VALUE! | #VALUE! |  |  | #VALUE! | #VALUE! | #VALUE! | #VALUE! | #VALUE! | #VALUE! | #VALUE! | #VALUE! |  |  | #VALUE! | #VALUE! | #VALUE! | #VALUE! | #VALUE! |  |  | #VALUE! | #VALUE! | #VALUE! | #VALUE! | #VALUE! | #VALUE! | #VALUE! | #VALUE! |  |  | #VALUE! | #VALUE! | #VALUE! | #VALUE! | #VALUE! |  |  | #VALUE! | #VALUE! | #VALUE! | #VALUE! | #VALUE! | #VALUE! | #VALUE! | #VALUE! | 0 | #REF! | #VALUE! | #VALUE! | #VALUE! | #VALUE! | #VALUE! | #VALUE! | #VALUE! | 0
|  |  |  | 0 | 51 | 0 |  |  | 1 | 1.0842e-19 | 0 | 1.0669e-18 | 1.0669e-18 | 1.0669e-18 | 0 | 0 |  |  |  |  | #VALUE! | #VALUE! | #VALUE! |  |  | #VALUE! | #VALUE! | #VALUE! | #VALUE! | #VALUE! | #VALUE! | #VALUE! | #VALUE! |  |  |  |  | #VALUE! | #VALUE! | #VALUE! |  |  | #VALUE! | #VALUE! | #VALUE! | #VALUE! | #VALUE! | #VALUE! | #VALUE! | #VALUE! |  |  |  |  | #VALUE! | #VALUE! | #VALUE! |  |  | #VALUE! | #VALUE! | #VALUE! | #VALUE! | #VALUE! | #VALUE! | #VALUE! | #VALUE! |  |  |  |  | #VALUE! | #VALUE! | #VALUE! |  |  | #VALUE! | #VALUE! | #VALUE! | #VALUE! | #VALUE! | #VALUE! | #VALUE! | #VALUE! |  |  |  |  | #VALUE! | #VALUE! | #VALUE! |  |  | #VALUE! | #VALUE! | #VALUE! | #VALUE! | #VALUE! | #VALUE! | #VALUE! | #VALUE! |  |  | #VALUE! | #VALUE! | #VALUE! | #VALUE! | #VALUE! |  |  | #VALUE! | #VALUE! | #VALUE! | #VALUE! | #VALUE! | #VALUE! | #VALUE! | #VALUE! |  |  | #VALUE! | #VALUE! | #VALUE! | #VALUE! | #VALUE! |  |  | #VALUE! | #VALUE! | #VALUE! | #VALUE! | #VALUE! | #VALUE! | #VALUE! | #VALUE! | 0 | #REF! | #VALUE! | #VALUE! | #VALUE! | #VALUE! | #VALUE! | #VALUE! | #VALUE! | 0
|  |  |  | 0 | 51 | 0 |  |  | 1 | 1.0842e-19 | 0 | 1.0669e-18 | 1.0669e-18 | 1.0669e-18 | 0 | 0 |  |  |  |  | #VALUE! | #VALUE! | #VALUE! |  |  | #VALUE! | #VALUE! | #VALUE! | #VALUE! | #VALUE! | #VALUE! | #VALUE! | #VALUE! |  |  |  |  | #VALUE! | #VALUE! | #VALUE! |  |  | #VALUE! | #VALUE! | #VALUE! | #VALUE! | #VALUE! | #VALUE! | #VALUE! | #VALUE! |  |  |  |  | #VALUE! | #VALUE! | #VALUE! |  |  | #VALUE! | #VALUE! | #VALUE! | #VALUE! | #VALUE! | #VALUE! | #VALUE! | #VALUE! |  |  |  |  | #VALUE! | #VALUE! | #VALUE! |  |  | #VALUE! | #VALUE! | #VALUE! | #VALUE! | #VALUE! | #VALUE! | #VALUE! | #VALUE! |  |  |  |  | #VALUE! | #VALUE! | #VALUE! |  |  | #VALUE! | #VALUE! | #VALUE! | #VALUE! | #VALUE! | #VALUE! | #VALUE! | #VALUE! |  |  | #VALUE! | #VALUE! | #VALUE! | #VALUE! | #VALUE! |  |  | #VALUE! | #VALUE! | #VALUE! | #VALUE! | #VALUE! | #VALUE! | #VALUE! | #VALUE! |  |  | #VALUE! | #VALUE! | #VALUE! | #VALUE! | #VALUE! |  |  | #VALUE! | #VALUE! | #VALUE! | #VALUE! | #VALUE! | #VALUE! | #VALUE! | #VALUE! | 0 | #REF! | #VALUE! | #VALUE! | #VALUE! | #VALUE! | #VALUE! | #VALUE! | #VALUE! | 0
|  |  |  | 0 | 51 | 0 |  |  | 1 | 1.0842e-19 | 0 | 1.0669e-18 | 1.0669e-18 | 1.0669e-18 | 0 | 0 |  |  |  |  | #VALUE! | #VALUE! | #VALUE! |  |  | #VALUE! | #VALUE! | #VALUE! | #VALUE! | #VALUE! | #VALUE! | #VALUE! | #VALUE! |  |  |  |  | #VALUE! | #VALUE! | #VALUE! |  |  | #VALUE! | #VALUE! | #VALUE! | #VALUE! | #VALUE! | #VALUE! | #VALUE! | #VALUE! |  |  |  |  | #VALUE! | #VALUE! | #VALUE! |  |  | #VALUE! | #VALUE! | #VALUE! | #VALUE! | #VALUE! | #VALUE! | #VALUE! | #VALUE! |  |  |  |  | #VALUE! | #VALUE! | #VALUE! |  |  | #VALUE! | #VALUE! | #VALUE! | #VALUE! | #VALUE! | #VALUE! | #VALUE! | #VALUE! |  |  |  |  | #VALUE! | #VALUE! | #VALUE! |  |  | #VALUE! | #VALUE! | #VALUE! | #VALUE! | #VALUE! | #VALUE! | #VALUE! | #VALUE! |  |  | #VALUE! | #VALUE! | #VALUE! | #VALUE! | #VALUE! |  |  | #VALUE! | #VALUE! | #VALUE! | #VALUE! | #VALUE! | #VALUE! | #VALUE! | #VALUE! |  |  | #VALUE! | #VALUE! | #VALUE! | #VALUE! | #VALUE! |  |  | #VALUE! | #VALUE! | #VALUE! | #VALUE! | #VALUE! | #VALUE! | #VALUE! | #VALUE! | 0 | #REF! | #VALUE! | #VALUE! | #VALUE! | #VALUE! | #VALUE! | #VALUE! | #VALUE! | 0
|  |  |  | 0 | 51 | 0 |  |  | 1 | 1.0842e-19 | 0 | 1.0669e-18 | 1.0669e-18 | 1.0669e-18 | 0 | 0 |  |  |  |  | #VALUE! | #VALUE! | #VALUE! |  |  | #VALUE! | #VALUE! | #VALUE! | #VALUE! | #VALUE! | #VALUE! | #VALUE! | #VALUE! |  |  |  |  | #VALUE! | #VALUE! | #VALUE! |  |  | #VALUE! | #VALUE! | #VALUE! | #VALUE! | #VALUE! | #VALUE! | #VALUE! | #VALUE! |  |  |  |  | #VALUE! | #VALUE! | #VALUE! |  |  | #VALUE! | #VALUE! | #VALUE! | #VALUE! | #VALUE! | #VALUE! | #VALUE! | #VALUE! |  |  |  |  | #VALUE! | #VALUE! | #VALUE! |  |  | #VALUE! | #VALUE! | #VALUE! | #VALUE! | #VALUE! | #VALUE! | #VALUE! | #VALUE! |  |  |  |  | #VALUE! | #VALUE! | #VALUE! |  |  | #VALUE! | #VALUE! | #VALUE! | #VALUE! | #VALUE! | #VALUE! | #VALUE! | #VALUE! |  |  | #VALUE! | #VALUE! | #VALUE! | #VALUE! | #VALUE! |  |  | #VALUE! | #VALUE! | #VALUE! | #VALUE! | #VALUE! | #VALUE! | #VALUE! | #VALUE! |  |  | #VALUE! | #VALUE! | #VALUE! | #VALUE! | #VALUE! |  |  | #VALUE! | #VALUE! | #VALUE! | #VALUE! | #VALUE! | #VALUE! | #VALUE! | #VALUE! | 0 | #REF! | #VALUE! | #VALUE! | #VALUE! | #VALUE! | #VALUE! | #VALUE! | #VALUE! | 0
|  |  |  | 0 | 51 | 0 |  |  | 1 | 1.0842e-19 | 0 | 1.0669e-18 | 1.0669e-18 | 1.0669e-18 | 0 | 0 |  |  |  |  | #VALUE! | #VALUE! | #VALUE! |  |  | #VALUE! | #VALUE! | #VALUE! | #VALUE! | #VALUE! | #VALUE! | #VALUE! | #VALUE! |  |  |  |  | #VALUE! | #VALUE! | #VALUE! |  |  | #VALUE! | #VALUE! | #VALUE! | #VALUE! | #VALUE! | #VALUE! | #VALUE! | #VALUE! |  |  |  |  | #VALUE! | #VALUE! | #VALUE! |  |  | #VALUE! | #VALUE! | #VALUE! | #VALUE! | #VALUE! | #VALUE! | #VALUE! | #VALUE! |  |  |  |  | #VALUE! | #VALUE! | #VALUE! |  |  | #VALUE! | #VALUE! | #VALUE! | #VALUE! | #VALUE! | #VALUE! | #VALUE! | #VALUE! |  |  |  |  | #VALUE! | #VALUE! | #VALUE! |  |  | #VALUE! | #VALUE! | #VALUE! | #VALUE! | #VALUE! | #VALUE! | #VALUE! | #VALUE! |  |  | #VALUE! | #VALUE! | #VALUE! | #VALUE! | #VALUE! |  |  | #VALUE! | #VALUE! | #VALUE! | #VALUE! | #VALUE! | #VALUE! | #VALUE! | #VALUE! |  |  | #VALUE! | #VALUE! | #VALUE! | #VALUE! | #VALUE! |  |  | #VALUE! | #VALUE! | #VALUE! | #VALUE! | #VALUE! | #VALUE! | #VALUE! | #VALUE! | 0 | #REF! | #VALUE! | #VALUE! | #VALUE! | #VALUE! | #VALUE! | #VALUE! | #VALUE! | 0
|  |  |  | 0 | 51 | 0 |  |  | 1 | 1.0842e-19 | 0 | 1.0669e-18 | 1.0669e-18 | 1.0669e-18 | 0 | 0 |  |  |  |  | #VALUE! | #VALUE! | #VALUE! |  |  | #VALUE! | #VALUE! | #VALUE! | #VALUE! | #VALUE! | #VALUE! | #VALUE! | #VALUE! |  |  |  |  | #VALUE! | #VALUE! | #VALUE! |  |  | #VALUE! | #VALUE! | #VALUE! | #VALUE! | #VALUE! | #VALUE! | #VALUE! | #VALUE! |  |  |  |  | #VALUE! | #VALUE! | #VALUE! |  |  | #VALUE! | #VALUE! | #VALUE! | #VALUE! | #VALUE! | #VALUE! | #VALUE! | #VALUE! |  |  |  |  | #VALUE! | #VALUE! | #VALUE! |  |  | #VALUE! | #VALUE! | #VALUE! | #VALUE! | #VALUE! | #VALUE! | #VALUE! | #VALUE! |  |  |  |  | #VALUE! | #VALUE! | #VALUE! |  |  | #VALUE! | #VALUE! | #VALUE! | #VALUE! | #VALUE! | #VALUE! | #VALUE! | #VALUE! |  |  | #VALUE! | #VALUE! | #VALUE! | #VALUE! | #VALUE! |  |  | #VALUE! | #VALUE! | #VALUE! | #VALUE! | #VALUE! | #VALUE! | #VALUE! | #VALUE! |  |  | #VALUE! | #VALUE! | #VALUE! | #VALUE! | #VALUE! |  |  | #VALUE! | #VALUE! | #VALUE! | #VALUE! | #VALUE! | #VALUE! | #VALUE! | #VALUE! | 0 | #REF! | #VALUE! | #VALUE! | #VALUE! | #VALUE! | #VALUE! | #VALUE! | #VALUE! | 0
|  |  |  | 0 | 51 | 0 |  |  | 1 | 1.0842e-19 | 0 | 1.0669e-18 | 1.0669e-18 | 1.0669e-18 | 0 | 0 |  |  |  |  | #VALUE! | #VALUE! | #VALUE! |  |  | #VALUE! | #VALUE! | #VALUE! | #VALUE! | #VALUE! | #VALUE! | #VALUE! | #VALUE! |  |  |  |  | #VALUE! | #VALUE! | #VALUE! |  |  | #VALUE! | #VALUE! | #VALUE! | #VALUE! | #VALUE! | #VALUE! | #VALUE! | #VALUE! |  |  |  |  | #VALUE! | #VALUE! | #VALUE! |  |  | #VALUE! | #VALUE! | #VALUE! | #VALUE! | #VALUE! | #VALUE! | #VALUE! | #VALUE! |  |  |  |  | #VALUE! | #VALUE! | #VALUE! |  |  | #VALUE! | #VALUE! | #VALUE! | #VALUE! | #VALUE! | #VALUE! | #VALUE! | #VALUE! |  |  |  |  | #VALUE! | #VALUE! | #VALUE! |  |  | #VALUE! | #VALUE! | #VALUE! | #VALUE! | #VALUE! | #VALUE! | #VALUE! | #VALUE! |  |  | #VALUE! | #VALUE! | #VALUE! | #VALUE! | #VALUE! |  |  | #VALUE! | #VALUE! | #VALUE! | #VALUE! | #VALUE! | #VALUE! | #VALUE! | #VALUE! |  |  | #VALUE! | #VALUE! | #VALUE! | #VALUE! | #VALUE! |  |  | #VALUE! | #VALUE! | #VALUE! | #VALUE! | #VALUE! | #VALUE! | #VALUE! | #VALUE! | 0 | #REF! | #VALUE! | #VALUE! | #VALUE! | #VALUE! | #VALUE! | #VALUE! | #VALUE! | 0
|  |  |  | 0 | 51 | 0 |  |  | 1 | 1.0842e-19 | 0 | 1.0669e-18 | 1.0669e-18 | 1.0669e-18 | 0 | 0 |  |  |  |  | #VALUE! | #VALUE! | #VALUE! |  |  | #VALUE! | #VALUE! | #VALUE! | #VALUE! | #VALUE! | #VALUE! | #VALUE! | #VALUE! |  |  |  |  | #VALUE! | #VALUE! | #VALUE! |  |  | #VALUE! | #VALUE! | #VALUE! | #VALUE! | #VALUE! | #VALUE! | #VALUE! | #VALUE! |  |  |  |  | #VALUE! | #VALUE! | #VALUE! |  |  | #VALUE! | #VALUE! | #VALUE! | #VALUE! | #VALUE! | #VALUE! | #VALUE! | #VALUE! |  |  |  |  | #VALUE! | #VALUE! | #VALUE! |  |  | #VALUE! | #VALUE! | #VALUE! | #VALUE! | #VALUE! | #VALUE! | #VALUE! | #VALUE! |  |  |  |  | #VALUE! | #VALUE! | #VALUE! |  |  | #VALUE! | #VALUE! | #VALUE! | #VALUE! | #VALUE! | #VALUE! | #VALUE! | #VALUE! |  |  | #VALUE! | #VALUE! | #VALUE! | #VALUE! | #VALUE! |  |  | #VALUE! | #VALUE! | #VALUE! | #VALUE! | #VALUE! | #VALUE! | #VALUE! | #VALUE! |  |  | #VALUE! | #VALUE! | #VALUE! | #VALUE! | #VALUE! |  |  | #VALUE! | #VALUE! | #VALUE! | #VALUE! | #VALUE! | #VALUE! | #VALUE! | #VALUE! | 0 | #REF! | #VALUE! | #VALUE! | #VALUE! | #VALUE! | #VALUE! | #VALUE! | #VALUE! | 0
|  |  |  | 0 | 51 | 0 |  |  | 1 | 1.0842e-19 | 0 | 1.0669e-18 | 1.0669e-18 | 1.0669e-18 | 0 | 0 |  |  |  |  | #VALUE! | #VALUE! | #VALUE! |  |  | #VALUE! | #VALUE! | #VALUE! | #VALUE! | #VALUE! | #VALUE! | #VALUE! | #VALUE! |  |  |  |  | #VALUE! | #VALUE! | #VALUE! |  |  | #VALUE! | #VALUE! | #VALUE! | #VALUE! | #VALUE! | #VALUE! | #VALUE! | #VALUE! |  |  |  |  | #VALUE! | #VALUE! | #VALUE! |  |  | #VALUE! | #VALUE! | #VALUE! | #VALUE! | #VALUE! | #VALUE! | #VALUE! | #VALUE! |  |  |  |  | #VALUE! | #VALUE! | #VALUE! |  |  | #VALUE! | #VALUE! | #VALUE! | #VALUE! | #VALUE! | #VALUE! | #VALUE! | #VALUE! |  |  |  |  | #VALUE! | #VALUE! | #VALUE! |  |  | #VALUE! | #VALUE! | #VALUE! | #VALUE! | #VALUE! | #VALUE! | #VALUE! | #VALUE! |  |  | #VALUE! | #VALUE! | #VALUE! | #VALUE! | #VALUE! |  |  | #VALUE! | #VALUE! | #VALUE! | #VALUE! | #VALUE! | #VALUE! | #VALUE! | #VALUE! |  |  | #VALUE! | #VALUE! | #VALUE! | #VALUE! | #VALUE! |  |  | #VALUE! | #VALUE! | #VALUE! | #VALUE! | #VALUE! | #VALUE! | #VALUE! | #VALUE! | 0 | #REF! | #VALUE! | #VALUE! | #VALUE! | #VALUE! | #VALUE! | #VALUE! | #VALUE! | 0
|  |  |  | 0 | 51 | 0 |  |  | 1 | 1.0842e-19 | 0 | 1.0669e-18 | 1.0669e-18 | 1.0669e-18 | 0 | 0 |  |  |  |  | #VALUE! | #VALUE! | #VALUE! |  |  | #VALUE! | #VALUE! | #VALUE! | #VALUE! | #VALUE! | #VALUE! | #VALUE! | #VALUE! |  |  |  |  | #VALUE! | #VALUE! | #VALUE! |  |  | #VALUE! | #VALUE! | #VALUE! | #VALUE! | #VALUE! | #VALUE! | #VALUE! | #VALUE! |  |  |  |  | #VALUE! | #VALUE! | #VALUE! |  |  | #VALUE! | #VALUE! | #VALUE! | #VALUE! | #VALUE! | #VALUE! | #VALUE! | #VALUE! |  |  |  |  | #VALUE! | #VALUE! | #VALUE! |  |  | #VALUE! | #VALUE! | #VALUE! | #VALUE! | #VALUE! | #VALUE! | #VALUE! | #VALUE! |  |  |  |  | #VALUE! | #VALUE! | #VALUE! |  |  | #VALUE! | #VALUE! | #VALUE! | #VALUE! | #VALUE! | #VALUE! | #VALUE! | #VALUE! |  |  | #VALUE! | #VALUE! | #VALUE! | #VALUE! | #VALUE! |  |  | #VALUE! | #VALUE! | #VALUE! | #VALUE! | #VALUE! | #VALUE! | #VALUE! | #VALUE! |  |  | #VALUE! | #VALUE! | #VALUE! | #VALUE! | #VALUE! |  |  | #VALUE! | #VALUE! | #VALUE! | #VALUE! | #VALUE! | #VALUE! | #VALUE! | #VALUE! | 0 | #REF! | #VALUE! | #VALUE! | #VALUE! | #VALUE! | #VALUE! | #VALUE! | #VALUE! | 0
|  |  |  | 0 | 51 | 0 |  |  | 1 | 1.0842e-19 | 0 | 1.0669e-18 | 1.0669e-18 | 1.0669e-18 | 0 | 0 |  |  |  |  | #VALUE! | #VALUE! | #VALUE! |  |  | #VALUE! | #VALUE! | #VALUE! | #VALUE! | #VALUE! | #VALUE! | #VALUE! | #VALUE! |  |  |  |  | #VALUE! | #VALUE! | #VALUE! |  |  | #VALUE! | #VALUE! | #VALUE! | #VALUE! | #VALUE! | #VALUE! | #VALUE! | #VALUE! |  |  |  |  | #VALUE! | #VALUE! | #VALUE! |  |  | #VALUE! | #VALUE! | #VALUE! | #VALUE! | #VALUE! | #VALUE! | #VALUE! | #VALUE! |  |  |  |  | #VALUE! | #VALUE! | #VALUE! |  |  | #VALUE! | #VALUE! | #VALUE! | #VALUE! | #VALUE! | #VALUE! | #VALUE! | #VALUE! |  |  |  |  | #VALUE! | #VALUE! | #VALUE! |  |  | #VALUE! | #VALUE! | #VALUE! | #VALUE! | #VALUE! | #VALUE! | #VALUE! | #VALUE! |  |  | #VALUE! | #VALUE! | #VALUE! | #VALUE! | #VALUE! |  |  | #VALUE! | #VALUE! | #VALUE! | #VALUE! | #VALUE! | #VALUE! | #VALUE! | #VALUE! |  |  | #VALUE! | #VALUE! | #VALUE! | #VALUE! | #VALUE! |  |  | #VALUE! | #VALUE! | #VALUE! | #VALUE! | #VALUE! | #VALUE! | #VALUE! | #VALUE! | 0 | #REF! | #VALUE! | #VALUE! | #VALUE! | #VALUE! | #VALUE! | #VALUE! | #VALUE! | 0
|  |  |  | 0 | 51 | 0 |  |  | 1 | 1.0842e-19 | 0 | 1.0669e-18 | 1.0669e-18 | 1.0669e-18 | 0 | 0 |  |  |  |  | #VALUE! | #VALUE! | #VALUE! |  |  | #VALUE! | #VALUE! | #VALUE! | #VALUE! | #VALUE! | #VALUE! | #VALUE! | #VALUE! |  |  |  |  | #VALUE! | #VALUE! | #VALUE! |  |  | #VALUE! | #VALUE! | #VALUE! | #VALUE! | #VALUE! | #VALUE! | #VALUE! | #VALUE! |  |  |  |  | #VALUE! | #VALUE! | #VALUE! |  |  | #VALUE! | #VALUE! | #VALUE! | #VALUE! | #VALUE! | #VALUE! | #VALUE! | #VALUE! |  |  |  |  | #VALUE! | #VALUE! | #VALUE! |  |  | #VALUE! | #VALUE! | #VALUE! | #VALUE! | #VALUE! | #VALUE! | #VALUE! | #VALUE! |  |  |  |  | #VALUE! | #VALUE! | #VALUE! |  |  | #VALUE! | #VALUE! | #VALUE! | #VALUE! | #VALUE! | #VALUE! | #VALUE! | #VALUE! |  |  | #VALUE! | #VALUE! | #VALUE! | #VALUE! | #VALUE! |  |  | #VALUE! | #VALUE! | #VALUE! | #VALUE! | #VALUE! | #VALUE! | #VALUE! | #VALUE! |  |  | #VALUE! | #VALUE! | #VALUE! | #VALUE! | #VALUE! |  |  | #VALUE! | #VALUE! | #VALUE! | #VALUE! | #VALUE! | #VALUE! | #VALUE! | #VALUE! | 0 | #REF! | #VALUE! | #VALUE! | #VALUE! | #VALUE! | #VALUE! | #VALUE! | #VALUE! | 0
|  |  |  | 0 | 51 | 0 |  |  | 1 | 1.0842e-19 | 0 | 1.0669e-18 | 1.0669e-18 | 1.0669e-18 | 0 | 0 |  |  |  |  | #VALUE! | #VALUE! | #VALUE! |  |  | #VALUE! | #VALUE! | #VALUE! | #VALUE! | #VALUE! | #VALUE! | #VALUE! | #VALUE! |  |  |  |  | #VALUE! | #VALUE! | #VALUE! |  |  | #VALUE! | #VALUE! | #VALUE! | #VALUE! | #VALUE! | #VALUE! | #VALUE! | #VALUE! |  |  |  |  | #VALUE! | #VALUE! | #VALUE! |  |  | #VALUE! | #VALUE! | #VALUE! | #VALUE! | #VALUE! | #VALUE! | #VALUE! | #VALUE! |  |  |  |  | #VALUE! | #VALUE! | #VALUE! |  |  | #VALUE! | #VALUE! | #VALUE! | #VALUE! | #VALUE! | #VALUE! | #VALUE! | #VALUE! |  |  |  |  | #VALUE! | #VALUE! | #VALUE! |  |  | #VALUE! | #VALUE! | #VALUE! | #VALUE! | #VALUE! | #VALUE! | #VALUE! | #VALUE! |  |  | #VALUE! | #VALUE! | #VALUE! | #VALUE! | #VALUE! |  |  | #VALUE! | #VALUE! | #VALUE! | #VALUE! | #VALUE! | #VALUE! | #VALUE! | #VALUE! |  |  | #VALUE! | #VALUE! | #VALUE! | #VALUE! | #VALUE! |  |  | #VALUE! | #VALUE! | #VALUE! | #VALUE! | #VALUE! | #VALUE! | #VALUE! | #VALUE! | 0 | #REF! | #VALUE! | #VALUE! | #VALUE! | #VALUE! | #VALUE! | #VALUE! | #VALUE! | 0
|  |  |  | 0 | 51 | 0 |  |  | 1 | 1.0842e-19 | 0 | 1.0669e-18 | 1.0669e-18 | 1.0669e-18 | 0 | 0 |  |  |  |  | #VALUE! | #VALUE! | #VALUE! |  |  | #VALUE! | #VALUE! | #VALUE! | #VALUE! | #VALUE! | #VALUE! | #VALUE! | #VALUE! |  |  |  |  | #VALUE! | #VALUE! | #VALUE! |  |  | #VALUE! | #VALUE! | #VALUE! | #VALUE! | #VALUE! | #VALUE! | #VALUE! | #VALUE! |  |  |  |  | #VALUE! | #VALUE! | #VALUE! |  |  | #VALUE! | #VALUE! | #VALUE! | #VALUE! | #VALUE! | #VALUE! | #VALUE! | #VALUE! |  |  |  |  | #VALUE! | #VALUE! | #VALUE! |  |  | #VALUE! | #VALUE! | #VALUE! | #VALUE! | #VALUE! | #VALUE! | #VALUE! | #VALUE! |  |  |  |  | #VALUE! | #VALUE! | #VALUE! |  |  | #VALUE! | #VALUE! | #VALUE! | #VALUE! | #VALUE! | #VALUE! | #VALUE! | #VALUE! |  |  | #VALUE! | #VALUE! | #VALUE! | #VALUE! | #VALUE! |  |  | #VALUE! | #VALUE! | #VALUE! | #VALUE! | #VALUE! | #VALUE! | #VALUE! | #VALUE! |  |  | #VALUE! | #VALUE! | #VALUE! | #VALUE! | #VALUE! |  |  | #VALUE! | #VALUE! | #VALUE! | #VALUE! | #VALUE! | #VALUE! | #VALUE! | #VALUE! | 0 | #REF! | #VALUE! | #VALUE! | #VALUE! | #VALUE! | #VALUE! | #VALUE! | #VALUE! | 0
|  |  |  | 0 | 51 | 0 |  |  | 1 | 1.0842e-19 | 0 | 1.0669e-18 | 1.0669e-18 | 1.0669e-18 | 0 | 0 |  |  |  |  | #VALUE! | #VALUE! | #VALUE! |  |  | #VALUE! | #VALUE! | #VALUE! | #VALUE! | #VALUE! | #VALUE! | #VALUE! | #VALUE! |  |  |  |  | #VALUE! | #VALUE! | #VALUE! |  |  | #VALUE! | #VALUE! | #VALUE! | #VALUE! | #VALUE! | #VALUE! | #VALUE! | #VALUE! |  |  |  |  | #VALUE! | #VALUE! | #VALUE! |  |  | #VALUE! | #VALUE! | #VALUE! | #VALUE! | #VALUE! | #VALUE! | #VALUE! | #VALUE! |  |  |  |  | #VALUE! | #VALUE! | #VALUE! |  |  | #VALUE! | #VALUE! | #VALUE! | #VALUE! | #VALUE! | #VALUE! | #VALUE! | #VALUE! |  |  |  |  | #VALUE! | #VALUE! | #VALUE! |  |  | #VALUE! | #VALUE! | #VALUE! | #VALUE! | #VALUE! | #VALUE! | #VALUE! | #VALUE! |  |  | #VALUE! | #VALUE! | #VALUE! | #VALUE! | #VALUE! |  |  | #VALUE! | #VALUE! | #VALUE! | #VALUE! | #VALUE! | #VALUE! | #VALUE! | #VALUE! |  |  | #VALUE! | #VALUE! | #VALUE! | #VALUE! | #VALUE! |  |  | #VALUE! | #VALUE! | #VALUE! | #VALUE! | #VALUE! | #VALUE! | #VALUE! | #VALUE! | 0 | #REF! | #VALUE! | #VALUE! | #VALUE! | #VALUE! | #VALUE! | #VALUE! | #VALUE! | 0
|  |  |  | 0 | 51 | 0 |  |  | 1 | 1.0842e-19 | 0 | 1.0669e-18 | 1.0669e-18 | 1.0669e-18 | 0 | 0 |  |  |  |  | #VALUE! | #VALUE! | #VALUE! |  |  | #VALUE! | #VALUE! | #VALUE! | #VALUE! | #VALUE! | #VALUE! | #VALUE! | #VALUE! |  |  |  |  | #VALUE! | #VALUE! | #VALUE! |  |  | #VALUE! | #VALUE! | #VALUE! | #VALUE! | #VALUE! | #VALUE! | #VALUE! | #VALUE! |  |  |  |  | #VALUE! | #VALUE! | #VALUE! |  |  | #VALUE! | #VALUE! | #VALUE! | #VALUE! | #VALUE! | #VALUE! | #VALUE! | #VALUE! |  |  |  |  | #VALUE! | #VALUE! | #VALUE! |  |  | #VALUE! | #VALUE! | #VALUE! | #VALUE! | #VALUE! | #VALUE! | #VALUE! | #VALUE! |  |  |  |  | #VALUE! | #VALUE! | #VALUE! |  |  | #VALUE! | #VALUE! | #VALUE! | #VALUE! | #VALUE! | #VALUE! | #VALUE! | #VALUE! |  |  | #VALUE! | #VALUE! | #VALUE! | #VALUE! | #VALUE! |  |  | #VALUE! | #VALUE! | #VALUE! | #VALUE! | #VALUE! | #VALUE! | #VALUE! | #VALUE! |  |  | #VALUE! | #VALUE! | #VALUE! | #VALUE! | #VALUE! |  |  | #VALUE! | #VALUE! | #VALUE! | #VALUE! | #VALUE! | #VALUE! | #VALUE! | #VALUE! | 0 | #REF! | #VALUE! | #VALUE! | #VALUE! | #VALUE! | #VALUE! | #VALUE! | #VALUE! | 0
|  |  |  | 0 | 51 | 0 |  |  | 1 | 1.0842e-19 | 0 | 1.0669e-18 | 1.0669e-18 | 1.0669e-18 | 0 | 0 |  |  |  |  | #VALUE! | #VALUE! | #VALUE! |  |  | #VALUE! | #VALUE! | #VALUE! | #VALUE! | #VALUE! | #VALUE! | #VALUE! | #VALUE! |  |  |  |  | #VALUE! | #VALUE! | #VALUE! |  |  | #VALUE! | #VALUE! | #VALUE! | #VALUE! | #VALUE! | #VALUE! | #VALUE! | #VALUE! |  |  |  |  | #VALUE! | #VALUE! | #VALUE! |  |  | #VALUE! | #VALUE! | #VALUE! | #VALUE! | #VALUE! | #VALUE! | #VALUE! | #VALUE! |  |  |  |  | #VALUE! | #VALUE! | #VALUE! |  |  | #VALUE! | #VALUE! | #VALUE! | #VALUE! | #VALUE! | #VALUE! | #VALUE! | #VALUE! |  |  |  |  | #VALUE! | #VALUE! | #VALUE! |  |  | #VALUE! | #VALUE! | #VALUE! | #VALUE! | #VALUE! | #VALUE! | #VALUE! | #VALUE! |  |  | #VALUE! | #VALUE! | #VALUE! | #VALUE! | #VALUE! |  |  | #VALUE! | #VALUE! | #VALUE! | #VALUE! | #VALUE! | #VALUE! | #VALUE! | #VALUE! |  |  | #VALUE! | #VALUE! | #VALUE! | #VALUE! | #VALUE! |  |  | #VALUE! | #VALUE! | #VALUE! | #VALUE! | #VALUE! | #VALUE! | #VALUE! | #VALUE! | 0 | #REF! | #VALUE! | #VALUE! | #VALUE! | #VALUE! | #VALUE! | #VALUE! | #VALUE! | 0
|  |  |  | 0 | 51 | 0 |  |  | 1 | 1.0842e-19 | 0 | 1.0669e-18 | 1.0669e-18 | 1.0669e-18 | 0 | 0 |  |  |  |  | #VALUE! | #VALUE! | #VALUE! |  |  | #VALUE! | #VALUE! | #VALUE! | #VALUE! | #VALUE! | #VALUE! | #VALUE! | #VALUE! |  |  |  |  | #VALUE! | #VALUE! | #VALUE! |  |  | #VALUE! | #VALUE! | #VALUE! | #VALUE! | #VALUE! | #VALUE! | #VALUE! | #VALUE! |  |  |  |  | #VALUE! | #VALUE! | #VALUE! |  |  | #VALUE! | #VALUE! | #VALUE! | #VALUE! | #VALUE! | #VALUE! | #VALUE! | #VALUE! |  |  |  |  | #VALUE! | #VALUE! | #VALUE! |  |  | #VALUE! | #VALUE! | #VALUE! | #VALUE! | #VALUE! | #VALUE! | #VALUE! | #VALUE! |  |  |  |  | #VALUE! | #VALUE! | #VALUE! |  |  | #VALUE! | #VALUE! | #VALUE! | #VALUE! | #VALUE! | #VALUE! | #VALUE! | #VALUE! |  |  | #VALUE! | #VALUE! | #VALUE! | #VALUE! | #VALUE! |  |  | #VALUE! | #VALUE! | #VALUE! | #VALUE! | #VALUE! | #VALUE! | #VALUE! | #VALUE! |  |  | #VALUE! | #VALUE! | #VALUE! | #VALUE! | #VALUE! |  |  | #VALUE! | #VALUE! | #VALUE! | #VALUE! | #VALUE! | #VALUE! | #VALUE! | #VALUE! | 0 | #REF! | #VALUE! | #VALUE! | #VALUE! | #VALUE! | #VALUE! | #VALUE! | #VALUE! | 0
|  |  |  | 0 | 51 | 0 |  |  | 1 | 1.0842e-19 | 0 | 1.0669e-18 | 1.0669e-18 | 1.0669e-18 | 0 | 0 |  |  |  |  | #VALUE! | #VALUE! | #VALUE! |  |  | #VALUE! | #VALUE! | #VALUE! | #VALUE! | #VALUE! | #VALUE! | #VALUE! | #VALUE! |  |  |  |  | #VALUE! | #VALUE! | #VALUE! |  |  | #VALUE! | #VALUE! | #VALUE! | #VALUE! | #VALUE! | #VALUE! | #VALUE! | #VALUE! |  |  |  |  | #VALUE! | #VALUE! | #VALUE! |  |  | #VALUE! | #VALUE! | #VALUE! | #VALUE! | #VALUE! | #VALUE! | #VALUE! | #VALUE! |  |  |  |  | #VALUE! | #VALUE! | #VALUE! |  |  | #VALUE! | #VALUE! | #VALUE! | #VALUE! | #VALUE! | #VALUE! | #VALUE! | #VALUE! |  |  |  |  | #VALUE! | #VALUE! | #VALUE! |  |  | #VALUE! | #VALUE! | #VALUE! | #VALUE! | #VALUE! | #VALUE! | #VALUE! | #VALUE! |  |  | #VALUE! | #VALUE! | #VALUE! | #VALUE! | #VALUE! |  |  | #VALUE! | #VALUE! | #VALUE! | #VALUE! | #VALUE! | #VALUE! | #VALUE! | #VALUE! |  |  | #VALUE! | #VALUE! | #VALUE! | #VALUE! | #VALUE! |  |  | #VALUE! | #VALUE! | #VALUE! | #VALUE! | #VALUE! | #VALUE! | #VALUE! | #VALUE! | 0 | #REF! | #VALUE! | #VALUE! | #VALUE! | #VALUE! | #VALUE! | #VALUE! | #VALUE! | 0
|  |  |  | 0 | 51 | 0 |  |  | 1 | 1.0842e-19 | 0 | 1.0669e-18 | 1.0669e-18 | 1.0669e-18 | 0 | 0 |  |  |  |  | #VALUE! | #VALUE! | #VALUE! |  |  | #VALUE! | #VALUE! | #VALUE! | #VALUE! | #VALUE! | #VALUE! | #VALUE! | #VALUE! |  |  |  |  | #VALUE! | #VALUE! | #VALUE! |  |  | #VALUE! | #VALUE! | #VALUE! | #VALUE! | #VALUE! | #VALUE! | #VALUE! | #VALUE! |  |  |  |  | #VALUE! | #VALUE! | #VALUE! |  |  | #VALUE! | #VALUE! | #VALUE! | #VALUE! | #VALUE! | #VALUE! | #VALUE! | #VALUE! |  |  |  |  | #VALUE! | #VALUE! | #VALUE! |  |  | #VALUE! | #VALUE! | #VALUE! | #VALUE! | #VALUE! | #VALUE! | #VALUE! | #VALUE! |  |  |  |  | #VALUE! | #VALUE! | #VALUE! |  |  | #VALUE! | #VALUE! | #VALUE! | #VALUE! | #VALUE! | #VALUE! | #VALUE! | #VALUE! |  |  | #VALUE! | #VALUE! | #VALUE! | #VALUE! | #VALUE! |  |  | #VALUE! | #VALUE! | #VALUE! | #VALUE! | #VALUE! | #VALUE! | #VALUE! | #VALUE! |  |  | #VALUE! | #VALUE! | #VALUE! | #VALUE! | #VALUE! |  |  | #VALUE! | #VALUE! | #VALUE! | #VALUE! | #VALUE! | #VALUE! | #VALUE! | #VALUE! | 0 | #REF! | #VALUE! | #VALUE! | #VALUE! | #VALUE! | #VALUE! | #VALUE! | #VALUE! | 0
|  |  |  | 0 | 51 | 0 |  |  | 1 | 1.0842e-19 | 0 | 1.0669e-18 | 1.0669e-18 | 1.0669e-18 | 0 | 0 |  |  |  |  | #VALUE! | #VALUE! | #VALUE! |  |  | #VALUE! | #VALUE! | #VALUE! | #VALUE! | #VALUE! | #VALUE! | #VALUE! | #VALUE! |  |  |  |  | #VALUE! | #VALUE! | #VALUE! |  |  | #VALUE! | #VALUE! | #VALUE! | #VALUE! | #VALUE! | #VALUE! | #VALUE! | #VALUE! |  |  |  |  | #VALUE! | #VALUE! | #VALUE! |  |  | #VALUE! | #VALUE! | #VALUE! | #VALUE! | #VALUE! | #VALUE! | #VALUE! | #VALUE! |  |  |  |  | #VALUE! | #VALUE! | #VALUE! |  |  | #VALUE! | #VALUE! | #VALUE! | #VALUE! | #VALUE! | #VALUE! | #VALUE! | #VALUE! |  |  |  |  | #VALUE! | #VALUE! | #VALUE! |  |  | #VALUE! | #VALUE! | #VALUE! | #VALUE! | #VALUE! | #VALUE! | #VALUE! | #VALUE! |  |  | #VALUE! | #VALUE! | #VALUE! | #VALUE! | #VALUE! |  |  | #VALUE! | #VALUE! | #VALUE! | #VALUE! | #VALUE! | #VALUE! | #VALUE! | #VALUE! |  |  | #VALUE! | #VALUE! | #VALUE! | #VALUE! | #VALUE! |  |  | #VALUE! | #VALUE! | #VALUE! | #VALUE! | #VALUE! | #VALUE! | #VALUE! | #VALUE! | 0 | #REF! | #VALUE! | #VALUE! | #VALUE! | #VALUE! | #VALUE! | #VALUE! | #VALUE! | 0
|  |  |  | 0 | 51 | 0 |  |  | 1 | 1.0842e-19 | 0 | 1.0669e-18 | 1.0669e-18 | 1.0669e-18 | 0 | 0 |  |  |  |  | #VALUE! | #VALUE! | #VALUE! |  |  | #VALUE! | #VALUE! | #VALUE! | #VALUE! | #VALUE! | #VALUE! | #VALUE! | #VALUE! |  |  |  |  | #VALUE! | #VALUE! | #VALUE! |  |  | #VALUE! | #VALUE! | #VALUE! | #VALUE! | #VALUE! | #VALUE! | #VALUE! | #VALUE! |  |  |  |  | #VALUE! | #VALUE! | #VALUE! |  |  | #VALUE! | #VALUE! | #VALUE! | #VALUE! | #VALUE! | #VALUE! | #VALUE! | #VALUE! |  |  |  |  | #VALUE! | #VALUE! | #VALUE! |  |  | #VALUE! | #VALUE! | #VALUE! | #VALUE! | #VALUE! | #VALUE! | #VALUE! | #VALUE! |  |  |  |  | #VALUE! | #VALUE! | #VALUE! |  |  | #VALUE! | #VALUE! | #VALUE! | #VALUE! | #VALUE! | #VALUE! | #VALUE! | #VALUE! |  |  | #VALUE! | #VALUE! | #VALUE! | #VALUE! | #VALUE! |  |  | #VALUE! | #VALUE! | #VALUE! | #VALUE! | #VALUE! | #VALUE! | #VALUE! | #VALUE! |  |  | #VALUE! | #VALUE! | #VALUE! | #VALUE! | #VALUE! |  |  | #VALUE! | #VALUE! | #VALUE! | #VALUE! | #VALUE! | #VALUE! | #VALUE! | #VALUE! | 0 | #REF! | #VALUE! | #VALUE! | #VALUE! | #VALUE! | #VALUE! | #VALUE! | #VALUE! | 0
|  |  |  | 0 | 51 | 0 |  |  | 1 | 1.0842e-19 | 0 | 1.0669e-18 | 1.0669e-18 | 1.0669e-18 | 0 | 0 |  |  |  |  | #VALUE! | #VALUE! | #VALUE! |  |  | #VALUE! | #VALUE! | #VALUE! | #VALUE! | #VALUE! | #VALUE! | #VALUE! | #VALUE! |  |  |  |  | #VALUE! | #VALUE! | #VALUE! |  |  | #VALUE! | #VALUE! | #VALUE! | #VALUE! | #VALUE! | #VALUE! | #VALUE! | #VALUE! |  |  |  |  | #VALUE! | #VALUE! | #VALUE! |  |  | #VALUE! | #VALUE! | #VALUE! | #VALUE! | #VALUE! | #VALUE! | #VALUE! | #VALUE! |  |  |  |  | #VALUE! | #VALUE! | #VALUE! |  |  | #VALUE! | #VALUE! | #VALUE! | #VALUE! | #VALUE! | #VALUE! | #VALUE! | #VALUE! |  |  |  |  | #VALUE! | #VALUE! | #VALUE! |  |  | #VALUE! | #VALUE! | #VALUE! | #VALUE! | #VALUE! | #VALUE! | #VALUE! | #VALUE! |  |  | #VALUE! | #VALUE! | #VALUE! | #VALUE! | #VALUE! |  |  | #VALUE! | #VALUE! | #VALUE! | #VALUE! | #VALUE! | #VALUE! | #VALUE! | #VALUE! |  |  | #VALUE! | #VALUE! | #VALUE! | #VALUE! | #VALUE! |  |  | #VALUE! | #VALUE! | #VALUE! | #VALUE! | #VALUE! | #VALUE! | #VALUE! | #VALUE! | 0 | #REF! | #VALUE! | #VALUE! | #VALUE! | #VALUE! | #VALUE! | #VALUE! | #VALUE! | 0
|  |  |  | 0 | 51 | 0 |  |  | 1 | 1.0842e-19 | 0 | 1.0669e-18 | 1.0669e-18 | 1.0669e-18 | 0 | 0 |  |  |  |  | #VALUE! | #VALUE! | #VALUE! |  |  | #VALUE! | #VALUE! | #VALUE! | #VALUE! | #VALUE! | #VALUE! | #VALUE! | #VALUE! |  |  |  |  | #VALUE! | #VALUE! | #VALUE! |  |  | #VALUE! | #VALUE! | #VALUE! | #VALUE! | #VALUE! | #VALUE! | #VALUE! | #VALUE! |  |  |  |  | #VALUE! | #VALUE! | #VALUE! |  |  | #VALUE! | #VALUE! | #VALUE! | #VALUE! | #VALUE! | #VALUE! | #VALUE! | #VALUE! |  |  |  |  | #VALUE! | #VALUE! | #VALUE! |  |  | #VALUE! | #VALUE! | #VALUE! | #VALUE! | #VALUE! | #VALUE! | #VALUE! | #VALUE! |  |  |  |  | #VALUE! | #VALUE! | #VALUE! |  |  | #VALUE! | #VALUE! | #VALUE! | #VALUE! | #VALUE! | #VALUE! | #VALUE! | #VALUE! |  |  | #VALUE! | #VALUE! | #VALUE! | #VALUE! | #VALUE! |  |  | #VALUE! | #VALUE! | #VALUE! | #VALUE! | #VALUE! | #VALUE! | #VALUE! | #VALUE! |  |  | #VALUE! | #VALUE! | #VALUE! | #VALUE! | #VALUE! |  |  | #VALUE! | #VALUE! | #VALUE! | #VALUE! | #VALUE! | #VALUE! | #VALUE! | #VALUE! | 0 | #REF! | #VALUE! | #VALUE! | #VALUE! | #VALUE! | #VALUE! | #VALUE! | #VALUE! | 0
|  |  |  | 0 | 51 | 0 |  |  | 1 | 1.0842e-19 | 0 | 1.0669e-18 | 1.0669e-18 | 1.0669e-18 | 0 | 0 |  |  |  |  | #VALUE! | #VALUE! | #VALUE! |  |  | #VALUE! | #VALUE! | #VALUE! | #VALUE! | #VALUE! | #VALUE! | #VALUE! | #VALUE! |  |  |  |  | #VALUE! | #VALUE! | #VALUE! |  |  | #VALUE! | #VALUE! | #VALUE! | #VALUE! | #VALUE! | #VALUE! | #VALUE! | #VALUE! |  |  |  |  | #VALUE! | #VALUE! | #VALUE! |  |  | #VALUE! | #VALUE! | #VALUE! | #VALUE! | #VALUE! | #VALUE! | #VALUE! | #VALUE! |  |  |  |  | #VALUE! | #VALUE! | #VALUE! |  |  | #VALUE! | #VALUE! | #VALUE! | #VALUE! | #VALUE! | #VALUE! | #VALUE! | #VALUE! |  |  |  |  | #VALUE! | #VALUE! | #VALUE! |  |  | #VALUE! | #VALUE! | #VALUE! | #VALUE! | #VALUE! | #VALUE! | #VALUE! | #VALUE! |  |  | #VALUE! | #VALUE! | #VALUE! | #VALUE! | #VALUE! |  |  | #VALUE! | #VALUE! | #VALUE! | #VALUE! | #VALUE! | #VALUE! | #VALUE! | #VALUE! |  |  | #VALUE! | #VALUE! | #VALUE! | #VALUE! | #VALUE! |  |  | #VALUE! | #VALUE! | #VALUE! | #VALUE! | #VALUE! | #VALUE! | #VALUE! | #VALUE! | 0 | #REF! | #VALUE! | #VALUE! | #VALUE! | #VALUE! | #VALUE! | #VALUE! | #VALUE! | 0
|  |  |  | 0 | 51 | 0 |  |  | 1 | 1.0842e-19 | 0 | 1.0669e-18 | 1.0669e-18 | 1.0669e-18 | 0 | 0 |  |  |  |  | #VALUE! | #VALUE! | #VALUE! |  |  | #VALUE! | #VALUE! | #VALUE! | #VALUE! | #VALUE! | #VALUE! | #VALUE! | #VALUE! |  |  |  |  | #VALUE! | #VALUE! | #VALUE! |  |  | #VALUE! | #VALUE! | #VALUE! | #VALUE! | #VALUE! | #VALUE! | #VALUE! | #VALUE! |  |  |  |  | #VALUE! | #VALUE! | #VALUE! |  |  | #VALUE! | #VALUE! | #VALUE! | #VALUE! | #VALUE! | #VALUE! | #VALUE! | #VALUE! |  |  |  |  | #VALUE! | #VALUE! | #VALUE! |  |  | #VALUE! | #VALUE! | #VALUE! | #VALUE! | #VALUE! | #VALUE! | #VALUE! | #VALUE! |  |  |  |  | #VALUE! | #VALUE! | #VALUE! |  |  | #VALUE! | #VALUE! | #VALUE! | #VALUE! | #VALUE! | #VALUE! | #VALUE! | #VALUE! |  |  | #VALUE! | #VALUE! | #VALUE! | #VALUE! | #VALUE! |  |  | #VALUE! | #VALUE! | #VALUE! | #VALUE! | #VALUE! | #VALUE! | #VALUE! | #VALUE! |  |  | #VALUE! | #VALUE! | #VALUE! | #VALUE! | #VALUE! |  |  | #VALUE! | #VALUE! | #VALUE! | #VALUE! | #VALUE! | #VALUE! | #VALUE! | #VALUE! | 0 | #REF! | #VALUE! | #VALUE! | #VALUE! | #VALUE! | #VALUE! | #VALUE! | #VALUE! | 0
|  |  |  | 0 | 51 | 0 |  |  | 1 | 1.0842e-19 | 0 | 1.0669e-18 | 1.0669e-18 | 1.0669e-18 | 0 | 0 |  |  |  |  | #VALUE! | #VALUE! | #VALUE! |  |  | #VALUE! | #VALUE! | #VALUE! | #VALUE! | #VALUE! | #VALUE! | #VALUE! | #VALUE! |  |  |  |  | #VALUE! | #VALUE! | #VALUE! |  |  | #VALUE! | #VALUE! | #VALUE! | #VALUE! | #VALUE! | #VALUE! | #VALUE! | #VALUE! |  |  |  |  | #VALUE! | #VALUE! | #VALUE! |  |  | #VALUE! | #VALUE! | #VALUE! | #VALUE! | #VALUE! | #VALUE! | #VALUE! | #VALUE! |  |  |  |  | #VALUE! | #VALUE! | #VALUE! |  |  | #VALUE! | #VALUE! | #VALUE! | #VALUE! | #VALUE! | #VALUE! | #VALUE! | #VALUE! |  |  |  |  | #VALUE! | #VALUE! | #VALUE! |  |  | #VALUE! | #VALUE! | #VALUE! | #VALUE! | #VALUE! | #VALUE! | #VALUE! | #VALUE! |  |  | #VALUE! | #VALUE! | #VALUE! | #VALUE! | #VALUE! |  |  | #VALUE! | #VALUE! | #VALUE! | #VALUE! | #VALUE! | #VALUE! | #VALUE! | #VALUE! |  |  | #VALUE! | #VALUE! | #VALUE! | #VALUE! | #VALUE! |  |  | #VALUE! | #VALUE! | #VALUE! | #VALUE! | #VALUE! | #VALUE! | #VALUE! | #VALUE! | 0 | #REF! | #VALUE! | #VALUE! | #VALUE! | #VALUE! | #VALUE! | #VALUE! | #VALUE! | 0
|  |  |  | 0 | 51 | 0 |  |  | 1 | 1.0842e-19 | 0 | 1.0669e-18 | 1.0669e-18 | 1.0669e-18 | 0 | 0 |  |  |  |  | #VALUE! | #VALUE! | #VALUE! |  |  | #VALUE! | #VALUE! | #VALUE! | #VALUE! | #VALUE! | #VALUE! | #VALUE! | #VALUE! |  |  |  |  | #VALUE! | #VALUE! | #VALUE! |  |  | #VALUE! | #VALUE! | #VALUE! | #VALUE! | #VALUE! | #VALUE! | #VALUE! | #VALUE! |  |  |  |  | #VALUE! | #VALUE! | #VALUE! |  |  | #VALUE! | #VALUE! | #VALUE! | #VALUE! | #VALUE! | #VALUE! | #VALUE! | #VALUE! |  |  |  |  | #VALUE! | #VALUE! | #VALUE! |  |  | #VALUE! | #VALUE! | #VALUE! | #VALUE! | #VALUE! | #VALUE! | #VALUE! | #VALUE! |  |  |  |  | #VALUE! | #VALUE! | #VALUE! |  |  | #VALUE! | #VALUE! | #VALUE! | #VALUE! | #VALUE! | #VALUE! | #VALUE! | #VALUE! |  |  | #VALUE! | #VALUE! | #VALUE! | #VALUE! | #VALUE! |  |  | #VALUE! | #VALUE! | #VALUE! | #VALUE! | #VALUE! | #VALUE! | #VALUE! | #VALUE! |  |  | #VALUE! | #VALUE! | #VALUE! | #VALUE! | #VALUE! |  |  | #VALUE! | #VALUE! | #VALUE! | #VALUE! | #VALUE! | #VALUE! | #VALUE! | #VALUE! | 0 | #REF! | #VALUE! | #VALUE! | #VALUE! | #VALUE! | #VALUE! | #VALUE! | #VALUE! | 0
|  |  |  | 0 | 51 | 0 |  |  | 1 | 1.0842e-19 | 0 | 1.0669e-18 | 1.0669e-18 | 1.0669e-18 | 0 | 0 |  |  |  |  | #VALUE! | #VALUE! | #VALUE! |  |  | #VALUE! | #VALUE! | #VALUE! | #VALUE! | #VALUE! | #VALUE! | #VALUE! | #VALUE! |  |  |  |  | #VALUE! | #VALUE! | #VALUE! |  |  | #VALUE! | #VALUE! | #VALUE! | #VALUE! | #VALUE! | #VALUE! | #VALUE! | #VALUE! |  |  |  |  | #VALUE! | #VALUE! | #VALUE! |  |  | #VALUE! | #VALUE! | #VALUE! | #VALUE! | #VALUE! | #VALUE! | #VALUE! | #VALUE! |  |  |  |  | #VALUE! | #VALUE! | #VALUE! |  |  | #VALUE! | #VALUE! | #VALUE! | #VALUE! | #VALUE! | #VALUE! | #VALUE! | #VALUE! |  |  |  |  | #VALUE! | #VALUE! | #VALUE! |  |  | #VALUE! | #VALUE! | #VALUE! | #VALUE! | #VALUE! | #VALUE! | #VALUE! | #VALUE! |  |  | #VALUE! | #VALUE! | #VALUE! | #VALUE! | #VALUE! |  |  | #VALUE! | #VALUE! | #VALUE! | #VALUE! | #VALUE! | #VALUE! | #VALUE! | #VALUE! |  |  | #VALUE! | #VALUE! | #VALUE! | #VALUE! | #VALUE! |  |  | #VALUE! | #VALUE! | #VALUE! | #VALUE! | #VALUE! | #VALUE! | #VALUE! | #VALUE! | 0 | #REF! | #VALUE! | #VALUE! | #VALUE! | #VALUE! | #VALUE! | #VALUE! | #VALUE! | 0
|  |  |  | 0 | 51 | 0 |  |  | 1 | 1.0842e-19 | 0 | 1.0669e-18 | 1.0669e-18 | 1.0669e-18 | 0 | 0 |  |  |  |  | #VALUE! | #VALUE! | #VALUE! |  |  | #VALUE! | #VALUE! | #VALUE! | #VALUE! | #VALUE! | #VALUE! | #VALUE! | #VALUE! |  |  |  |  | #VALUE! | #VALUE! | #VALUE! |  |  | #VALUE! | #VALUE! | #VALUE! | #VALUE! | #VALUE! | #VALUE! | #VALUE! | #VALUE! |  |  |  |  | #VALUE! | #VALUE! | #VALUE! |  |  | #VALUE! | #VALUE! | #VALUE! | #VALUE! | #VALUE! | #VALUE! | #VALUE! | #VALUE! |  |  |  |  | #VALUE! | #VALUE! | #VALUE! |  |  | #VALUE! | #VALUE! | #VALUE! | #VALUE! | #VALUE! | #VALUE! | #VALUE! | #VALUE! |  |  |  |  | #VALUE! | #VALUE! | #VALUE! |  |  | #VALUE! | #VALUE! | #VALUE! | #VALUE! | #VALUE! | #VALUE! | #VALUE! | #VALUE! |  |  | #VALUE! | #VALUE! | #VALUE! | #VALUE! | #VALUE! |  |  | #VALUE! | #VALUE! | #VALUE! | #VALUE! | #VALUE! | #VALUE! | #VALUE! | #VALUE! |  |  | #VALUE! | #VALUE! | #VALUE! | #VALUE! | #VALUE! |  |  | #VALUE! | #VALUE! | #VALUE! | #VALUE! | #VALUE! | #VALUE! | #VALUE! | #VALUE! | 0 | #REF! | #VALUE! | #VALUE! | #VALUE! | #VALUE! | #VALUE! | #VALUE! | #VALUE! | 0
|  |  |  | 0 | 51 | 0 |  |  | 1 | 1.0842e-19 | 0 | 1.0669e-18 | 1.0669e-18 | 1.0669e-18 | 0 | 0 |  |  |  |  | #VALUE! | #VALUE! | #VALUE! |  |  | #VALUE! | #VALUE! | #VALUE! | #VALUE! | #VALUE! | #VALUE! | #VALUE! | #VALUE! |  |  |  |  | #VALUE! | #VALUE! | #VALUE! |  |  | #VALUE! | #VALUE! | #VALUE! | #VALUE! | #VALUE! | #VALUE! | #VALUE! | #VALUE! |  |  |  |  | #VALUE! | #VALUE! | #VALUE! |  |  | #VALUE! | #VALUE! | #VALUE! | #VALUE! | #VALUE! | #VALUE! | #VALUE! | #VALUE! |  |  |  |  | #VALUE! | #VALUE! | #VALUE! |  |  | #VALUE! | #VALUE! | #VALUE! | #VALUE! | #VALUE! | #VALUE! | #VALUE! | #VALUE! |  |  |  |  | #VALUE! | #VALUE! | #VALUE! |  |  | #VALUE! | #VALUE! | #VALUE! | #VALUE! | #VALUE! | #VALUE! | #VALUE! | #VALUE! |  |  | #VALUE! | #VALUE! | #VALUE! | #VALUE! | #VALUE! |  |  | #VALUE! | #VALUE! | #VALUE! | #VALUE! | #VALUE! | #VALUE! | #VALUE! | #VALUE! |  |  | #VALUE! | #VALUE! | #VALUE! | #VALUE! | #VALUE! |  |  | #VALUE! | #VALUE! | #VALUE! | #VALUE! | #VALUE! | #VALUE! | #VALUE! | #VALUE! | 0 | #REF! | #VALUE! | #VALUE! | #VALUE! | #VALUE! | #VALUE! | #VALUE! | #VALUE! | 0
|  |  |  | 0 | 51 | 0 |  |  | 1 | 1.0842e-19 | 0 | 1.0669e-18 | 1.0669e-18 | 1.0669e-18 | 0 | 0 |  |  |  |  | #VALUE! | #VALUE! | #VALUE! |  |  | #VALUE! | #VALUE! | #VALUE! | #VALUE! | #VALUE! | #VALUE! | #VALUE! | #VALUE! |  |  |  |  | #VALUE! | #VALUE! | #VALUE! |  |  | #VALUE! | #VALUE! | #VALUE! | #VALUE! | #VALUE! | #VALUE! | #VALUE! | #VALUE! |  |  |  |  | #VALUE! | #VALUE! | #VALUE! |  |  | #VALUE! | #VALUE! | #VALUE! | #VALUE! | #VALUE! | #VALUE! | #VALUE! | #VALUE! |  |  |  |  | #VALUE! | #VALUE! | #VALUE! |  |  | #VALUE! | #VALUE! | #VALUE! | #VALUE! | #VALUE! | #VALUE! | #VALUE! | #VALUE! |  |  |  |  | #VALUE! | #VALUE! | #VALUE! |  |  | #VALUE! | #VALUE! | #VALUE! | #VALUE! | #VALUE! | #VALUE! | #VALUE! | #VALUE! |  |  | #VALUE! | #VALUE! | #VALUE! | #VALUE! | #VALUE! |  |  | #VALUE! | #VALUE! | #VALUE! | #VALUE! | #VALUE! | #VALUE! | #VALUE! | #VALUE! |  |  | #VALUE! | #VALUE! | #VALUE! | #VALUE! | #VALUE! |  |  | #VALUE! | #VALUE! | #VALUE! | #VALUE! | #VALUE! | #VALUE! | #VALUE! | #VALUE! | 0 | #REF! | #VALUE! | #VALUE! | #VALUE! | #VALUE! | #VALUE! | #VALUE! | #VALUE! | 0
|  |  |  | 0 | 51 | 0 |  |  | 1 | 1.0842e-19 | 0 | 1.0669e-18 | 1.0669e-18 | 1.0669e-18 | 0 | 0 |  |  |  |  | #VALUE! | #VALUE! | #VALUE! |  |  | #VALUE! | #VALUE! | #VALUE! | #VALUE! | #VALUE! | #VALUE! | #VALUE! | #VALUE! |  |  |  |  | #VALUE! | #VALUE! | #VALUE! |  |  | #VALUE! | #VALUE! | #VALUE! | #VALUE! | #VALUE! | #VALUE! | #VALUE! | #VALUE! |  |  |  |  | #VALUE! | #VALUE! | #VALUE! |  |  | #VALUE! | #VALUE! | #VALUE! | #VALUE! | #VALUE! | #VALUE! | #VALUE! | #VALUE! |  |  |  |  | #VALUE! | #VALUE! | #VALUE! |  |  | #VALUE! | #VALUE! | #VALUE! | #VALUE! | #VALUE! | #VALUE! | #VALUE! | #VALUE! |  |  |  |  | #VALUE! | #VALUE! | #VALUE! |  |  | #VALUE! | #VALUE! | #VALUE! | #VALUE! | #VALUE! | #VALUE! | #VALUE! | #VALUE! |  |  | #VALUE! | #VALUE! | #VALUE! | #VALUE! | #VALUE! |  |  | #VALUE! | #VALUE! | #VALUE! | #VALUE! | #VALUE! | #VALUE! | #VALUE! | #VALUE! |  |  | #VALUE! | #VALUE! | #VALUE! | #VALUE! | #VALUE! |  |  | #VALUE! | #VALUE! | #VALUE! | #VALUE! | #VALUE! | #VALUE! | #VALUE! | #VALUE! | 0 | #REF! | #VALUE! | #VALUE! | #VALUE! | #VALUE! | #VALUE! | #VALUE! | #VALUE! | 0
|  |  |  | 0 | 51 | 0 |  |  | 1 | 1.0842e-19 | 0 | 1.0669e-18 | 1.0669e-18 | 1.0669e-18 | 0 | 0 |  |  |  |  | #VALUE! | #VALUE! | #VALUE! |  |  | #VALUE! | #VALUE! | #VALUE! | #VALUE! | #VALUE! | #VALUE! | #VALUE! | #VALUE! |  |  |  |  | #VALUE! | #VALUE! | #VALUE! |  |  | #VALUE! | #VALUE! | #VALUE! | #VALUE! | #VALUE! | #VALUE! | #VALUE! | #VALUE! |  |  |  |  | #VALUE! | #VALUE! | #VALUE! |  |  | #VALUE! | #VALUE! | #VALUE! | #VALUE! | #VALUE! | #VALUE! | #VALUE! | #VALUE! |  |  |  |  | #VALUE! | #VALUE! | #VALUE! |  |  | #VALUE! | #VALUE! | #VALUE! | #VALUE! | #VALUE! | #VALUE! | #VALUE! | #VALUE! |  |  |  |  | #VALUE! | #VALUE! | #VALUE! |  |  | #VALUE! | #VALUE! | #VALUE! | #VALUE! | #VALUE! | #VALUE! | #VALUE! | #VALUE! |  |  | #VALUE! | #VALUE! | #VALUE! | #VALUE! | #VALUE! |  |  | #VALUE! | #VALUE! | #VALUE! | #VALUE! | #VALUE! | #VALUE! | #VALUE! | #VALUE! |  |  | #VALUE! | #VALUE! | #VALUE! | #VALUE! | #VALUE! |  |  | #VALUE! | #VALUE! | #VALUE! | #VALUE! | #VALUE! | #VALUE! | #VALUE! | #VALUE! | 0 | #REF! | #VALUE! | #VALUE! | #VALUE! | #VALUE! | #VALUE! | #VALUE! | #VALUE! | 0
|  |  |  | 0 | 51 | 0 |  |  | 1 | 1.0842e-19 | 0 | 1.0669e-18 | 1.0669e-18 | 1.0669e-18 | 0 | 0 |  |  |  |  | #VALUE! | #VALUE! | #VALUE! |  |  | #VALUE! | #VALUE! | #VALUE! | #VALUE! | #VALUE! | #VALUE! | #VALUE! | #VALUE! |  |  |  |  | #VALUE! | #VALUE! | #VALUE! |  |  | #VALUE! | #VALUE! | #VALUE! | #VALUE! | #VALUE! | #VALUE! | #VALUE! | #VALUE! |  |  |  |  | #VALUE! | #VALUE! | #VALUE! |  |  | #VALUE! | #VALUE! | #VALUE! | #VALUE! | #VALUE! | #VALUE! | #VALUE! | #VALUE! |  |  |  |  | #VALUE! | #VALUE! | #VALUE! |  |  | #VALUE! | #VALUE! | #VALUE! | #VALUE! | #VALUE! | #VALUE! | #VALUE! | #VALUE! |  |  |  |  | #VALUE! | #VALUE! | #VALUE! |  |  | #VALUE! | #VALUE! | #VALUE! | #VALUE! | #VALUE! | #VALUE! | #VALUE! | #VALUE! |  |  | #VALUE! | #VALUE! | #VALUE! | #VALUE! | #VALUE! |  |  | #VALUE! | #VALUE! | #VALUE! | #VALUE! | #VALUE! | #VALUE! | #VALUE! | #VALUE! |  |  | #VALUE! | #VALUE! | #VALUE! | #VALUE! | #VALUE! |  |  | #VALUE! | #VALUE! | #VALUE! | #VALUE! | #VALUE! | #VALUE! | #VALUE! | #VALUE! | 0 | #REF! | #VALUE! | #VALUE! | #VALUE! | #VALUE! | #VALUE! | #VALUE! | #VALUE! | 0
|  |  |  | 0 | 51 | 0 |  |  | 1 | 1.0842e-19 | 0 | 1.0669e-18 | 1.0669e-18 | 1.0669e-18 | 0 | 0 |  |  |  |  | #VALUE! | #VALUE! | #VALUE! |  |  | #VALUE! | #VALUE! | #VALUE! | #VALUE! | #VALUE! | #VALUE! | #VALUE! | #VALUE! |  |  |  |  | #VALUE! | #VALUE! | #VALUE! |  |  | #VALUE! | #VALUE! | #VALUE! | #VALUE! | #VALUE! | #VALUE! | #VALUE! | #VALUE! |  |  |  |  | #VALUE! | #VALUE! | #VALUE! |  |  | #VALUE! | #VALUE! | #VALUE! | #VALUE! | #VALUE! | #VALUE! | #VALUE! | #VALUE! |  |  |  |  | #VALUE! | #VALUE! | #VALUE! |  |  | #VALUE! | #VALUE! | #VALUE! | #VALUE! | #VALUE! | #VALUE! | #VALUE! | #VALUE! |  |  |  |  | #VALUE! | #VALUE! | #VALUE! |  |  | #VALUE! | #VALUE! | #VALUE! | #VALUE! | #VALUE! | #VALUE! | #VALUE! | #VALUE! |  |  | #VALUE! | #VALUE! | #VALUE! | #VALUE! | #VALUE! |  |  | #VALUE! | #VALUE! | #VALUE! | #VALUE! | #VALUE! | #VALUE! | #VALUE! | #VALUE! |  |  | #VALUE! | #VALUE! | #VALUE! | #VALUE! | #VALUE! |  |  | #VALUE! | #VALUE! | #VALUE! | #VALUE! | #VALUE! | #VALUE! | #VALUE! | #VALUE! | 0 | #REF! | #VALUE! | #VALUE! | #VALUE! | #VALUE! | #VALUE! | #VALUE! | #VALUE! | 0
|  |  |  | 0 | 51 | 0 |  |  | 1 | 1.0842e-19 | 0 | 1.0669e-18 | 1.0669e-18 | 1.0669e-18 | 0 | 0 |  |  |  |  | #VALUE! | #VALUE! | #VALUE! |  |  | #VALUE! | #VALUE! | #VALUE! | #VALUE! | #VALUE! | #VALUE! | #VALUE! | #VALUE! |  |  |  |  | #VALUE! | #VALUE! | #VALUE! |  |  | #VALUE! | #VALUE! | #VALUE! | #VALUE! | #VALUE! | #VALUE! | #VALUE! | #VALUE! |  |  |  |  | #VALUE! | #VALUE! | #VALUE! |  |  | #VALUE! | #VALUE! | #VALUE! | #VALUE! | #VALUE! | #VALUE! | #VALUE! | #VALUE! |  |  |  |  | #VALUE! | #VALUE! | #VALUE! |  |  | #VALUE! | #VALUE! | #VALUE! | #VALUE! | #VALUE! | #VALUE! | #VALUE! | #VALUE! |  |  |  |  | #VALUE! | #VALUE! | #VALUE! |  |  | #VALUE! | #VALUE! | #VALUE! | #VALUE! | #VALUE! | #VALUE! | #VALUE! | #VALUE! |  |  | #VALUE! | #VALUE! | #VALUE! | #VALUE! | #VALUE! |  |  | #VALUE! | #VALUE! | #VALUE! | #VALUE! | #VALUE! | #VALUE! | #VALUE! | #VALUE! |  |  | #VALUE! | #VALUE! | #VALUE! | #VALUE! | #VALUE! |  |  | #VALUE! | #VALUE! | #VALUE! | #VALUE! | #VALUE! | #VALUE! | #VALUE! | #VALUE! | 0 | #REF! | #VALUE! | #VALUE! | #VALUE! | #VALUE! | #VALUE! | #VALUE! | #VALUE! | 0
|  |  |  | 0 | 51 | 0 |  |  | 1 | 1.0842e-19 | 0 | 1.0669e-18 | 1.0669e-18 | 1.0669e-18 | 0 | 0 |  |  |  |  | #VALUE! | #VALUE! | #VALUE! |  |  | #VALUE! | #VALUE! | #VALUE! | #VALUE! | #VALUE! | #VALUE! | #VALUE! | #VALUE! |  |  |  |  | #VALUE! | #VALUE! | #VALUE! |  |  | #VALUE! | #VALUE! | #VALUE! | #VALUE! | #VALUE! | #VALUE! | #VALUE! | #VALUE! |  |  |  |  | #VALUE! | #VALUE! | #VALUE! |  |  | #VALUE! | #VALUE! | #VALUE! | #VALUE! | #VALUE! | #VALUE! | #VALUE! | #VALUE! |  |  |  |  | #VALUE! | #VALUE! | #VALUE! |  |  | #VALUE! | #VALUE! | #VALUE! | #VALUE! | #VALUE! | #VALUE! | #VALUE! | #VALUE! |  |  |  |  | #VALUE! | #VALUE! | #VALUE! |  |  | #VALUE! | #VALUE! | #VALUE! | #VALUE! | #VALUE! | #VALUE! | #VALUE! | #VALUE! |  |  | #VALUE! | #VALUE! | #VALUE! | #VALUE! | #VALUE! |  |  | #VALUE! | #VALUE! | #VALUE! | #VALUE! | #VALUE! | #VALUE! | #VALUE! | #VALUE! |  |  | #VALUE! | #VALUE! | #VALUE! | #VALUE! | #VALUE! |  |  | #VALUE! | #VALUE! | #VALUE! | #VALUE! | #VALUE! | #VALUE! | #VALUE! | #VALUE! | 0 | #REF! | #VALUE! | #VALUE! | #VALUE! | #VALUE! | #VALUE! | #VALUE! | #VALUE! | 0
|  |  |  | 0 | 51 | 0 |  |  | 1 | 1.0842e-19 | 0 | 1.0669e-18 | 1.0669e-18 | 1.0669e-18 | 0 | 0 |  |  |  |  | #VALUE! | #VALUE! | #VALUE! |  |  | #VALUE! | #VALUE! | #VALUE! | #VALUE! | #VALUE! | #VALUE! | #VALUE! | #VALUE! |  |  |  |  | #VALUE! | #VALUE! | #VALUE! |  |  | #VALUE! | #VALUE! | #VALUE! | #VALUE! | #VALUE! | #VALUE! | #VALUE! | #VALUE! |  |  |  |  | #VALUE! | #VALUE! | #VALUE! |  |  | #VALUE! | #VALUE! | #VALUE! | #VALUE! | #VALUE! | #VALUE! | #VALUE! | #VALUE! |  |  |  |  | #VALUE! | #VALUE! | #VALUE! |  |  | #VALUE! | #VALUE! | #VALUE! | #VALUE! | #VALUE! | #VALUE! | #VALUE! | #VALUE! |  |  |  |  | #VALUE! | #VALUE! | #VALUE! |  |  | #VALUE! | #VALUE! | #VALUE! | #VALUE! | #VALUE! | #VALUE! | #VALUE! | #VALUE! |  |  | #VALUE! | #VALUE! | #VALUE! | #VALUE! | #VALUE! |  |  | #VALUE! | #VALUE! | #VALUE! | #VALUE! | #VALUE! | #VALUE! | #VALUE! | #VALUE! |  |  | #VALUE! | #VALUE! | #VALUE! | #VALUE! | #VALUE! |  |  | #VALUE! | #VALUE! | #VALUE! | #VALUE! | #VALUE! | #VALUE! | #VALUE! | #VALUE! | 0 | #REF! | #VALUE! | #VALUE! | #VALUE! | #VALUE! | #VALUE! | #VALUE! | #VALUE! | 0
|  |  |  | 0 | 51 | 0 |  |  | 1 | 1.0842e-19 | 0 | 1.0669e-18 | 1.0669e-18 | 1.0669e-18 | 0 | 0 |  |  |  |  | #VALUE! | #VALUE! | #VALUE! |  |  | #VALUE! | #VALUE! | #VALUE! | #VALUE! | #VALUE! | #VALUE! | #VALUE! | #VALUE! |  |  |  |  | #VALUE! | #VALUE! | #VALUE! |  |  | #VALUE! | #VALUE! | #VALUE! | #VALUE! | #VALUE! | #VALUE! | #VALUE! | #VALUE! |  |  |  |  | #VALUE! | #VALUE! | #VALUE! |  |  | #VALUE! | #VALUE! | #VALUE! | #VALUE! | #VALUE! | #VALUE! | #VALUE! | #VALUE! |  |  |  |  | #VALUE! | #VALUE! | #VALUE! |  |  | #VALUE! | #VALUE! | #VALUE! | #VALUE! | #VALUE! | #VALUE! | #VALUE! | #VALUE! |  |  |  |  | #VALUE! | #VALUE! | #VALUE! |  |  | #VALUE! | #VALUE! | #VALUE! | #VALUE! | #VALUE! | #VALUE! | #VALUE! | #VALUE! |  |  | #VALUE! | #VALUE! | #VALUE! | #VALUE! | #VALUE! |  |  | #VALUE! | #VALUE! | #VALUE! | #VALUE! | #VALUE! | #VALUE! | #VALUE! | #VALUE! |  |  | #VALUE! | #VALUE! | #VALUE! | #VALUE! | #VALUE! |  |  | #VALUE! | #VALUE! | #VALUE! | #VALUE! | #VALUE! | #VALUE! | #VALUE! | #VALUE! | 0 | #REF! | #VALUE! | #VALUE! | #VALUE! | #VALUE! | #VALUE! | #VALUE! | #VALUE! | 0
|  |  |  | 0 | 51 | 0 |  |  | 1 | 1.0842e-19 | 0 | 1.0669e-18 | 1.0669e-18 | 1.0669e-18 | 0 | 0 |  |  |  |  | #VALUE! | #VALUE! | #VALUE! |  |  | #VALUE! | #VALUE! | #VALUE! | #VALUE! | #VALUE! | #VALUE! | #VALUE! | #VALUE! |  |  |  |  | #VALUE! | #VALUE! | #VALUE! |  |  | #VALUE! | #VALUE! | #VALUE! | #VALUE! | #VALUE! | #VALUE! | #VALUE! | #VALUE! |  |  |  |  | #VALUE! | #VALUE! | #VALUE! |  |  | #VALUE! | #VALUE! | #VALUE! | #VALUE! | #VALUE! | #VALUE! | #VALUE! | #VALUE! |  |  |  |  | #VALUE! | #VALUE! | #VALUE! |  |  | #VALUE! | #VALUE! | #VALUE! | #VALUE! | #VALUE! | #VALUE! | #VALUE! | #VALUE! |  |  |  |  | #VALUE! | #VALUE! | #VALUE! |  |  | #VALUE! | #VALUE! | #VALUE! | #VALUE! | #VALUE! | #VALUE! | #VALUE! | #VALUE! |  |  | #VALUE! | #VALUE! | #VALUE! | #VALUE! | #VALUE! |  |  | #VALUE! | #VALUE! | #VALUE! | #VALUE! | #VALUE! | #VALUE! | #VALUE! | #VALUE! |  |  | #VALUE! | #VALUE! | #VALUE! | #VALUE! | #VALUE! |  |  | #VALUE! | #VALUE! | #VALUE! | #VALUE! | #VALUE! | #VALUE! | #VALUE! | #VALUE! | 0 | #REF! | #VALUE! | #VALUE! | #VALUE! | #VALUE! | #VALUE! | #VALUE! | #VALUE! | 0
|  |  |  | 0 | 51 | 0 |  |  | 1 | 1.0842e-19 | 0 | 1.0669e-18 | 1.0669e-18 | 1.0669e-18 | 0 | 0 |  |  |  |  | #VALUE! | #VALUE! | #VALUE! |  |  | #VALUE! | #VALUE! | #VALUE! | #VALUE! | #VALUE! | #VALUE! | #VALUE! | #VALUE! |  |  |  |  | #VALUE! | #VALUE! | #VALUE! |  |  | #VALUE! | #VALUE! | #VALUE! | #VALUE! | #VALUE! | #VALUE! | #VALUE! | #VALUE! |  |  |  |  | #VALUE! | #VALUE! | #VALUE! |  |  | #VALUE! | #VALUE! | #VALUE! | #VALUE! | #VALUE! | #VALUE! | #VALUE! | #VALUE! |  |  |  |  | #VALUE! | #VALUE! | #VALUE! |  |  | #VALUE! | #VALUE! | #VALUE! | #VALUE! | #VALUE! | #VALUE! | #VALUE! | #VALUE! |  |  |  |  | #VALUE! | #VALUE! | #VALUE! |  |  | #VALUE! | #VALUE! | #VALUE! | #VALUE! | #VALUE! | #VALUE! | #VALUE! | #VALUE! |  |  | #VALUE! | #VALUE! | #VALUE! | #VALUE! | #VALUE! |  |  | #VALUE! | #VALUE! | #VALUE! | #VALUE! | #VALUE! | #VALUE! | #VALUE! | #VALUE! |  |  | #VALUE! | #VALUE! | #VALUE! | #VALUE! | #VALUE! |  |  | #VALUE! | #VALUE! | #VALUE! | #VALUE! | #VALUE! | #VALUE! | #VALUE! | #VALUE! | 0 | #REF! | #VALUE! | #VALUE! | #VALUE! | #VALUE! | #VALUE! | #VALUE! | #VALUE! | 0
|  |  |  | 0 | 51 | 0 |  |  | 1 | 1.0842e-19 | 0 | 1.0669e-18 | 1.0669e-18 | 1.0669e-18 | 0 | 0 |  |  |  |  | #VALUE! | #VALUE! | #VALUE! |  |  | #VALUE! | #VALUE! | #VALUE! | #VALUE! | #VALUE! | #VALUE! | #VALUE! | #VALUE! |  |  |  |  | #VALUE! | #VALUE! | #VALUE! |  |  | #VALUE! | #VALUE! | #VALUE! | #VALUE! | #VALUE! | #VALUE! | #VALUE! | #VALUE! |  |  |  |  | #VALUE! | #VALUE! | #VALUE! |  |  | #VALUE! | #VALUE! | #VALUE! | #VALUE! | #VALUE! | #VALUE! | #VALUE! | #VALUE! |  |  |  |  | #VALUE! | #VALUE! | #VALUE! |  |  | #VALUE! | #VALUE! | #VALUE! | #VALUE! | #VALUE! | #VALUE! | #VALUE! | #VALUE! |  |  |  |  | #VALUE! | #VALUE! | #VALUE! |  |  | #VALUE! | #VALUE! | #VALUE! | #VALUE! | #VALUE! | #VALUE! | #VALUE! | #VALUE! |  |  | #VALUE! | #VALUE! | #VALUE! | #VALUE! | #VALUE! |  |  | #VALUE! | #VALUE! | #VALUE! | #VALUE! | #VALUE! | #VALUE! | #VALUE! | #VALUE! |  |  | #VALUE! | #VALUE! | #VALUE! | #VALUE! | #VALUE! |  |  | #VALUE! | #VALUE! | #VALUE! | #VALUE! | #VALUE! | #VALUE! | #VALUE! | #VALUE! | 0 | #REF! | #VALUE! | #VALUE! | #VALUE! | #VALUE! | #VALUE! | #VALUE! | #VALUE! | 0
|  |  |  | 0 | 51 | 0 |  |  | 1 | 1.0842e-19 | 0 | 1.0669e-18 | 1.0669e-18 | 1.0669e-18 | 0 | 0 |  |  |  |  | #VALUE! | #VALUE! | #VALUE! |  |  | #VALUE! | #VALUE! | #VALUE! | #VALUE! | #VALUE! | #VALUE! | #VALUE! | #VALUE! |  |  |  |  | #VALUE! | #VALUE! | #VALUE! |  |  | #VALUE! | #VALUE! | #VALUE! | #VALUE! | #VALUE! | #VALUE! | #VALUE! | #VALUE! |  |  |  |  | #VALUE! | #VALUE! | #VALUE! |  |  | #VALUE! | #VALUE! | #VALUE! | #VALUE! | #VALUE! | #VALUE! | #VALUE! | #VALUE! |  |  |  |  | #VALUE! | #VALUE! | #VALUE! |  |  | #VALUE! | #VALUE! | #VALUE! | #VALUE! | #VALUE! | #VALUE! | #VALUE! | #VALUE! |  |  |  |  | #VALUE! | #VALUE! | #VALUE! |  |  | #VALUE! | #VALUE! | #VALUE! | #VALUE! | #VALUE! | #VALUE! | #VALUE! | #VALUE! |  |  | #VALUE! | #VALUE! | #VALUE! | #VALUE! | #VALUE! |  |  | #VALUE! | #VALUE! | #VALUE! | #VALUE! | #VALUE! | #VALUE! | #VALUE! | #VALUE! |  |  | #VALUE! | #VALUE! | #VALUE! | #VALUE! | #VALUE! |  |  | #VALUE! | #VALUE! | #VALUE! | #VALUE! | #VALUE! | #VALUE! | #VALUE! | #VALUE! | 0 | #REF! | #VALUE! | #VALUE! | #VALUE! | #VALUE! | #VALUE! | #VALUE! | #VALUE! | 0
|  |  |  | 0 | 51 | 0 |  |  | 1 | 1.0842e-19 | 0 | 1.0669e-18 | 1.0669e-18 | 1.0669e-18 | 0 | 0 |  |  |  |  | #VALUE! | #VALUE! | #VALUE! |  |  | #VALUE! | #VALUE! | #VALUE! | #VALUE! | #VALUE! | #VALUE! | #VALUE! | #VALUE! |  |  |  |  | #VALUE! | #VALUE! | #VALUE! |  |  | #VALUE! | #VALUE! | #VALUE! | #VALUE! | #VALUE! | #VALUE! | #VALUE! | #VALUE! |  |  |  |  | #VALUE! | #VALUE! | #VALUE! |  |  | #VALUE! | #VALUE! | #VALUE! | #VALUE! | #VALUE! | #VALUE! | #VALUE! | #VALUE! |  |  |  |  | #VALUE! | #VALUE! | #VALUE! |  |  | #VALUE! | #VALUE! | #VALUE! | #VALUE! | #VALUE! | #VALUE! | #VALUE! | #VALUE! |  |  |  |  | #VALUE! | #VALUE! | #VALUE! |  |  | #VALUE! | #VALUE! | #VALUE! | #VALUE! | #VALUE! | #VALUE! | #VALUE! | #VALUE! |  |  | #VALUE! | #VALUE! | #VALUE! | #VALUE! | #VALUE! |  |  | #VALUE! | #VALUE! | #VALUE! | #VALUE! | #VALUE! | #VALUE! | #VALUE! | #VALUE! |  |  | #VALUE! | #VALUE! | #VALUE! | #VALUE! | #VALUE! |  |  | #VALUE! | #VALUE! | #VALUE! | #VALUE! | #VALUE! | #VALUE! | #VALUE! | #VALUE! | 0 | #REF! | #VALUE! | #VALUE! | #VALUE! | #VALUE! | #VALUE! | #VALUE! | #VALUE! | 0
|  |  |  | 0 | 51 | 0 |  |  | 1 | 1.0842e-19 | 0 | 1.0669e-18 | 1.0669e-18 | 1.0669e-18 | 0 | 0 |  |  |  |  | #VALUE! | #VALUE! | #VALUE! |  |  | #VALUE! | #VALUE! | #VALUE! | #VALUE! | #VALUE! | #VALUE! | #VALUE! | #VALUE! |  |  |  |  | #VALUE! | #VALUE! | #VALUE! |  |  | #VALUE! | #VALUE! | #VALUE! | #VALUE! | #VALUE! | #VALUE! | #VALUE! | #VALUE! |  |  |  |  | #VALUE! | #VALUE! | #VALUE! |  |  | #VALUE! | #VALUE! | #VALUE! | #VALUE! | #VALUE! | #VALUE! | #VALUE! | #VALUE! |  |  |  |  | #VALUE! | #VALUE! | #VALUE! |  |  | #VALUE! | #VALUE! | #VALUE! | #VALUE! | #VALUE! | #VALUE! | #VALUE! | #VALUE! |  |  |  |  | #VALUE! | #VALUE! | #VALUE! |  |  | #VALUE! | #VALUE! | #VALUE! | #VALUE! | #VALUE! | #VALUE! | #VALUE! | #VALUE! |  |  | #VALUE! | #VALUE! | #VALUE! | #VALUE! | #VALUE! |  |  | #VALUE! | #VALUE! | #VALUE! | #VALUE! | #VALUE! | #VALUE! | #VALUE! | #VALUE! |  |  | #VALUE! | #VALUE! | #VALUE! | #VALUE! | #VALUE! |  |  | #VALUE! | #VALUE! | #VALUE! | #VALUE! | #VALUE! | #VALUE! | #VALUE! | #VALUE! | 0 | #REF! | #VALUE! | #VALUE! | #VALUE! | #VALUE! | #VALUE! | #VALUE! | #VALUE! | 0
|  |  |  | 0 | 51 | 0 |  |  | 1 | 1.0842e-19 | 0 | 1.0669e-18 | 1.0669e-18 | 1.0669e-18 | 0 | 0 |  |  |  |  | #VALUE! | #VALUE! | #VALUE! |  |  | #VALUE! | #VALUE! | #VALUE! | #VALUE! | #VALUE! | #VALUE! | #VALUE! | #VALUE! |  |  |  |  | #VALUE! | #VALUE! | #VALUE! |  |  | #VALUE! | #VALUE! | #VALUE! | #VALUE! | #VALUE! | #VALUE! | #VALUE! | #VALUE! |  |  |  |  | #VALUE! | #VALUE! | #VALUE! |  |  | #VALUE! | #VALUE! | #VALUE! | #VALUE! | #VALUE! | #VALUE! | #VALUE! | #VALUE! |  |  |  |  | #VALUE! | #VALUE! | #VALUE! |  |  | #VALUE! | #VALUE! | #VALUE! | #VALUE! | #VALUE! | #VALUE! | #VALUE! | #VALUE! |  |  |  |  | #VALUE! | #VALUE! | #VALUE! |  |  | #VALUE! | #VALUE! | #VALUE! | #VALUE! | #VALUE! | #VALUE! | #VALUE! | #VALUE! |  |  | #VALUE! | #VALUE! | #VALUE! | #VALUE! | #VALUE! |  |  | #VALUE! | #VALUE! | #VALUE! | #VALUE! | #VALUE! | #VALUE! | #VALUE! | #VALUE! |  |  | #VALUE! | #VALUE! | #VALUE! | #VALUE! | #VALUE! |  |  | #VALUE! | #VALUE! | #VALUE! | #VALUE! | #VALUE! | #VALUE! | #VALUE! | #VALUE! | 0 | #REF! | #VALUE! | #VALUE! | #VALUE! | #VALUE! | #VALUE! | #VALUE! | #VALUE! | 0
|  |  |  | 0 | 51 | 0 |  |  | 1 | 1.0842e-19 | 0 | 1.0669e-18 | 1.0669e-18 | 1.0669e-18 | 0 | 0 |  |  |  |  | #VALUE! | #VALUE! | #VALUE! |  |  | #VALUE! | #VALUE! | #VALUE! | #VALUE! | #VALUE! | #VALUE! | #VALUE! | #VALUE! |  |  |  |  | #VALUE! | #VALUE! | #VALUE! |  |  | #VALUE! | #VALUE! | #VALUE! | #VALUE! | #VALUE! | #VALUE! | #VALUE! | #VALUE! |  |  |  |  | #VALUE! | #VALUE! | #VALUE! |  |  | #VALUE! | #VALUE! | #VALUE! | #VALUE! | #VALUE! | #VALUE! | #VALUE! | #VALUE! |  |  |  |  | #VALUE! | #VALUE! | #VALUE! |  |  | #VALUE! | #VALUE! | #VALUE! | #VALUE! | #VALUE! | #VALUE! | #VALUE! | #VALUE! |  |  |  |  | #VALUE! | #VALUE! | #VALUE! |  |  | #VALUE! | #VALUE! | #VALUE! | #VALUE! | #VALUE! | #VALUE! | #VALUE! | #VALUE! |  |  | #VALUE! | #VALUE! | #VALUE! | #VALUE! | #VALUE! |  |  | #VALUE! | #VALUE! | #VALUE! | #VALUE! | #VALUE! | #VALUE! | #VALUE! | #VALUE! |  |  | #VALUE! | #VALUE! | #VALUE! | #VALUE! | #VALUE! |  |  | #VALUE! | #VALUE! | #VALUE! | #VALUE! | #VALUE! | #VALUE! | #VALUE! | #VALUE! | 0 | #REF! | #VALUE! | #VALUE! | #VALUE! | #VALUE! | #VALUE! | #VALUE! | #VALUE! | 0
|  |  |  | 0 | 51 | 0 |  |  | 1 | 1.0842e-19 | 0 | 1.0669e-18 | 1.0669e-18 | 1.0669e-18 | 0 | 0 |  |  |  |  | #VALUE! | #VALUE! | #VALUE! |  |  | #VALUE! | #VALUE! | #VALUE! | #VALUE! | #VALUE! | #VALUE! | #VALUE! | #VALUE! |  |  |  |  | #VALUE! | #VALUE! | #VALUE! |  |  | #VALUE! | #VALUE! | #VALUE! | #VALUE! | #VALUE! | #VALUE! | #VALUE! | #VALUE! |  |  |  |  | #VALUE! | #VALUE! | #VALUE! |  |  | #VALUE! | #VALUE! | #VALUE! | #VALUE! | #VALUE! | #VALUE! | #VALUE! | #VALUE! |  |  |  |  | #VALUE! | #VALUE! | #VALUE! |  |  | #VALUE! | #VALUE! | #VALUE! | #VALUE! | #VALUE! | #VALUE! | #VALUE! | #VALUE! |  |  |  |  | #VALUE! | #VALUE! | #VALUE! |  |  | #VALUE! | #VALUE! | #VALUE! | #VALUE! | #VALUE! | #VALUE! | #VALUE! | #VALUE! |  |  | #VALUE! | #VALUE! | #VALUE! | #VALUE! | #VALUE! |  |  | #VALUE! | #VALUE! | #VALUE! | #VALUE! | #VALUE! | #VALUE! | #VALUE! | #VALUE! |  |  | #VALUE! | #VALUE! | #VALUE! | #VALUE! | #VALUE! |  |  | #VALUE! | #VALUE! | #VALUE! | #VALUE! | #VALUE! | #VALUE! | #VALUE! | #VALUE! | 0 | #REF! | #VALUE! | #VALUE! | #VALUE! | #VALUE! | #VALUE! | #VALUE! | #VALUE! | 0
|  |  |  | 0 | 51 | 0 |  |  | 1 | 1.0842e-19 | 0 | 1.0669e-18 | 1.0669e-18 | 1.0669e-18 | 0 | 0 |  |  |  |  | #VALUE! | #VALUE! | #VALUE! |  |  | #VALUE! | #VALUE! | #VALUE! | #VALUE! | #VALUE! | #VALUE! | #VALUE! | #VALUE! |  |  |  |  | #VALUE! | #VALUE! | #VALUE! |  |  | #VALUE! | #VALUE! | #VALUE! | #VALUE! | #VALUE! | #VALUE! | #VALUE! | #VALUE! |  |  |  |  | #VALUE! | #VALUE! | #VALUE! |  |  | #VALUE! | #VALUE! | #VALUE! | #VALUE! | #VALUE! | #VALUE! | #VALUE! | #VALUE! |  |  |  |  | #VALUE! | #VALUE! | #VALUE! |  |  | #VALUE! | #VALUE! | #VALUE! | #VALUE! | #VALUE! | #VALUE! | #VALUE! | #VALUE! |  |  |  |  | #VALUE! | #VALUE! | #VALUE! |  |  | #VALUE! | #VALUE! | #VALUE! | #VALUE! | #VALUE! | #VALUE! | #VALUE! | #VALUE! |  |  | #VALUE! | #VALUE! | #VALUE! | #VALUE! | #VALUE! |  |  | #VALUE! | #VALUE! | #VALUE! | #VALUE! | #VALUE! | #VALUE! | #VALUE! | #VALUE! |  |  | #VALUE! | #VALUE! | #VALUE! | #VALUE! | #VALUE! |  |  | #VALUE! | #VALUE! | #VALUE! | #VALUE! | #VALUE! | #VALUE! | #VALUE! | #VALUE! | 0 | #REF! | #VALUE! | #VALUE! | #VALUE! | #VALUE! | #VALUE! | #VALUE! | #VALUE! | 0
|  |  |  | 0 | 51 | 0 |  |  | 1 | 1.0842e-19 | 0 | 1.0669e-18 | 1.0669e-18 | 1.0669e-18 | 0 | 0 |  |  |  |  | #VALUE! | #VALUE! | #VALUE! |  |  | #VALUE! | #VALUE! | #VALUE! | #VALUE! | #VALUE! | #VALUE! | #VALUE! | #VALUE! |  |  |  |  | #VALUE! | #VALUE! | #VALUE! |  |  | #VALUE! | #VALUE! | #VALUE! | #VALUE! | #VALUE! | #VALUE! | #VALUE! | #VALUE! |  |  |  |  | #VALUE! | #VALUE! | #VALUE! |  |  | #VALUE! | #VALUE! | #VALUE! | #VALUE! | #VALUE! | #VALUE! | #VALUE! | #VALUE! |  |  |  |  | #VALUE! | #VALUE! | #VALUE! |  |  | #VALUE! | #VALUE! | #VALUE! | #VALUE! | #VALUE! | #VALUE! | #VALUE! | #VALUE! |  |  |  |  | #VALUE! | #VALUE! | #VALUE! |  |  | #VALUE! | #VALUE! | #VALUE! | #VALUE! | #VALUE! | #VALUE! | #VALUE! | #VALUE! |  |  | #VALUE! | #VALUE! | #VALUE! | #VALUE! | #VALUE! |  |  | #VALUE! | #VALUE! | #VALUE! | #VALUE! | #VALUE! | #VALUE! | #VALUE! | #VALUE! |  |  | #VALUE! | #VALUE! | #VALUE! | #VALUE! | #VALUE! |  |  | #VALUE! | #VALUE! | #VALUE! | #VALUE! | #VALUE! | #VALUE! | #VALUE! | #VALUE! | 0 | #REF! | #VALUE! | #VALUE! | #VALUE! | #VALUE! | #VALUE! | #VALUE! | #VALUE! | 0
|  |  |  | 0 | 51 | 0 |  |  | 1 | 1.0842e-19 | 0 | 1.0669e-18 | 1.0669e-18 | 1.0669e-18 | 0 | 0 |  |  |  |  | #VALUE! | #VALUE! | #VALUE! |  |  | #VALUE! | #VALUE! | #VALUE! | #VALUE! | #VALUE! | #VALUE! | #VALUE! | #VALUE! |  |  |  |  | #VALUE! | #VALUE! | #VALUE! |  |  | #VALUE! | #VALUE! | #VALUE! | #VALUE! | #VALUE! | #VALUE! | #VALUE! | #VALUE! |  |  |  |  | #VALUE! | #VALUE! | #VALUE! |  |  | #VALUE! | #VALUE! | #VALUE! | #VALUE! | #VALUE! | #VALUE! | #VALUE! | #VALUE! |  |  |  |  | #VALUE! | #VALUE! | #VALUE! |  |  | #VALUE! | #VALUE! | #VALUE! | #VALUE! | #VALUE! | #VALUE! | #VALUE! | #VALUE! |  |  |  |  | #VALUE! | #VALUE! | #VALUE! |  |  | #VALUE! | #VALUE! | #VALUE! | #VALUE! | #VALUE! | #VALUE! | #VALUE! | #VALUE! |  |  | #VALUE! | #VALUE! | #VALUE! | #VALUE! | #VALUE! |  |  | #VALUE! | #VALUE! | #VALUE! | #VALUE! | #VALUE! | #VALUE! | #VALUE! | #VALUE! |  |  | #VALUE! | #VALUE! | #VALUE! | #VALUE! | #VALUE! |  |  | #VALUE! | #VALUE! | #VALUE! | #VALUE! | #VALUE! | #VALUE! | #VALUE! | #VALUE! | 0 | #REF! | #VALUE! | #VALUE! | #VALUE! | #VALUE! | #VALUE! | #VALUE! | #VALUE! | 0
|  |  |  | 0 | 51 | 0 |  |  | 1 | 1.0842e-19 | 0 | 1.0669e-18 | 1.0669e-18 | 1.0669e-18 | 0 | 0 |  |  |  |  | #VALUE! | #VALUE! | #VALUE! |  |  | #VALUE! | #VALUE! | #VALUE! | #VALUE! | #VALUE! | #VALUE! | #VALUE! | #VALUE! |  |  |  |  | #VALUE! | #VALUE! | #VALUE! |  |  | #VALUE! | #VALUE! | #VALUE! | #VALUE! | #VALUE! | #VALUE! | #VALUE! | #VALUE! |  |  |  |  | #VALUE! | #VALUE! | #VALUE! |  |  | #VALUE! | #VALUE! | #VALUE! | #VALUE! | #VALUE! | #VALUE! | #VALUE! | #VALUE! |  |  |  |  | #VALUE! | #VALUE! | #VALUE! |  |  | #VALUE! | #VALUE! | #VALUE! | #VALUE! | #VALUE! | #VALUE! | #VALUE! | #VALUE! |  |  |  |  | #VALUE! | #VALUE! | #VALUE! |  |  | #VALUE! | #VALUE! | #VALUE! | #VALUE! | #VALUE! | #VALUE! | #VALUE! | #VALUE! |  |  | #VALUE! | #VALUE! | #VALUE! | #VALUE! | #VALUE! |  |  | #VALUE! | #VALUE! | #VALUE! | #VALUE! | #VALUE! | #VALUE! | #VALUE! | #VALUE! |  |  | #VALUE! | #VALUE! | #VALUE! | #VALUE! | #VALUE! |  |  | #VALUE! | #VALUE! | #VALUE! | #VALUE! | #VALUE! | #VALUE! | #VALUE! | #VALUE! | 0 | #REF! | #VALUE! | #VALUE! | #VALUE! | #VALUE! | #VALUE! | #VALUE! | #VALUE! | 0
|  |  |  | 0 | 51 | 0 |  |  | 1 | 1.0842e-19 | 0 | 1.0669e-18 | 1.0669e-18 | 1.0669e-18 | 0 | 0 |  |  |  |  | #VALUE! | #VALUE! | #VALUE! |  |  | #VALUE! | #VALUE! | #VALUE! | #VALUE! | #VALUE! | #VALUE! | #VALUE! | #VALUE! |  |  |  |  | #VALUE! | #VALUE! | #VALUE! |  |  | #VALUE! | #VALUE! | #VALUE! | #VALUE! | #VALUE! | #VALUE! | #VALUE! | #VALUE! |  |  |  |  | #VALUE! | #VALUE! | #VALUE! |  |  | #VALUE! | #VALUE! | #VALUE! | #VALUE! | #VALUE! | #VALUE! | #VALUE! | #VALUE! |  |  |  |  | #VALUE! | #VALUE! | #VALUE! |  |  | #VALUE! | #VALUE! | #VALUE! | #VALUE! | #VALUE! | #VALUE! | #VALUE! | #VALUE! |  |  |  |  | #VALUE! | #VALUE! | #VALUE! |  |  | #VALUE! | #VALUE! | #VALUE! | #VALUE! | #VALUE! | #VALUE! | #VALUE! | #VALUE! |  |  | #VALUE! | #VALUE! | #VALUE! | #VALUE! | #VALUE! |  |  | #VALUE! | #VALUE! | #VALUE! | #VALUE! | #VALUE! | #VALUE! | #VALUE! | #VALUE! |  |  | #VALUE! | #VALUE! | #VALUE! | #VALUE! | #VALUE! |  |  | #VALUE! | #VALUE! | #VALUE! | #VALUE! | #VALUE! | #VALUE! | #VALUE! | #VALUE! | 0 | #REF! | #VALUE! | #VALUE! | #VALUE! | #VALUE! | #VALUE! | #VALUE! | #VALUE! | 0
|  |  |  | 0 | 51 | 0 |  |  | 1 | 1.0842e-19 | 0 | 1.0669e-18 | 1.0669e-18 | 1.0669e-18 | 0 | 0 |  |  |  |  | #VALUE! | #VALUE! | #VALUE! |  |  | #VALUE! | #VALUE! | #VALUE! | #VALUE! | #VALUE! | #VALUE! | #VALUE! | #VALUE! |  |  |  |  | #VALUE! | #VALUE! | #VALUE! |  |  | #VALUE! | #VALUE! | #VALUE! | #VALUE! | #VALUE! | #VALUE! | #VALUE! | #VALUE! |  |  |  |  | #VALUE! | #VALUE! | #VALUE! |  |  | #VALUE! | #VALUE! | #VALUE! | #VALUE! | #VALUE! | #VALUE! | #VALUE! | #VALUE! |  |  |  |  | #VALUE! | #VALUE! | #VALUE! |  |  | #VALUE! | #VALUE! | #VALUE! | #VALUE! | #VALUE! | #VALUE! | #VALUE! | #VALUE! |  |  |  |  | #VALUE! | #VALUE! | #VALUE! |  |  | #VALUE! | #VALUE! | #VALUE! | #VALUE! | #VALUE! | #VALUE! | #VALUE! | #VALUE! |  |  | #VALUE! | #VALUE! | #VALUE! | #VALUE! | #VALUE! |  |  | #VALUE! | #VALUE! | #VALUE! | #VALUE! | #VALUE! | #VALUE! | #VALUE! | #VALUE! |  |  | #VALUE! | #VALUE! | #VALUE! | #VALUE! | #VALUE! |  |  | #VALUE! | #VALUE! | #VALUE! | #VALUE! | #VALUE! | #VALUE! | #VALUE! | #VALUE! | 0 | #REF! | #VALUE! | #VALUE! | #VALUE! | #VALUE! | #VALUE! | #VALUE! | #VALUE! | 0
|  |  |  | 0 | 51 | 0 |  |  | 1 | 1.0842e-19 | 0 | 1.0669e-18 | 1.0669e-18 | 1.0669e-18 | 0 | 0 |  |  |  |  | #VALUE! | #VALUE! | #VALUE! |  |  | #VALUE! | #VALUE! | #VALUE! | #VALUE! | #VALUE! | #VALUE! | #VALUE! | #VALUE! |  |  |  |  | #VALUE! | #VALUE! | #VALUE! |  |  | #VALUE! | #VALUE! | #VALUE! | #VALUE! | #VALUE! | #VALUE! | #VALUE! | #VALUE! |  |  |  |  | #VALUE! | #VALUE! | #VALUE! |  |  | #VALUE! | #VALUE! | #VALUE! | #VALUE! | #VALUE! | #VALUE! | #VALUE! | #VALUE! |  |  |  |  | #VALUE! | #VALUE! | #VALUE! |  |  | #VALUE! | #VALUE! | #VALUE! | #VALUE! | #VALUE! | #VALUE! | #VALUE! | #VALUE! |  |  |  |  | #VALUE! | #VALUE! | #VALUE! |  |  | #VALUE! | #VALUE! | #VALUE! | #VALUE! | #VALUE! | #VALUE! | #VALUE! | #VALUE! |  |  | #VALUE! | #VALUE! | #VALUE! | #VALUE! | #VALUE! |  |  | #VALUE! | #VALUE! | #VALUE! | #VALUE! | #VALUE! | #VALUE! | #VALUE! | #VALUE! |  |  | #VALUE! | #VALUE! | #VALUE! | #VALUE! | #VALUE! |  |  | #VALUE! | #VALUE! | #VALUE! | #VALUE! | #VALUE! | #VALUE! | #VALUE! | #VALUE! | 0 | #REF! | #VALUE! | #VALUE! | #VALUE! | #VALUE! | #VALUE! | #VALUE! | #VALUE! | 0
|  |  |  | 0 | 51 | 0 |  |  | 1 | 1.0842e-19 | 0 | 1.0669e-18 | 1.0669e-18 | 1.0669e-18 | 0 | 0 |  |  |  |  | #VALUE! | #VALUE! | #VALUE! |  |  | #VALUE! | #VALUE! | #VALUE! | #VALUE! | #VALUE! | #VALUE! | #VALUE! | #VALUE! |  |  |  |  | #VALUE! | #VALUE! | #VALUE! |  |  | #VALUE! | #VALUE! | #VALUE! | #VALUE! | #VALUE! | #VALUE! | #VALUE! | #VALUE! |  |  |  |  | #VALUE! | #VALUE! | #VALUE! |  |  | #VALUE! | #VALUE! | #VALUE! | #VALUE! | #VALUE! | #VALUE! | #VALUE! | #VALUE! |  |  |  |  | #VALUE! | #VALUE! | #VALUE! |  |  | #VALUE! | #VALUE! | #VALUE! | #VALUE! | #VALUE! | #VALUE! | #VALUE! | #VALUE! |  |  |  |  | #VALUE! | #VALUE! | #VALUE! |  |  | #VALUE! | #VALUE! | #VALUE! | #VALUE! | #VALUE! | #VALUE! | #VALUE! | #VALUE! |  |  | #VALUE! | #VALUE! | #VALUE! | #VALUE! | #VALUE! |  |  | #VALUE! | #VALUE! | #VALUE! | #VALUE! | #VALUE! | #VALUE! | #VALUE! | #VALUE! |  |  | #VALUE! | #VALUE! | #VALUE! | #VALUE! | #VALUE! |  |  | #VALUE! | #VALUE! | #VALUE! | #VALUE! | #VALUE! | #VALUE! | #VALUE! | #VALUE! | 0 | #REF! | #VALUE! | #VALUE! | #VALUE! | #VALUE! | #VALUE! | #VALUE! | #VALUE! | 0
|  |  |  | 0 | 51 | 0 |  |  | 1 | 1.0842e-19 | 0 | 1.0669e-18 | 1.0669e-18 | 1.0669e-18 | 0 | 0 |  |  |  |  | #VALUE! | #VALUE! | #VALUE! |  |  | #VALUE! | #VALUE! | #VALUE! | #VALUE! | #VALUE! | #VALUE! | #VALUE! | #VALUE! |  |  |  |  | #VALUE! | #VALUE! | #VALUE! |  |  | #VALUE! | #VALUE! | #VALUE! | #VALUE! | #VALUE! | #VALUE! | #VALUE! | #VALUE! |  |  |  |  | #VALUE! | #VALUE! | #VALUE! |  |  | #VALUE! | #VALUE! | #VALUE! | #VALUE! | #VALUE! | #VALUE! | #VALUE! | #VALUE! |  |  |  |  | #VALUE! | #VALUE! | #VALUE! |  |  | #VALUE! | #VALUE! | #VALUE! | #VALUE! | #VALUE! | #VALUE! | #VALUE! | #VALUE! |  |  |  |  | #VALUE! | #VALUE! | #VALUE! |  |  | #VALUE! | #VALUE! | #VALUE! | #VALUE! | #VALUE! | #VALUE! | #VALUE! | #VALUE! |  |  | #VALUE! | #VALUE! | #VALUE! | #VALUE! | #VALUE! |  |  | #VALUE! | #VALUE! | #VALUE! | #VALUE! | #VALUE! | #VALUE! | #VALUE! | #VALUE! |  |  | #VALUE! | #VALUE! | #VALUE! | #VALUE! | #VALUE! |  |  | #VALUE! | #VALUE! | #VALUE! | #VALUE! | #VALUE! | #VALUE! | #VALUE! | #VALUE! | 0 | #REF! | #VALUE! | #VALUE! | #VALUE! | #VALUE! | #VALUE! | #VALUE! | #VALUE! | 0
|  |  |  | 0 | 51 | 0 |  |  | 1 | 1.0842e-19 | 0 | 1.0669e-18 | 1.0669e-18 | 1.0669e-18 | 0 | 0 |  |  |  |  | #VALUE! | #VALUE! | #VALUE! |  |  | #VALUE! | #VALUE! | #VALUE! | #VALUE! | #VALUE! | #VALUE! | #VALUE! | #VALUE! |  |  |  |  | #VALUE! | #VALUE! | #VALUE! |  |  | #VALUE! | #VALUE! | #VALUE! | #VALUE! | #VALUE! | #VALUE! | #VALUE! | #VALUE! |  |  |  |  | #VALUE! | #VALUE! | #VALUE! |  |  | #VALUE! | #VALUE! | #VALUE! | #VALUE! | #VALUE! | #VALUE! | #VALUE! | #VALUE! |  |  |  |  | #VALUE! | #VALUE! | #VALUE! |  |  | #VALUE! | #VALUE! | #VALUE! | #VALUE! | #VALUE! | #VALUE! | #VALUE! | #VALUE! |  |  |  |  | #VALUE! | #VALUE! | #VALUE! |  |  | #VALUE! | #VALUE! | #VALUE! | #VALUE! | #VALUE! | #VALUE! | #VALUE! | #VALUE! |  |  | #VALUE! | #VALUE! | #VALUE! | #VALUE! | #VALUE! |  |  | #VALUE! | #VALUE! | #VALUE! | #VALUE! | #VALUE! | #VALUE! | #VALUE! | #VALUE! |  |  | #VALUE! | #VALUE! | #VALUE! | #VALUE! | #VALUE! |  |  | #VALUE! | #VALUE! | #VALUE! | #VALUE! | #VALUE! | #VALUE! | #VALUE! | #VALUE! | 0 | #REF! | #VALUE! | #VALUE! | #VALUE! | #VALUE! | #VALUE! | #VALUE! | #VALUE! | 0
|  |  |  | 0 | 51 | 0 |  |  | 1 | 1.0842e-19 | 0 | 1.0669e-18 | 1.0669e-18 | 1.0669e-18 | 0 | 0 |  |  |  |  | #VALUE! | #VALUE! | #VALUE! |  |  | #VALUE! | #VALUE! | #VALUE! | #VALUE! | #VALUE! | #VALUE! | #VALUE! | #VALUE! |  |  |  |  | #VALUE! | #VALUE! | #VALUE! |  |  | #VALUE! | #VALUE! | #VALUE! | #VALUE! | #VALUE! | #VALUE! | #VALUE! | #VALUE! |  |  |  |  | #VALUE! | #VALUE! | #VALUE! |  |  | #VALUE! | #VALUE! | #VALUE! | #VALUE! | #VALUE! | #VALUE! | #VALUE! | #VALUE! |  |  |  |  | #VALUE! | #VALUE! | #VALUE! |  |  | #VALUE! | #VALUE! | #VALUE! | #VALUE! | #VALUE! | #VALUE! | #VALUE! | #VALUE! |  |  |  |  | #VALUE! | #VALUE! | #VALUE! |  |  | #VALUE! | #VALUE! | #VALUE! | #VALUE! | #VALUE! | #VALUE! | #VALUE! | #VALUE! |  |  | #VALUE! | #VALUE! | #VALUE! | #VALUE! | #VALUE! |  |  | #VALUE! | #VALUE! | #VALUE! | #VALUE! | #VALUE! | #VALUE! | #VALUE! | #VALUE! |  |  | #VALUE! | #VALUE! | #VALUE! | #VALUE! | #VALUE! |  |  | #VALUE! | #VALUE! | #VALUE! | #VALUE! | #VALUE! | #VALUE! | #VALUE! | #VALUE! | 0 | #REF! | #VALUE! | #VALUE! | #VALUE! | #VALUE! | #VALUE! | #VALUE! | #VALUE! | 0
|  |  |  | 0 | 51 | 0 |  |  | 1 | 1.0842e-19 | 0 | 1.0669e-18 | 1.0669e-18 | 1.0669e-18 | 0 | 0 |  |  |  |  | #VALUE! | #VALUE! | #VALUE! |  |  | #VALUE! | #VALUE! | #VALUE! | #VALUE! | #VALUE! | #VALUE! | #VALUE! | #VALUE! |  |  |  |  | #VALUE! | #VALUE! | #VALUE! |  |  | #VALUE! | #VALUE! | #VALUE! | #VALUE! | #VALUE! | #VALUE! | #VALUE! | #VALUE! |  |  |  |  | #VALUE! | #VALUE! | #VALUE! |  |  | #VALUE! | #VALUE! | #VALUE! | #VALUE! | #VALUE! | #VALUE! | #VALUE! | #VALUE! |  |  |  |  | #VALUE! | #VALUE! | #VALUE! |  |  | #VALUE! | #VALUE! | #VALUE! | #VALUE! | #VALUE! | #VALUE! | #VALUE! | #VALUE! |  |  |  |  | #VALUE! | #VALUE! | #VALUE! |  |  | #VALUE! | #VALUE! | #VALUE! | #VALUE! | #VALUE! | #VALUE! | #VALUE! | #VALUE! |  |  | #VALUE! | #VALUE! | #VALUE! | #VALUE! | #VALUE! |  |  | #VALUE! | #VALUE! | #VALUE! | #VALUE! | #VALUE! | #VALUE! | #VALUE! | #VALUE! |  |  | #VALUE! | #VALUE! | #VALUE! | #VALUE! | #VALUE! |  |  | #VALUE! | #VALUE! | #VALUE! | #VALUE! | #VALUE! | #VALUE! | #VALUE! | #VALUE! | 0 | #REF! | #VALUE! | #VALUE! | #VALUE! | #VALUE! | #VALUE! | #VALUE! | #VALUE! | 0
|  |  |  | 0 | 51 | 0 |  |  | 1 | 1.0842e-19 | 0 | 1.0669e-18 | 1.0669e-18 | 1.0669e-18 | 0 | 0 |  |  |  |  | #VALUE! | #VALUE! | #VALUE! |  |  | #VALUE! | #VALUE! | #VALUE! | #VALUE! | #VALUE! | #VALUE! | #VALUE! | #VALUE! |  |  |  |  | #VALUE! | #VALUE! | #VALUE! |  |  | #VALUE! | #VALUE! | #VALUE! | #VALUE! | #VALUE! | #VALUE! | #VALUE! | #VALUE! |  |  |  |  | #VALUE! | #VALUE! | #VALUE! |  |  | #VALUE! | #VALUE! | #VALUE! | #VALUE! | #VALUE! | #VALUE! | #VALUE! | #VALUE! |  |  |  |  | #VALUE! | #VALUE! | #VALUE! |  |  | #VALUE! | #VALUE! | #VALUE! | #VALUE! | #VALUE! | #VALUE! | #VALUE! | #VALUE! |  |  |  |  | #VALUE! | #VALUE! | #VALUE! |  |  | #VALUE! | #VALUE! | #VALUE! | #VALUE! | #VALUE! | #VALUE! | #VALUE! | #VALUE! |  |  | #VALUE! | #VALUE! | #VALUE! | #VALUE! | #VALUE! |  |  | #VALUE! | #VALUE! | #VALUE! | #VALUE! | #VALUE! | #VALUE! | #VALUE! | #VALUE! |  |  | #VALUE! | #VALUE! | #VALUE! | #VALUE! | #VALUE! |  |  | #VALUE! | #VALUE! | #VALUE! | #VALUE! | #VALUE! | #VALUE! | #VALUE! | #VALUE! | 0 | #REF! | #VALUE! | #VALUE! | #VALUE! | #VALUE! | #VALUE! | #VALUE! | #VALUE! | 0
|  |  |  | 0 | 51 | 0 |  |  | 1 | 1.0842e-19 | 0 | 1.0669e-18 | 1.0669e-18 | 1.0669e-18 | 0 | 0 |  |  |  |  | #VALUE! | #VALUE! | #VALUE! |  |  | #VALUE! | #VALUE! | #VALUE! | #VALUE! | #VALUE! | #VALUE! | #VALUE! | #VALUE! |  |  |  |  | #VALUE! | #VALUE! | #VALUE! |  |  | #VALUE! | #VALUE! | #VALUE! | #VALUE! | #VALUE! | #VALUE! | #VALUE! | #VALUE! |  |  |  |  | #VALUE! | #VALUE! | #VALUE! |  |  | #VALUE! | #VALUE! | #VALUE! | #VALUE! | #VALUE! | #VALUE! | #VALUE! | #VALUE! |  |  |  |  | #VALUE! | #VALUE! | #VALUE! |  |  | #VALUE! | #VALUE! | #VALUE! | #VALUE! | #VALUE! | #VALUE! | #VALUE! | #VALUE! |  |  |  |  | #VALUE! | #VALUE! | #VALUE! |  |  | #VALUE! | #VALUE! | #VALUE! | #VALUE! | #VALUE! | #VALUE! | #VALUE! | #VALUE! |  |  | #VALUE! | #VALUE! | #VALUE! | #VALUE! | #VALUE! |  |  | #VALUE! | #VALUE! | #VALUE! | #VALUE! | #VALUE! | #VALUE! | #VALUE! | #VALUE! |  |  | #VALUE! | #VALUE! | #VALUE! | #VALUE! | #VALUE! |  |  | #VALUE! | #VALUE! | #VALUE! | #VALUE! | #VALUE! | #VALUE! | #VALUE! | #VALUE! | 0 | #REF! | #VALUE! | #VALUE! | #VALUE! | #VALUE! | #VALUE! | #VALUE! | #VALUE! | 0
|  |  |  | 0 | 51 | 0 |  |  | 1 | 1.0842e-19 | 0 | 1.0669e-18 | 1.0669e-18 | 1.0669e-18 | 0 | 0 |  |  |  |  | #VALUE! | #VALUE! | #VALUE! |  |  | #VALUE! | #VALUE! | #VALUE! | #VALUE! | #VALUE! | #VALUE! | #VALUE! | #VALUE! |  |  |  |  | #VALUE! | #VALUE! | #VALUE! |  |  | #VALUE! | #VALUE! | #VALUE! | #VALUE! | #VALUE! | #VALUE! | #VALUE! | #VALUE! |  |  |  |  | #VALUE! | #VALUE! | #VALUE! |  |  | #VALUE! | #VALUE! | #VALUE! | #VALUE! | #VALUE! | #VALUE! | #VALUE! | #VALUE! |  |  |  |  | #VALUE! | #VALUE! | #VALUE! |  |  | #VALUE! | #VALUE! | #VALUE! | #VALUE! | #VALUE! | #VALUE! | #VALUE! | #VALUE! |  |  |  |  | #VALUE! | #VALUE! | #VALUE! |  |  | #VALUE! | #VALUE! | #VALUE! | #VALUE! | #VALUE! | #VALUE! | #VALUE! | #VALUE! |  |  | #VALUE! | #VALUE! | #VALUE! | #VALUE! | #VALUE! |  |  | #VALUE! | #VALUE! | #VALUE! | #VALUE! | #VALUE! | #VALUE! | #VALUE! | #VALUE! |  |  | #VALUE! | #VALUE! | #VALUE! | #VALUE! | #VALUE! |  |  | #VALUE! | #VALUE! | #VALUE! | #VALUE! | #VALUE! | #VALUE! | #VALUE! | #VALUE! | 0 | #REF! | #VALUE! | #VALUE! | #VALUE! | #VALUE! | #VALUE! | #VALUE! | #VALUE! | 0
|  |  |  | 0 | 51 | 0 |  |  | 1 | 1.0842e-19 | 0 | 1.0669e-18 | 1.0669e-18 | 1.0669e-18 | 0 | 0 |  |  |  |  | #VALUE! | #VALUE! | #VALUE! |  |  | #VALUE! | #VALUE! | #VALUE! | #VALUE! | #VALUE! | #VALUE! | #VALUE! | #VALUE! |  |  |  |  | #VALUE! | #VALUE! | #VALUE! |  |  | #VALUE! | #VALUE! | #VALUE! | #VALUE! | #VALUE! | #VALUE! | #VALUE! | #VALUE! |  |  |  |  | #VALUE! | #VALUE! | #VALUE! |  |  | #VALUE! | #VALUE! | #VALUE! | #VALUE! | #VALUE! | #VALUE! | #VALUE! | #VALUE! |  |  |  |  | #VALUE! | #VALUE! | #VALUE! |  |  | #VALUE! | #VALUE! | #VALUE! | #VALUE! | #VALUE! | #VALUE! | #VALUE! | #VALUE! |  |  |  |  | #VALUE! | #VALUE! | #VALUE! |  |  | #VALUE! | #VALUE! | #VALUE! | #VALUE! | #VALUE! | #VALUE! | #VALUE! | #VALUE! |  |  | #VALUE! | #VALUE! | #VALUE! | #VALUE! | #VALUE! |  |  | #VALUE! | #VALUE! | #VALUE! | #VALUE! | #VALUE! | #VALUE! | #VALUE! | #VALUE! |  |  | #VALUE! | #VALUE! | #VALUE! | #VALUE! | #VALUE! |  |  | #VALUE! | #VALUE! | #VALUE! | #VALUE! | #VALUE! | #VALUE! | #VALUE! | #VALUE! | 0 | #REF! | #VALUE! | #VALUE! | #VALUE! | #VALUE! | #VALUE! | #VALUE! | #VALUE! | 0
|  |  |  | 0 | 51 | 0 |  |  | 1 | 1.0842e-19 | 0 | 1.0669e-18 | 1.0669e-18 | 1.0669e-18 | 0 | 0 |  |  |  |  | #VALUE! | #VALUE! | #VALUE! |  |  | #VALUE! | #VALUE! | #VALUE! | #VALUE! | #VALUE! | #VALUE! | #VALUE! | #VALUE! |  |  |  |  | #VALUE! | #VALUE! | #VALUE! |  |  | #VALUE! | #VALUE! | #VALUE! | #VALUE! | #VALUE! | #VALUE! | #VALUE! | #VALUE! |  |  |  |  | #VALUE! | #VALUE! | #VALUE! |  |  | #VALUE! | #VALUE! | #VALUE! | #VALUE! | #VALUE! | #VALUE! | #VALUE! | #VALUE! |  |  |  |  | #VALUE! | #VALUE! | #VALUE! |  |  | #VALUE! | #VALUE! | #VALUE! | #VALUE! | #VALUE! | #VALUE! | #VALUE! | #VALUE! |  |  |  |  | #VALUE! | #VALUE! | #VALUE! |  |  | #VALUE! | #VALUE! | #VALUE! | #VALUE! | #VALUE! | #VALUE! | #VALUE! | #VALUE! |  |  | #VALUE! | #VALUE! | #VALUE! | #VALUE! | #VALUE! |  |  | #VALUE! | #VALUE! | #VALUE! | #VALUE! | #VALUE! | #VALUE! | #VALUE! | #VALUE! |  |  | #VALUE! | #VALUE! | #VALUE! | #VALUE! | #VALUE! |  |  | #VALUE! | #VALUE! | #VALUE! | #VALUE! | #VALUE! | #VALUE! | #VALUE! | #VALUE! | 0 | #REF! | #VALUE! | #VALUE! | #VALUE! | #VALUE! | #VALUE! | #VALUE! | #VALUE! | 0
|  |  |  | 0 | 51 | 0 |  |  | 1 | 1.0842e-19 | 0 | 1.0669e-18 | 1.0669e-18 | 1.0669e-18 | 0 | 0 |  |  |  |  | #VALUE! | #VALUE! | #VALUE! |  |  | #VALUE! | #VALUE! | #VALUE! | #VALUE! | #VALUE! | #VALUE! | #VALUE! | #VALUE! |  |  |  |  | #VALUE! | #VALUE! | #VALUE! |  |  | #VALUE! | #VALUE! | #VALUE! | #VALUE! | #VALUE! | #VALUE! | #VALUE! | #VALUE! |  |  |  |  | #VALUE! | #VALUE! | #VALUE! |  |  | #VALUE! | #VALUE! | #VALUE! | #VALUE! | #VALUE! | #VALUE! | #VALUE! | #VALUE! |  |  |  |  | #VALUE! | #VALUE! | #VALUE! |  |  | #VALUE! | #VALUE! | #VALUE! | #VALUE! | #VALUE! | #VALUE! | #VALUE! | #VALUE! |  |  |  |  | #VALUE! | #VALUE! | #VALUE! |  |  | #VALUE! | #VALUE! | #VALUE! | #VALUE! | #VALUE! | #VALUE! | #VALUE! | #VALUE! |  |  | #VALUE! | #VALUE! | #VALUE! | #VALUE! | #VALUE! |  |  | #VALUE! | #VALUE! | #VALUE! | #VALUE! | #VALUE! | #VALUE! | #VALUE! | #VALUE! |  |  | #VALUE! | #VALUE! | #VALUE! | #VALUE! | #VALUE! |  |  | #VALUE! | #VALUE! | #VALUE! | #VALUE! | #VALUE! | #VALUE! | #VALUE! | #VALUE! | 0 | #REF! | #VALUE! | #VALUE! | #VALUE! | #VALUE! | #VALUE! | #VALUE! | #VALUE! | 0
|  |  |  | 0 | 51 | 0 |  |  | 1 | 1.0842e-19 | 0 | 1.0669e-18 | 1.0669e-18 | 1.0669e-18 | 0 | 0 |  |  |  |  | #VALUE! | #VALUE! | #VALUE! |  |  | #VALUE! | #VALUE! | #VALUE! | #VALUE! | #VALUE! | #VALUE! | #VALUE! | #VALUE! |  |  |  |  | #VALUE! | #VALUE! | #VALUE! |  |  | #VALUE! | #VALUE! | #VALUE! | #VALUE! | #VALUE! | #VALUE! | #VALUE! | #VALUE! |  |  |  |  | #VALUE! | #VALUE! | #VALUE! |  |  | #VALUE! | #VALUE! | #VALUE! | #VALUE! | #VALUE! | #VALUE! | #VALUE! | #VALUE! |  |  |  |  | #VALUE! | #VALUE! | #VALUE! |  |  | #VALUE! | #VALUE! | #VALUE! | #VALUE! | #VALUE! | #VALUE! | #VALUE! | #VALUE! |  |  |  |  | #VALUE! | #VALUE! | #VALUE! |  |  | #VALUE! | #VALUE! | #VALUE! | #VALUE! | #VALUE! | #VALUE! | #VALUE! | #VALUE! |  |  | #VALUE! | #VALUE! | #VALUE! | #VALUE! | #VALUE! |  |  | #VALUE! | #VALUE! | #VALUE! | #VALUE! | #VALUE! | #VALUE! | #VALUE! | #VALUE! |  |  | #VALUE! | #VALUE! | #VALUE! | #VALUE! | #VALUE! |  |  | #VALUE! | #VALUE! | #VALUE! | #VALUE! | #VALUE! | #VALUE! | #VALUE! | #VALUE! | 0 | #REF! | #VALUE! | #VALUE! | #VALUE! | #VALUE! | #VALUE! | #VALUE! | #VALUE! | 0
|  |  |  | 0 | 51 | 0 |  |  | 1 | 1.0842e-19 | 0 | 1.0669e-18 | 1.0669e-18 | 1.0669e-18 | 0 | 0 |  |  |  |  | #VALUE! | #VALUE! | #VALUE! |  |  | #VALUE! | #VALUE! | #VALUE! | #VALUE! | #VALUE! | #VALUE! | #VALUE! | #VALUE! |  |  |  |  | #VALUE! | #VALUE! | #VALUE! |  |  | #VALUE! | #VALUE! | #VALUE! | #VALUE! | #VALUE! | #VALUE! | #VALUE! | #VALUE! |  |  |  |  | #VALUE! | #VALUE! | #VALUE! |  |  | #VALUE! | #VALUE! | #VALUE! | #VALUE! | #VALUE! | #VALUE! | #VALUE! | #VALUE! |  |  |  |  | #VALUE! | #VALUE! | #VALUE! |  |  | #VALUE! | #VALUE! | #VALUE! | #VALUE! | #VALUE! | #VALUE! | #VALUE! | #VALUE! |  |  |  |  | #VALUE! | #VALUE! | #VALUE! |  |  | #VALUE! | #VALUE! | #VALUE! | #VALUE! | #VALUE! | #VALUE! | #VALUE! | #VALUE! |  |  | #VALUE! | #VALUE! | #VALUE! | #VALUE! | #VALUE! |  |  | #VALUE! | #VALUE! | #VALUE! | #VALUE! | #VALUE! | #VALUE! | #VALUE! | #VALUE! |  |  | #VALUE! | #VALUE! | #VALUE! | #VALUE! | #VALUE! |  |  | #VALUE! | #VALUE! | #VALUE! | #VALUE! | #VALUE! | #VALUE! | #VALUE! | #VALUE! | 0 | #REF! | #VALUE! | #VALUE! | #VALUE! | #VALUE! | #VALUE! | #VALUE! | #VALUE! | 0
|  |  |  | 0 | 51 | 0 |  |  | 1 | 1.0842e-19 | 0 | 1.0669e-18 | 1.0669e-18 | 1.0669e-18 | 0 | 0 |  |  |  |  | #VALUE! | #VALUE! | #VALUE! |  |  | #VALUE! | #VALUE! | #VALUE! | #VALUE! | #VALUE! | #VALUE! | #VALUE! | #VALUE! |  |  |  |  | #VALUE! | #VALUE! | #VALUE! |  |  | #VALUE! | #VALUE! | #VALUE! | #VALUE! | #VALUE! | #VALUE! | #VALUE! | #VALUE! |  |  |  |  | #VALUE! | #VALUE! | #VALUE! |  |  | #VALUE! | #VALUE! | #VALUE! | #VALUE! | #VALUE! | #VALUE! | #VALUE! | #VALUE! |  |  |  |  | #VALUE! | #VALUE! | #VALUE! |  |  | #VALUE! | #VALUE! | #VALUE! | #VALUE! | #VALUE! | #VALUE! | #VALUE! | #VALUE! |  |  |  |  | #VALUE! | #VALUE! | #VALUE! |  |  | #VALUE! | #VALUE! | #VALUE! | #VALUE! | #VALUE! | #VALUE! | #VALUE! | #VALUE! |  |  | #VALUE! | #VALUE! | #VALUE! | #VALUE! | #VALUE! |  |  | #VALUE! | #VALUE! | #VALUE! | #VALUE! | #VALUE! | #VALUE! | #VALUE! | #VALUE! |  |  | #VALUE! | #VALUE! | #VALUE! | #VALUE! | #VALUE! |  |  | #VALUE! | #VALUE! | #VALUE! | #VALUE! | #VALUE! | #VALUE! | #VALUE! | #VALUE! | 0 | #REF! | #VALUE! | #VALUE! | #VALUE! | #VALUE! | #VALUE! | #VALUE! | #VALUE! | 0
|  |  |  | 0 | 51 | 0 |  |  | 1 | 1.0842e-19 | 0 | 1.0669e-18 | 1.0669e-18 | 1.0669e-18 | 0 | 0 |  |  |  |  | #VALUE! | #VALUE! | #VALUE! |  |  | #VALUE! | #VALUE! | #VALUE! | #VALUE! | #VALUE! | #VALUE! | #VALUE! | #VALUE! |  |  |  |  | #VALUE! | #VALUE! | #VALUE! |  |  | #VALUE! | #VALUE! | #VALUE! | #VALUE! | #VALUE! | #VALUE! | #VALUE! | #VALUE! |  |  |  |  | #VALUE! | #VALUE! | #VALUE! |  |  | #VALUE! | #VALUE! | #VALUE! | #VALUE! | #VALUE! | #VALUE! | #VALUE! | #VALUE! |  |  |  |  | #VALUE! | #VALUE! | #VALUE! |  |  | #VALUE! | #VALUE! | #VALUE! | #VALUE! | #VALUE! | #VALUE! | #VALUE! | #VALUE! |  |  |  |  | #VALUE! | #VALUE! | #VALUE! |  |  | #VALUE! | #VALUE! | #VALUE! | #VALUE! | #VALUE! | #VALUE! | #VALUE! | #VALUE! |  |  | #VALUE! | #VALUE! | #VALUE! | #VALUE! | #VALUE! |  |  | #VALUE! | #VALUE! | #VALUE! | #VALUE! | #VALUE! | #VALUE! | #VALUE! | #VALUE! |  |  | #VALUE! | #VALUE! | #VALUE! | #VALUE! | #VALUE! |  |  | #VALUE! | #VALUE! | #VALUE! | #VALUE! | #VALUE! | #VALUE! | #VALUE! | #VALUE! | 0 | #REF! | #VALUE! | #VALUE! | #VALUE! | #VALUE! | #VALUE! | #VALUE! | #VALUE! | 0
|  |  |  | 0 | 51 | 0 |  |  | 1 | 1.0842e-19 | 0 | 1.0669e-18 | 1.0669e-18 | 1.0669e-18 | 0 | 0 |  |  |  |  | #VALUE! | #VALUE! | #VALUE! |  |  | #VALUE! | #VALUE! | #VALUE! | #VALUE! | #VALUE! | #VALUE! | #VALUE! | #VALUE! |  |  |  |  | #VALUE! | #VALUE! | #VALUE! |  |  | #VALUE! | #VALUE! | #VALUE! | #VALUE! | #VALUE! | #VALUE! | #VALUE! | #VALUE! |  |  |  |  | #VALUE! | #VALUE! | #VALUE! |  |  | #VALUE! | #VALUE! | #VALUE! | #VALUE! | #VALUE! | #VALUE! | #VALUE! | #VALUE! |  |  |  |  | #VALUE! | #VALUE! | #VALUE! |  |  | #VALUE! | #VALUE! | #VALUE! | #VALUE! | #VALUE! | #VALUE! | #VALUE! | #VALUE! |  |  |  |  | #VALUE! | #VALUE! | #VALUE! |  |  | #VALUE! | #VALUE! | #VALUE! | #VALUE! | #VALUE! | #VALUE! | #VALUE! | #VALUE! |  |  | #VALUE! | #VALUE! | #VALUE! | #VALUE! | #VALUE! |  |  | #VALUE! | #VALUE! | #VALUE! | #VALUE! | #VALUE! | #VALUE! | #VALUE! | #VALUE! |  |  | #VALUE! | #VALUE! | #VALUE! | #VALUE! | #VALUE! |  |  | #VALUE! | #VALUE! | #VALUE! | #VALUE! | #VALUE! | #VALUE! | #VALUE! | #VALUE! | 0 | #REF! | #VALUE! | #VALUE! | #VALUE! | #VALUE! | #VALUE! | #VALUE! | #VALUE! | 0
|  |  |  | 0 | 51 | 0 |  |  | 1 | 1.0842e-19 | 0 | 1.0669e-18 | 1.0669e-18 | 1.0669e-18 | 0 | 0 |  |  |  |  | #VALUE! | #VALUE! | #VALUE! |  |  | #VALUE! | #VALUE! | #VALUE! | #VALUE! | #VALUE! | #VALUE! | #VALUE! | #VALUE! |  |  |  |  | #VALUE! | #VALUE! | #VALUE! |  |  | #VALUE! | #VALUE! | #VALUE! | #VALUE! | #VALUE! | #VALUE! | #VALUE! | #VALUE! |  |  |  |  | #VALUE! | #VALUE! | #VALUE! |  |  | #VALUE! | #VALUE! | #VALUE! | #VALUE! | #VALUE! | #VALUE! | #VALUE! | #VALUE! |  |  |  |  | #VALUE! | #VALUE! | #VALUE! |  |  | #VALUE! | #VALUE! | #VALUE! | #VALUE! | #VALUE! | #VALUE! | #VALUE! | #VALUE! |  |  |  |  | #VALUE! | #VALUE! | #VALUE! |  |  | #VALUE! | #VALUE! | #VALUE! | #VALUE! | #VALUE! | #VALUE! | #VALUE! | #VALUE! |  |  | #VALUE! | #VALUE! | #VALUE! | #VALUE! | #VALUE! |  |  | #VALUE! | #VALUE! | #VALUE! | #VALUE! | #VALUE! | #VALUE! | #VALUE! | #VALUE! |  |  | #VALUE! | #VALUE! | #VALUE! | #VALUE! | #VALUE! |  |  | #VALUE! | #VALUE! | #VALUE! | #VALUE! | #VALUE! | #VALUE! | #VALUE! | #VALUE! | 0 | #REF! | #VALUE! | #VALUE! | #VALUE! | #VALUE! | #VALUE! | #VALUE! | #VALUE! | 0
|  |  |  | 0 | 51 | 0 |  |  | 1 | 1.0842e-19 | 0 | 1.0669e-18 | 1.0669e-18 | 1.0669e-18 | 0 | 0 |  |  |  |  | #VALUE! | #VALUE! | #VALUE! |  |  | #VALUE! | #VALUE! | #VALUE! | #VALUE! | #VALUE! | #VALUE! | #VALUE! | #VALUE! |  |  |  |  | #VALUE! | #VALUE! | #VALUE! |  |  | #VALUE! | #VALUE! | #VALUE! | #VALUE! | #VALUE! | #VALUE! | #VALUE! | #VALUE! |  |  |  |  | #VALUE! | #VALUE! | #VALUE! |  |  | #VALUE! | #VALUE! | #VALUE! | #VALUE! | #VALUE! | #VALUE! | #VALUE! | #VALUE! |  |  |  |  | #VALUE! | #VALUE! | #VALUE! |  |  | #VALUE! | #VALUE! | #VALUE! | #VALUE! | #VALUE! | #VALUE! | #VALUE! | #VALUE! |  |  |  |  | #VALUE! | #VALUE! | #VALUE! |  |  | #VALUE! | #VALUE! | #VALUE! | #VALUE! | #VALUE! | #VALUE! | #VALUE! | #VALUE! |  |  | #VALUE! | #VALUE! | #VALUE! | #VALUE! | #VALUE! |  |  | #VALUE! | #VALUE! | #VALUE! | #VALUE! | #VALUE! | #VALUE! | #VALUE! | #VALUE! |  |  | #VALUE! | #VALUE! | #VALUE! | #VALUE! | #VALUE! |  |  | #VALUE! | #VALUE! | #VALUE! | #VALUE! | #VALUE! | #VALUE! | #VALUE! | #VALUE! | 0 | #REF! | #VALUE! | #VALUE! | #VALUE! | #VALUE! | #VALUE! | #VALUE! | #VALUE! | 0
|  |  |  | 0 | 51 | 0 |  |  | 1 | 1.0842e-19 | 0 | 1.0669e-18 | 1.0669e-18 | 1.0669e-18 | 0 | 0 |  |  |  |  | #VALUE! | #VALUE! | #VALUE! |  |  | #VALUE! | #VALUE! | #VALUE! | #VALUE! | #VALUE! | #VALUE! | #VALUE! | #VALUE! |  |  |  |  | #VALUE! | #VALUE! | #VALUE! |  |  | #VALUE! | #VALUE! | #VALUE! | #VALUE! | #VALUE! | #VALUE! | #VALUE! | #VALUE! |  |  |  |  | #VALUE! | #VALUE! | #VALUE! |  |  | #VALUE! | #VALUE! | #VALUE! | #VALUE! | #VALUE! | #VALUE! | #VALUE! | #VALUE! |  |  |  |  | #VALUE! | #VALUE! | #VALUE! |  |  | #VALUE! | #VALUE! | #VALUE! | #VALUE! | #VALUE! | #VALUE! | #VALUE! | #VALUE! |  |  |  |  | #VALUE! | #VALUE! | #VALUE! |  |  | #VALUE! | #VALUE! | #VALUE! | #VALUE! | #VALUE! | #VALUE! | #VALUE! | #VALUE! |  |  | #VALUE! | #VALUE! | #VALUE! | #VALUE! | #VALUE! |  |  | #VALUE! | #VALUE! | #VALUE! | #VALUE! | #VALUE! | #VALUE! | #VALUE! | #VALUE! |  |  | #VALUE! | #VALUE! | #VALUE! | #VALUE! | #VALUE! |  |  | #VALUE! | #VALUE! | #VALUE! | #VALUE! | #VALUE! | #VALUE! | #VALUE! | #VALUE! | 0 | #REF! | #VALUE! | #VALUE! | #VALUE! | #VALUE! | #VALUE! | #VALUE! | #VALUE! | 0
|  |  |  | 0 | 51 | 0 |  |  | 1 | 1.0842e-19 | 0 | 1.0669e-18 | 1.0669e-18 | 1.0669e-18 | 0 | 0 |  |  |  |  | #VALUE! | #VALUE! | #VALUE! |  |  | #VALUE! | #VALUE! | #VALUE! | #VALUE! | #VALUE! | #VALUE! | #VALUE! | #VALUE! |  |  |  |  | #VALUE! | #VALUE! | #VALUE! |  |  | #VALUE! | #VALUE! | #VALUE! | #VALUE! | #VALUE! | #VALUE! | #VALUE! | #VALUE! |  |  |  |  | #VALUE! | #VALUE! | #VALUE! |  |  | #VALUE! | #VALUE! | #VALUE! | #VALUE! | #VALUE! | #VALUE! | #VALUE! | #VALUE! |  |  |  |  | #VALUE! | #VALUE! | #VALUE! |  |  | #VALUE! | #VALUE! | #VALUE! | #VALUE! | #VALUE! | #VALUE! | #VALUE! | #VALUE! |  |  |  |  | #VALUE! | #VALUE! | #VALUE! |  |  | #VALUE! | #VALUE! | #VALUE! | #VALUE! | #VALUE! | #VALUE! | #VALUE! | #VALUE! |  |  | #VALUE! | #VALUE! | #VALUE! | #VALUE! | #VALUE! |  |  | #VALUE! | #VALUE! | #VALUE! | #VALUE! | #VALUE! | #VALUE! | #VALUE! | #VALUE! |  |  | #VALUE! | #VALUE! | #VALUE! | #VALUE! | #VALUE! |  |  | #VALUE! | #VALUE! | #VALUE! | #VALUE! | #VALUE! | #VALUE! | #VALUE! | #VALUE! | 0 | #REF! | #VALUE! | #VALUE! | #VALUE! | #VALUE! | #VALUE! | #VALUE! | #VALUE! | 0
|  |  |  | 0 | 51 | 0 |  |  | 1 | 1.0842e-19 | 0 | 1.0669e-18 | 1.0669e-18 | 1.0669e-18 | 0 | 0 |  |  |  |  | #VALUE! | #VALUE! | #VALUE! |  |  | #VALUE! | #VALUE! | #VALUE! | #VALUE! | #VALUE! | #VALUE! | #VALUE! | #VALUE! |  |  |  |  | #VALUE! | #VALUE! | #VALUE! |  |  | #VALUE! | #VALUE! | #VALUE! | #VALUE! | #VALUE! | #VALUE! | #VALUE! | #VALUE! |  |  |  |  | #VALUE! | #VALUE! | #VALUE! |  |  | #VALUE! | #VALUE! | #VALUE! | #VALUE! | #VALUE! | #VALUE! | #VALUE! | #VALUE! |  |  |  |  | #VALUE! | #VALUE! | #VALUE! |  |  | #VALUE! | #VALUE! | #VALUE! | #VALUE! | #VALUE! | #VALUE! | #VALUE! | #VALUE! |  |  |  |  | #VALUE! | #VALUE! | #VALUE! |  |  | #VALUE! | #VALUE! | #VALUE! | #VALUE! | #VALUE! | #VALUE! | #VALUE! | #VALUE! |  |  | #VALUE! | #VALUE! | #VALUE! | #VALUE! | #VALUE! |  |  | #VALUE! | #VALUE! | #VALUE! | #VALUE! | #VALUE! | #VALUE! | #VALUE! | #VALUE! |  |  | #VALUE! | #VALUE! | #VALUE! | #VALUE! | #VALUE! |  |  | #VALUE! | #VALUE! | #VALUE! | #VALUE! | #VALUE! | #VALUE! | #VALUE! | #VALUE! | 0 | #REF! | #VALUE! | #VALUE! | #VALUE! | #VALUE! | #VALUE! | #VALUE! | #VALUE! | 0
|  |  |  | 0 | 51 | 0 |  |  | 1 | 1.0842e-19 | 0 | 1.0669e-18 | 1.0669e-18 | 1.0669e-18 | 0 | 0 |  |  |  |  | #VALUE! | #VALUE! | #VALUE! |  |  | #VALUE! | #VALUE! | #VALUE! | #VALUE! | #VALUE! | #VALUE! | #VALUE! | #VALUE! |  |  |  |  | #VALUE! | #VALUE! | #VALUE! |  |  | #VALUE! | #VALUE! | #VALUE! | #VALUE! | #VALUE! | #VALUE! | #VALUE! | #VALUE! |  |  |  |  | #VALUE! | #VALUE! | #VALUE! |  |  | #VALUE! | #VALUE! | #VALUE! | #VALUE! | #VALUE! | #VALUE! | #VALUE! | #VALUE! |  |  |  |  | #VALUE! | #VALUE! | #VALUE! |  |  | #VALUE! | #VALUE! | #VALUE! | #VALUE! | #VALUE! | #VALUE! | #VALUE! | #VALUE! |  |  |  |  | #VALUE! | #VALUE! | #VALUE! |  |  | #VALUE! | #VALUE! | #VALUE! | #VALUE! | #VALUE! | #VALUE! | #VALUE! | #VALUE! |  |  | #VALUE! | #VALUE! | #VALUE! | #VALUE! | #VALUE! |  |  | #VALUE! | #VALUE! | #VALUE! | #VALUE! | #VALUE! | #VALUE! | #VALUE! | #VALUE! |  |  | #VALUE! | #VALUE! | #VALUE! | #VALUE! | #VALUE! |  |  | #VALUE! | #VALUE! | #VALUE! | #VALUE! | #VALUE! | #VALUE! | #VALUE! | #VALUE! | 0 | #REF! | #VALUE! | #VALUE! | #VALUE! | #VALUE! | #VALUE! | #VALUE! | #VALUE! | 0
|  |  |  | 0 | 51 | 0 |  |  | 1 | 1.0842e-19 | 0 | 1.0669e-18 | 1.0669e-18 | 1.0669e-18 | 0 | 0 |  |  |  |  | #VALUE! | #VALUE! | #VALUE! |  |  | #VALUE! | #VALUE! | #VALUE! | #VALUE! | #VALUE! | #VALUE! | #VALUE! | #VALUE! |  |  |  |  | #VALUE! | #VALUE! | #VALUE! |  |  | #VALUE! | #VALUE! | #VALUE! | #VALUE! | #VALUE! | #VALUE! | #VALUE! | #VALUE! |  |  |  |  | #VALUE! | #VALUE! | #VALUE! |  |  | #VALUE! | #VALUE! | #VALUE! | #VALUE! | #VALUE! | #VALUE! | #VALUE! | #VALUE! |  |  |  |  | #VALUE! | #VALUE! | #VALUE! |  |  | #VALUE! | #VALUE! | #VALUE! | #VALUE! | #VALUE! | #VALUE! | #VALUE! | #VALUE! |  |  |  |  | #VALUE! | #VALUE! | #VALUE! |  |  | #VALUE! | #VALUE! | #VALUE! | #VALUE! | #VALUE! | #VALUE! | #VALUE! | #VALUE! |  |  | #VALUE! | #VALUE! | #VALUE! | #VALUE! | #VALUE! |  |  | #VALUE! | #VALUE! | #VALUE! | #VALUE! | #VALUE! | #VALUE! | #VALUE! | #VALUE! |  |  | #VALUE! | #VALUE! | #VALUE! | #VALUE! | #VALUE! |  |  | #VALUE! | #VALUE! | #VALUE! | #VALUE! | #VALUE! | #VALUE! | #VALUE! | #VALUE! | 0 | #REF! | #VALUE! | #VALUE! | #VALUE! | #VALUE! | #VALUE! | #VALUE! | #VALUE! | 0
|  |  |  | 0 | 51 | 0 |  |  | 1 | 1.0842e-19 | 0 | 1.0669e-18 | 1.0669e-18 | 1.0669e-18 | 0 | 0 |  |  |  |  | #VALUE! | #VALUE! | #VALUE! |  |  | #VALUE! | #VALUE! | #VALUE! | #VALUE! | #VALUE! | #VALUE! | #VALUE! | #VALUE! |  |  |  |  | #VALUE! | #VALUE! | #VALUE! |  |  | #VALUE! | #VALUE! | #VALUE! | #VALUE! | #VALUE! | #VALUE! | #VALUE! | #VALUE! |  |  |  |  | #VALUE! | #VALUE! | #VALUE! |  |  | #VALUE! | #VALUE! | #VALUE! | #VALUE! | #VALUE! | #VALUE! | #VALUE! | #VALUE! |  |  |  |  | #VALUE! | #VALUE! | #VALUE! |  |  | #VALUE! | #VALUE! | #VALUE! | #VALUE! | #VALUE! | #VALUE! | #VALUE! | #VALUE! |  |  |  |  | #VALUE! | #VALUE! | #VALUE! |  |  | #VALUE! | #VALUE! | #VALUE! | #VALUE! | #VALUE! | #VALUE! | #VALUE! | #VALUE! |  |  | #VALUE! | #VALUE! | #VALUE! | #VALUE! | #VALUE! |  |  | #VALUE! | #VALUE! | #VALUE! | #VALUE! | #VALUE! | #VALUE! | #VALUE! | #VALUE! |  |  | #VALUE! | #VALUE! | #VALUE! | #VALUE! | #VALUE! |  |  | #VALUE! | #VALUE! | #VALUE! | #VALUE! | #VALUE! | #VALUE! | #VALUE! | #VALUE! | 0 | #REF! | #VALUE! | #VALUE! | #VALUE! | #VALUE! | #VALUE! | #VALUE! | #VALUE! | 0
|  |  |  | 0 | 51 | 0 |  |  | 1 | 1.0842e-19 | 0 | 1.0669e-18 | 1.0669e-18 | 1.0669e-18 | 0 | 0 |  |  |  |  | #VALUE! | #VALUE! | #VALUE! |  |  | #VALUE! | #VALUE! | #VALUE! | #VALUE! | #VALUE! | #VALUE! | #VALUE! | #VALUE! |  |  |  |  | #VALUE! | #VALUE! | #VALUE! |  |  | #VALUE! | #VALUE! | #VALUE! | #VALUE! | #VALUE! | #VALUE! | #VALUE! | #VALUE! |  |  |  |  | #VALUE! | #VALUE! | #VALUE! |  |  | #VALUE! | #VALUE! | #VALUE! | #VALUE! | #VALUE! | #VALUE! | #VALUE! | #VALUE! |  |  |  |  | #VALUE! | #VALUE! | #VALUE! |  |  | #VALUE! | #VALUE! | #VALUE! | #VALUE! | #VALUE! | #VALUE! | #VALUE! | #VALUE! |  |  |  |  | #VALUE! | #VALUE! | #VALUE! |  |  | #VALUE! | #VALUE! | #VALUE! | #VALUE! | #VALUE! | #VALUE! | #VALUE! | #VALUE! |  |  | #VALUE! | #VALUE! | #VALUE! | #VALUE! | #VALUE! |  |  | #VALUE! | #VALUE! | #VALUE! | #VALUE! | #VALUE! | #VALUE! | #VALUE! | #VALUE! |  |  | #VALUE! | #VALUE! | #VALUE! | #VALUE! | #VALUE! |  |  | #VALUE! | #VALUE! | #VALUE! | #VALUE! | #VALUE! | #VALUE! | #VALUE! | #VALUE! | 0 | #REF! | #VALUE! | #VALUE! | #VALUE! | #VALUE! | #VALUE! | #VALUE! | #VALUE! | 0
|  |  |  | 0 | 51 | 0 |  |  | 1 | 1.0842e-19 | 0 | 1.0669e-18 | 1.0669e-18 | 1.0669e-18 | 0 | 0 |  |  |  |  | #VALUE! | #VALUE! | #VALUE! |  |  | #VALUE! | #VALUE! | #VALUE! | #VALUE! | #VALUE! | #VALUE! | #VALUE! | #VALUE! |  |  |  |  | #VALUE! | #VALUE! | #VALUE! |  |  | #VALUE! | #VALUE! | #VALUE! | #VALUE! | #VALUE! | #VALUE! | #VALUE! | #VALUE! |  |  |  |  | #VALUE! | #VALUE! | #VALUE! |  |  | #VALUE! | #VALUE! | #VALUE! | #VALUE! | #VALUE! | #VALUE! | #VALUE! | #VALUE! |  |  |  |  | #VALUE! | #VALUE! | #VALUE! |  |  | #VALUE! | #VALUE! | #VALUE! | #VALUE! | #VALUE! | #VALUE! | #VALUE! | #VALUE! |  |  |  |  | #VALUE! | #VALUE! | #VALUE! |  |  | #VALUE! | #VALUE! | #VALUE! | #VALUE! | #VALUE! | #VALUE! | #VALUE! | #VALUE! |  |  | #VALUE! | #VALUE! | #VALUE! | #VALUE! | #VALUE! |  |  | #VALUE! | #VALUE! | #VALUE! | #VALUE! | #VALUE! | #VALUE! | #VALUE! | #VALUE! |  |  | #VALUE! | #VALUE! | #VALUE! | #VALUE! | #VALUE! |  |  | #VALUE! | #VALUE! | #VALUE! | #VALUE! | #VALUE! | #VALUE! | #VALUE! | #VALUE! | 0 | #REF! | #VALUE! | #VALUE! | #VALUE! | #VALUE! | #VALUE! | #VALUE! | #VALUE! | 0
|  |  |  | 0 | 51 | 0 |  |  | 1 | 1.0842e-19 | 0 | 1.0669e-18 | 1.0669e-18 | 1.0669e-18 | 0 | 0 |  |  |  |  | #VALUE! | #VALUE! | #VALUE! |  |  | #VALUE! | #VALUE! | #VALUE! | #VALUE! | #VALUE! | #VALUE! | #VALUE! | #VALUE! |  |  |  |  | #VALUE! | #VALUE! | #VALUE! |  |  | #VALUE! | #VALUE! | #VALUE! | #VALUE! | #VALUE! | #VALUE! | #VALUE! | #VALUE! |  |  |  |  | #VALUE! | #VALUE! | #VALUE! |  |  | #VALUE! | #VALUE! | #VALUE! | #VALUE! | #VALUE! | #VALUE! | #VALUE! | #VALUE! |  |  |  |  | #VALUE! | #VALUE! | #VALUE! |  |  | #VALUE! | #VALUE! | #VALUE! | #VALUE! | #VALUE! | #VALUE! | #VALUE! | #VALUE! |  |  |  |  | #VALUE! | #VALUE! | #VALUE! |  |  | #VALUE! | #VALUE! | #VALUE! | #VALUE! | #VALUE! | #VALUE! | #VALUE! | #VALUE! |  |  | #VALUE! | #VALUE! | #VALUE! | #VALUE! | #VALUE! |  |  | #VALUE! | #VALUE! | #VALUE! | #VALUE! | #VALUE! | #VALUE! | #VALUE! | #VALUE! |  |  | #VALUE! | #VALUE! | #VALUE! | #VALUE! | #VALUE! |  |  | #VALUE! | #VALUE! | #VALUE! | #VALUE! | #VALUE! | #VALUE! | #VALUE! | #VALUE! | 0 | #REF! | #VALUE! | #VALUE! | #VALUE! | #VALUE! | #VALUE! | #VALUE! | #VALUE! | 0
|  |  |  | 0 | 51 | 0 |  |  | 1 | 1.0842e-19 | 0 | 1.0669e-18 | 1.0669e-18 | 1.0669e-18 | 0 | 0 |  |  |  |  | #VALUE! | #VALUE! | #VALUE! |  |  | #VALUE! | #VALUE! | #VALUE! | #VALUE! | #VALUE! | #VALUE! | #VALUE! | #VALUE! |  |  |  |  | #VALUE! | #VALUE! | #VALUE! |  |  | #VALUE! | #VALUE! | #VALUE! | #VALUE! | #VALUE! | #VALUE! | #VALUE! | #VALUE! |  |  |  |  | #VALUE! | #VALUE! | #VALUE! |  |  | #VALUE! | #VALUE! | #VALUE! | #VALUE! | #VALUE! | #VALUE! | #VALUE! | #VALUE! |  |  |  |  | #VALUE! | #VALUE! | #VALUE! |  |  | #VALUE! | #VALUE! | #VALUE! | #VALUE! | #VALUE! | #VALUE! | #VALUE! | #VALUE! |  |  |  |  | #VALUE! | #VALUE! | #VALUE! |  |  | #VALUE! | #VALUE! | #VALUE! | #VALUE! | #VALUE! | #VALUE! | #VALUE! | #VALUE! |  |  | #VALUE! | #VALUE! | #VALUE! | #VALUE! | #VALUE! |  |  | #VALUE! | #VALUE! | #VALUE! | #VALUE! | #VALUE! | #VALUE! | #VALUE! | #VALUE! |  |  | #VALUE! | #VALUE! | #VALUE! | #VALUE! | #VALUE! |  |  | #VALUE! | #VALUE! | #VALUE! | #VALUE! | #VALUE! | #VALUE! | #VALUE! | #VALUE! | 0 | #REF! | #VALUE! | #VALUE! | #VALUE! | #VALUE! | #VALUE! | #VALUE! | #VALUE! | 0
|  |  |  | 0 | 51 | 0 |  |  | 1 | 1.0842e-19 | 0 | 1.0669e-18 | 1.0669e-18 | 1.0669e-18 | 0 | 0 |  |  |  |  | #VALUE! | #VALUE! | #VALUE! |  |  | #VALUE! | #VALUE! | #VALUE! | #VALUE! | #VALUE! | #VALUE! | #VALUE! | #VALUE! |  |  |  |  | #VALUE! | #VALUE! | #VALUE! |  |  | #VALUE! | #VALUE! | #VALUE! | #VALUE! | #VALUE! | #VALUE! | #VALUE! | #VALUE! |  |  |  |  | #VALUE! | #VALUE! | #VALUE! |  |  | #VALUE! | #VALUE! | #VALUE! | #VALUE! | #VALUE! | #VALUE! | #VALUE! | #VALUE! |  |  |  |  | #VALUE! | #VALUE! | #VALUE! |  |  | #VALUE! | #VALUE! | #VALUE! | #VALUE! | #VALUE! | #VALUE! | #VALUE! | #VALUE! |  |  |  |  | #VALUE! | #VALUE! | #VALUE! |  |  | #VALUE! | #VALUE! | #VALUE! | #VALUE! | #VALUE! | #VALUE! | #VALUE! | #VALUE! |  |  | #VALUE! | #VALUE! | #VALUE! | #VALUE! | #VALUE! |  |  | #VALUE! | #VALUE! | #VALUE! | #VALUE! | #VALUE! | #VALUE! | #VALUE! | #VALUE! |  |  | #VALUE! | #VALUE! | #VALUE! | #VALUE! | #VALUE! |  |  | #VALUE! | #VALUE! | #VALUE! | #VALUE! | #VALUE! | #VALUE! | #VALUE! | #VALUE! | 0 | #REF! | #VALUE! | #VALUE! | #VALUE! | #VALUE! | #VALUE! | #VALUE! | #VALUE! | 0
|  |  |  | 0 | 51 | 0 |  |  | 1 | 1.0842e-19 | 0 | 1.0669e-18 | 1.0669e-18 | 1.0669e-18 | 0 | 0 |  |  |  |  | #VALUE! | #VALUE! | #VALUE! |  |  | #VALUE! | #VALUE! | #VALUE! | #VALUE! | #VALUE! | #VALUE! | #VALUE! | #VALUE! |  |  |  |  | #VALUE! | #VALUE! | #VALUE! |  |  | #VALUE! | #VALUE! | #VALUE! | #VALUE! | #VALUE! | #VALUE! | #VALUE! | #VALUE! |  |  |  |  | #VALUE! | #VALUE! | #VALUE! |  |  | #VALUE! | #VALUE! | #VALUE! | #VALUE! | #VALUE! | #VALUE! | #VALUE! | #VALUE! |  |  |  |  | #VALUE! | #VALUE! | #VALUE! |  |  | #VALUE! | #VALUE! | #VALUE! | #VALUE! | #VALUE! | #VALUE! | #VALUE! | #VALUE! |  |  |  |  | #VALUE! | #VALUE! | #VALUE! |  |  | #VALUE! | #VALUE! | #VALUE! | #VALUE! | #VALUE! | #VALUE! | #VALUE! | #VALUE! |  |  | #VALUE! | #VALUE! | #VALUE! | #VALUE! | #VALUE! |  |  | #VALUE! | #VALUE! | #VALUE! | #VALUE! | #VALUE! | #VALUE! | #VALUE! | #VALUE! |  |  | #VALUE! | #VALUE! | #VALUE! | #VALUE! | #VALUE! |  |  | #VALUE! | #VALUE! | #VALUE! | #VALUE! | #VALUE! | #VALUE! | #VALUE! | #VALUE! | 0 | #REF! | #VALUE! | #VALUE! | #VALUE! | #VALUE! | #VALUE! | #VALUE! | #VALUE! | 0
|  |  |  | 0 | 51 | 0 |  |  | 1 | 1.0842e-19 | 0 | 1.0669e-18 | 1.0669e-18 | 1.0669e-18 | 0 | 0 |  |  |  |  | #VALUE! | #VALUE! | #VALUE! |  |  | #VALUE! | #VALUE! | #VALUE! | #VALUE! | #VALUE! | #VALUE! | #VALUE! | #VALUE! |  |  |  |  | #VALUE! | #VALUE! | #VALUE! |  |  | #VALUE! | #VALUE! | #VALUE! | #VALUE! | #VALUE! | #VALUE! | #VALUE! | #VALUE! |  |  |  |  | #VALUE! | #VALUE! | #VALUE! |  |  | #VALUE! | #VALUE! | #VALUE! | #VALUE! | #VALUE! | #VALUE! | #VALUE! | #VALUE! |  |  |  |  | #VALUE! | #VALUE! | #VALUE! |  |  | #VALUE! | #VALUE! | #VALUE! | #VALUE! | #VALUE! | #VALUE! | #VALUE! | #VALUE! |  |  |  |  | #VALUE! | #VALUE! | #VALUE! |  |  | #VALUE! | #VALUE! | #VALUE! | #VALUE! | #VALUE! | #VALUE! | #VALUE! | #VALUE! |  |  | #VALUE! | #VALUE! | #VALUE! | #VALUE! | #VALUE! |  |  | #VALUE! | #VALUE! | #VALUE! | #VALUE! | #VALUE! | #VALUE! | #VALUE! | #VALUE! |  |  | #VALUE! | #VALUE! | #VALUE! | #VALUE! | #VALUE! |  |  | #VALUE! | #VALUE! | #VALUE! | #VALUE! | #VALUE! | #VALUE! | #VALUE! | #VALUE! | 0 | #REF! | #VALUE! | #VALUE! | #VALUE! | #VALUE! | #VALUE! | #VALUE! | #VALUE! | 0
|  |  |  | 0 | 51 | 0 |  |  | 1 | 1.0842e-19 | 0 | 1.0669e-18 | 1.0669e-18 | 1.0669e-18 | 0 | 0 |  |  |  |  | #VALUE! | #VALUE! | #VALUE! |  |  | #VALUE! | #VALUE! | #VALUE! | #VALUE! | #VALUE! | #VALUE! | #VALUE! | #VALUE! |  |  |  |  | #VALUE! | #VALUE! | #VALUE! |  |  | #VALUE! | #VALUE! | #VALUE! | #VALUE! | #VALUE! | #VALUE! | #VALUE! | #VALUE! |  |  |  |  | #VALUE! | #VALUE! | #VALUE! |  |  | #VALUE! | #VALUE! | #VALUE! | #VALUE! | #VALUE! | #VALUE! | #VALUE! | #VALUE! |  |  |  |  | #VALUE! | #VALUE! | #VALUE! |  |  | #VALUE! | #VALUE! | #VALUE! | #VALUE! | #VALUE! | #VALUE! | #VALUE! | #VALUE! |  |  |  |  | #VALUE! | #VALUE! | #VALUE! |  |  | #VALUE! | #VALUE! | #VALUE! | #VALUE! | #VALUE! | #VALUE! | #VALUE! | #VALUE! |  |  | #VALUE! | #VALUE! | #VALUE! | #VALUE! | #VALUE! |  |  | #VALUE! | #VALUE! | #VALUE! | #VALUE! | #VALUE! | #VALUE! | #VALUE! | #VALUE! |  |  | #VALUE! | #VALUE! | #VALUE! | #VALUE! | #VALUE! |  |  | #VALUE! | #VALUE! | #VALUE! | #VALUE! | #VALUE! | #VALUE! | #VALUE! | #VALUE! | 0 | #REF! | #VALUE! | #VALUE! | #VALUE! | #VALUE! | #VALUE! | #VALUE! | #VALUE! | 0
|  |  |  | 0 | 51 | 0 |  |  | 1 | 1.0842e-19 | 0 | 1.0669e-18 | 1.0669e-18 | 1.0669e-18 | 0 | 0 |  |  |  |  | #VALUE! | #VALUE! | #VALUE! |  |  | #VALUE! | #VALUE! | #VALUE! | #VALUE! | #VALUE! | #VALUE! | #VALUE! | #VALUE! |  |  |  |  | #VALUE! | #VALUE! | #VALUE! |  |  | #VALUE! | #VALUE! | #VALUE! | #VALUE! | #VALUE! | #VALUE! | #VALUE! | #VALUE! |  |  |  |  | #VALUE! | #VALUE! | #VALUE! |  |  | #VALUE! | #VALUE! | #VALUE! | #VALUE! | #VALUE! | #VALUE! | #VALUE! | #VALUE! |  |  |  |  | #VALUE! | #VALUE! | #VALUE! |  |  | #VALUE! | #VALUE! | #VALUE! | #VALUE! | #VALUE! | #VALUE! | #VALUE! | #VALUE! |  |  |  |  | #VALUE! | #VALUE! | #VALUE! |  |  | #VALUE! | #VALUE! | #VALUE! | #VALUE! | #VALUE! | #VALUE! | #VALUE! | #VALUE! |  |  | #VALUE! | #VALUE! | #VALUE! | #VALUE! | #VALUE! |  |  | #VALUE! | #VALUE! | #VALUE! | #VALUE! | #VALUE! | #VALUE! | #VALUE! | #VALUE! |  |  | #VALUE! | #VALUE! | #VALUE! | #VALUE! | #VALUE! |  |  | #VALUE! | #VALUE! | #VALUE! | #VALUE! | #VALUE! | #VALUE! | #VALUE! | #VALUE! | 0 | #REF! | #VALUE! | #VALUE! | #VALUE! | #VALUE! | #VALUE! | #VALUE! | #VALUE! | 0
|  |  |  | 0 | 51 | 0 |  |  | 1 | 1.0842e-19 | 0 | 1.0669e-18 | 1.0669e-18 | 1.0669e-18 | 0 | 0 |  |  |  |  | #VALUE! | #VALUE! | #VALUE! |  |  | #VALUE! | #VALUE! | #VALUE! | #VALUE! | #VALUE! | #VALUE! | #VALUE! | #VALUE! |  |  |  |  | #VALUE! | #VALUE! | #VALUE! |  |  | #VALUE! | #VALUE! | #VALUE! | #VALUE! | #VALUE! | #VALUE! | #VALUE! | #VALUE! |  |  |  |  | #VALUE! | #VALUE! | #VALUE! |  |  | #VALUE! | #VALUE! | #VALUE! | #VALUE! | #VALUE! | #VALUE! | #VALUE! | #VALUE! |  |  |  |  | #VALUE! | #VALUE! | #VALUE! |  |  | #VALUE! | #VALUE! | #VALUE! | #VALUE! | #VALUE! | #VALUE! | #VALUE! | #VALUE! |  |  |  |  | #VALUE! | #VALUE! | #VALUE! |  |  | #VALUE! | #VALUE! | #VALUE! | #VALUE! | #VALUE! | #VALUE! | #VALUE! | #VALUE! |  |  | #VALUE! | #VALUE! | #VALUE! | #VALUE! | #VALUE! |  |  | #VALUE! | #VALUE! | #VALUE! | #VALUE! | #VALUE! | #VALUE! | #VALUE! | #VALUE! |  |  | #VALUE! | #VALUE! | #VALUE! | #VALUE! | #VALUE! |  |  | #VALUE! | #VALUE! | #VALUE! | #VALUE! | #VALUE! | #VALUE! | #VALUE! | #VALUE! | 0 | #REF! | #VALUE! | #VALUE! | #VALUE! | #VALUE! | #VALUE! | #VALUE! | #VALUE! | 0
|  |  |  | 0 | 51 | 0 |  |  | 1 | 1.0842e-19 | 0 | 1.0669e-18 | 1.0669e-18 | 1.0669e-18 | 0 | 0 |  |  |  |  | #VALUE! | #VALUE! | #VALUE! |  |  | #VALUE! | #VALUE! | #VALUE! | #VALUE! | #VALUE! | #VALUE! | #VALUE! | #VALUE! |  |  |  |  | #VALUE! | #VALUE! | #VALUE! |  |  | #VALUE! | #VALUE! | #VALUE! | #VALUE! | #VALUE! | #VALUE! | #VALUE! | #VALUE! |  |  |  |  | #VALUE! | #VALUE! | #VALUE! |  |  | #VALUE! | #VALUE! | #VALUE! | #VALUE! | #VALUE! | #VALUE! | #VALUE! | #VALUE! |  |  |  |  | #VALUE! | #VALUE! | #VALUE! |  |  | #VALUE! | #VALUE! | #VALUE! | #VALUE! | #VALUE! | #VALUE! | #VALUE! | #VALUE! |  |  |  |  | #VALUE! | #VALUE! | #VALUE! |  |  | #VALUE! | #VALUE! | #VALUE! | #VALUE! | #VALUE! | #VALUE! | #VALUE! | #VALUE! |  |  | #VALUE! | #VALUE! | #VALUE! | #VALUE! | #VALUE! |  |  | #VALUE! | #VALUE! | #VALUE! | #VALUE! | #VALUE! | #VALUE! | #VALUE! | #VALUE! |  |  | #VALUE! | #VALUE! | #VALUE! | #VALUE! | #VALUE! |  |  | #VALUE! | #VALUE! | #VALUE! | #VALUE! | #VALUE! | #VALUE! | #VALUE! | #VALUE! | 0 | #REF! | #VALUE! | #VALUE! | #VALUE! | #VALUE! | #VALUE! | #VALUE! | #VALUE! | 0
|  |  |  | 0 | 51 | 0 |  |  | 1 | 1.0842e-19 | 0 | 1.0669e-18 | 1.0669e-18 | 1.0669e-18 | 0 | 0 |  |  |  |  | #VALUE! | #VALUE! | #VALUE! |  |  | #VALUE! | #VALUE! | #VALUE! | #VALUE! | #VALUE! | #VALUE! | #VALUE! | #VALUE! |  |  |  |  | #VALUE! | #VALUE! | #VALUE! |  |  | #VALUE! | #VALUE! | #VALUE! | #VALUE! | #VALUE! | #VALUE! | #VALUE! | #VALUE! |  |  |  |  | #VALUE! | #VALUE! | #VALUE! |  |  | #VALUE! | #VALUE! | #VALUE! | #VALUE! | #VALUE! | #VALUE! | #VALUE! | #VALUE! |  |  |  |  | #VALUE! | #VALUE! | #VALUE! |  |  | #VALUE! | #VALUE! | #VALUE! | #VALUE! | #VALUE! | #VALUE! | #VALUE! | #VALUE! |  |  |  |  | #VALUE! | #VALUE! | #VALUE! |  |  | #VALUE! | #VALUE! | #VALUE! | #VALUE! | #VALUE! | #VALUE! | #VALUE! | #VALUE! |  |  | #VALUE! | #VALUE! | #VALUE! | #VALUE! | #VALUE! |  |  | #VALUE! | #VALUE! | #VALUE! | #VALUE! | #VALUE! | #VALUE! | #VALUE! | #VALUE! |  |  | #VALUE! | #VALUE! | #VALUE! | #VALUE! | #VALUE! |  |  | #VALUE! | #VALUE! | #VALUE! | #VALUE! | #VALUE! | #VALUE! | #VALUE! | #VALUE! | 0 | #REF! | #VALUE! | #VALUE! | #VALUE! | #VALUE! | #VALUE! | #VALUE! | #VALUE! | 0
|  |  |  | 0 | 51 | 0 |  |  | 1 | 1.0842e-19 | 0 | 1.0669e-18 | 1.0669e-18 | 1.0669e-18 | 0 | 0 |  |  |  |  | #VALUE! | #VALUE! | #VALUE! |  |  | #VALUE! | #VALUE! | #VALUE! | #VALUE! | #VALUE! | #VALUE! | #VALUE! | #VALUE! |  |  |  |  | #VALUE! | #VALUE! | #VALUE! |  |  | #VALUE! | #VALUE! | #VALUE! | #VALUE! | #VALUE! | #VALUE! | #VALUE! | #VALUE! |  |  |  |  | #VALUE! | #VALUE! | #VALUE! |  |  | #VALUE! | #VALUE! | #VALUE! | #VALUE! | #VALUE! | #VALUE! | #VALUE! | #VALUE! |  |  |  |  | #VALUE! | #VALUE! | #VALUE! |  |  | #VALUE! | #VALUE! | #VALUE! | #VALUE! | #VALUE! | #VALUE! | #VALUE! | #VALUE! |  |  |  |  | #VALUE! | #VALUE! | #VALUE! |  |  | #VALUE! | #VALUE! | #VALUE! | #VALUE! | #VALUE! | #VALUE! | #VALUE! | #VALUE! |  |  | #VALUE! | #VALUE! | #VALUE! | #VALUE! | #VALUE! |  |  | #VALUE! | #VALUE! | #VALUE! | #VALUE! | #VALUE! | #VALUE! | #VALUE! | #VALUE! |  |  | #VALUE! | #VALUE! | #VALUE! | #VALUE! | #VALUE! |  |  | #VALUE! | #VALUE! | #VALUE! | #VALUE! | #VALUE! | #VALUE! | #VALUE! | #VALUE! | 0 | #REF! | #VALUE! | #VALUE! | #VALUE! | #VALUE! | #VALUE! | #VALUE! | #VALUE! | 0
|  |  |  | 0 | 51 | 0 |  |  | 1 | 1.0842e-19 | 0 | 1.0669e-18 | 1.0669e-18 | 1.0669e-18 | 0 | 0 |  |  |  |  | #VALUE! | #VALUE! | #VALUE! |  |  | #VALUE! | #VALUE! | #VALUE! | #VALUE! | #VALUE! | #VALUE! | #VALUE! | #VALUE! |  |  |  |  | #VALUE! | #VALUE! | #VALUE! |  |  | #VALUE! | #VALUE! | #VALUE! | #VALUE! | #VALUE! | #VALUE! | #VALUE! | #VALUE! |  |  |  |  | #VALUE! | #VALUE! | #VALUE! |  |  | #VALUE! | #VALUE! | #VALUE! | #VALUE! | #VALUE! | #VALUE! | #VALUE! | #VALUE! |  |  |  |  | #VALUE! | #VALUE! | #VALUE! |  |  | #VALUE! | #VALUE! | #VALUE! | #VALUE! | #VALUE! | #VALUE! | #VALUE! | #VALUE! |  |  |  |  | #VALUE! | #VALUE! | #VALUE! |  |  | #VALUE! | #VALUE! | #VALUE! | #VALUE! | #VALUE! | #VALUE! | #VALUE! | #VALUE! |  |  | #VALUE! | #VALUE! | #VALUE! | #VALUE! | #VALUE! |  |  | #VALUE! | #VALUE! | #VALUE! | #VALUE! | #VALUE! | #VALUE! | #VALUE! | #VALUE! |  |  | #VALUE! | #VALUE! | #VALUE! | #VALUE! | #VALUE! |  |  | #VALUE! | #VALUE! | #VALUE! | #VALUE! | #VALUE! | #VALUE! | #VALUE! | #VALUE! | 0 | #REF! | #VALUE! | #VALUE! | #VALUE! | #VALUE! | #VALUE! | #VALUE! | #VALUE! | 0
|  |  |  | 0 | 51 | 0 |  |  | 1 | 1.0842e-19 | 0 | 1.0669e-18 | 1.0669e-18 | 1.0669e-18 | 0 | 0 |  |  |  |  | #VALUE! | #VALUE! | #VALUE! |  |  | #VALUE! | #VALUE! | #VALUE! | #VALUE! | #VALUE! | #VALUE! | #VALUE! | #VALUE! |  |  |  |  | #VALUE! | #VALUE! | #VALUE! |  |  | #VALUE! | #VALUE! | #VALUE! | #VALUE! | #VALUE! | #VALUE! | #VALUE! | #VALUE! |  |  |  |  | #VALUE! | #VALUE! | #VALUE! |  |  | #VALUE! | #VALUE! | #VALUE! | #VALUE! | #VALUE! | #VALUE! | #VALUE! | #VALUE! |  |  |  |  | #VALUE! | #VALUE! | #VALUE! |  |  | #VALUE! | #VALUE! | #VALUE! | #VALUE! | #VALUE! | #VALUE! | #VALUE! | #VALUE! |  |  |  |  | #VALUE! | #VALUE! | #VALUE! |  |  | #VALUE! | #VALUE! | #VALUE! | #VALUE! | #VALUE! | #VALUE! | #VALUE! | #VALUE! |  |  | #VALUE! | #VALUE! | #VALUE! | #VALUE! | #VALUE! |  |  | #VALUE! | #VALUE! | #VALUE! | #VALUE! | #VALUE! | #VALUE! | #VALUE! | #VALUE! |  |  | #VALUE! | #VALUE! | #VALUE! | #VALUE! | #VALUE! |  |  | #VALUE! | #VALUE! | #VALUE! | #VALUE! | #VALUE! | #VALUE! | #VALUE! | #VALUE! | 0 | #REF! | #VALUE! | #VALUE! | #VALUE! | #VALUE! | #VALUE! | #VALUE! | #VALUE! | 0
|  |  |  | 0 | 51 | 0 |  |  | 1 | 1.0842e-19 | 0 | 1.0669e-18 | 1.0669e-18 | 1.0669e-18 | 0 | 0 |  |  |  |  | #VALUE! | #VALUE! | #VALUE! |  |  | #VALUE! | #VALUE! | #VALUE! | #VALUE! | #VALUE! | #VALUE! | #VALUE! | #VALUE! |  |  |  |  | #VALUE! | #VALUE! | #VALUE! |  |  | #VALUE! | #VALUE! | #VALUE! | #VALUE! | #VALUE! | #VALUE! | #VALUE! | #VALUE! |  |  |  |  | #VALUE! | #VALUE! | #VALUE! |  |  | #VALUE! | #VALUE! | #VALUE! | #VALUE! | #VALUE! | #VALUE! | #VALUE! | #VALUE! |  |  |  |  | #VALUE! | #VALUE! | #VALUE! |  |  | #VALUE! | #VALUE! | #VALUE! | #VALUE! | #VALUE! | #VALUE! | #VALUE! | #VALUE! |  |  |  |  | #VALUE! | #VALUE! | #VALUE! |  |  | #VALUE! | #VALUE! | #VALUE! | #VALUE! | #VALUE! | #VALUE! | #VALUE! | #VALUE! |  |  | #VALUE! | #VALUE! | #VALUE! | #VALUE! | #VALUE! |  |  | #VALUE! | #VALUE! | #VALUE! | #VALUE! | #VALUE! | #VALUE! | #VALUE! | #VALUE! |  |  | #VALUE! | #VALUE! | #VALUE! | #VALUE! | #VALUE! |  |  | #VALUE! | #VALUE! | #VALUE! | #VALUE! | #VALUE! | #VALUE! | #VALUE! | #VALUE! | 0 | #REF! | #VALUE! | #VALUE! | #VALUE! | #VALUE! | #VALUE! | #VALUE! | #VALUE! | 0
|  |  |  | 0 | 51 | 0 |  |  | 1 | 1.0842e-19 | 0 | 1.0669e-18 | 1.0669e-18 | 1.0669e-18 | 0 | 0 |  |  |  |  | #VALUE! | #VALUE! | #VALUE! |  |  | #VALUE! | #VALUE! | #VALUE! | #VALUE! | #VALUE! | #VALUE! | #VALUE! | #VALUE! |  |  |  |  | #VALUE! | #VALUE! | #VALUE! |  |  | #VALUE! | #VALUE! | #VALUE! | #VALUE! | #VALUE! | #VALUE! | #VALUE! | #VALUE! |  |  |  |  | #VALUE! | #VALUE! | #VALUE! |  |  | #VALUE! | #VALUE! | #VALUE! | #VALUE! | #VALUE! | #VALUE! | #VALUE! | #VALUE! |  |  |  |  | #VALUE! | #VALUE! | #VALUE! |  |  | #VALUE! | #VALUE! | #VALUE! | #VALUE! | #VALUE! | #VALUE! | #VALUE! | #VALUE! |  |  |  |  | #VALUE! | #VALUE! | #VALUE! |  |  | #VALUE! | #VALUE! | #VALUE! | #VALUE! | #VALUE! | #VALUE! | #VALUE! | #VALUE! |  |  | #VALUE! | #VALUE! | #VALUE! | #VALUE! | #VALUE! |  |  | #VALUE! | #VALUE! | #VALUE! | #VALUE! | #VALUE! | #VALUE! | #VALUE! | #VALUE! |  |  | #VALUE! | #VALUE! | #VALUE! | #VALUE! | #VALUE! |  |  | #VALUE! | #VALUE! | #VALUE! | #VALUE! | #VALUE! | #VALUE! | #VALUE! | #VALUE! | 0 | #REF! | #VALUE! | #VALUE! | #VALUE! | #VALUE! | #VALUE! | #VALUE! | #VALUE! | 0
|  |  |  | 0 | 51 | 0 |  |  | 1 | 1.0842e-19 | 0 | 1.0669e-18 | 1.0669e-18 | 1.0669e-18 | 0 | 0 |  |  |  |  | #VALUE! | #VALUE! | #VALUE! |  |  | #VALUE! | #VALUE! | #VALUE! | #VALUE! | #VALUE! | #VALUE! | #VALUE! | #VALUE! |  |  |  |  | #VALUE! | #VALUE! | #VALUE! |  |  | #VALUE! | #VALUE! | #VALUE! | #VALUE! | #VALUE! | #VALUE! | #VALUE! | #VALUE! |  |  |  |  | #VALUE! | #VALUE! | #VALUE! |  |  | #VALUE! | #VALUE! | #VALUE! | #VALUE! | #VALUE! | #VALUE! | #VALUE! | #VALUE! |  |  |  |  | #VALUE! | #VALUE! | #VALUE! |  |  | #VALUE! | #VALUE! | #VALUE! | #VALUE! | #VALUE! | #VALUE! | #VALUE! | #VALUE! |  |  |  |  | #VALUE! | #VALUE! | #VALUE! |  |  | #VALUE! | #VALUE! | #VALUE! | #VALUE! | #VALUE! | #VALUE! | #VALUE! | #VALUE! |  |  | #VALUE! | #VALUE! | #VALUE! | #VALUE! | #VALUE! |  |  | #VALUE! | #VALUE! | #VALUE! | #VALUE! | #VALUE! | #VALUE! | #VALUE! | #VALUE! |  |  | #VALUE! | #VALUE! | #VALUE! | #VALUE! | #VALUE! |  |  | #VALUE! | #VALUE! | #VALUE! | #VALUE! | #VALUE! | #VALUE! | #VALUE! | #VALUE! | 0 | #REF! | #VALUE! | #VALUE! | #VALUE! | #VALUE! | #VALUE! | #VALUE! | #VALUE! | 0
|  |  |  | 0 | 51 | 0 |  |  | 1 | 1.0842e-19 | 0 | 1.0669e-18 | 1.0669e-18 | 1.0669e-18 | 0 | 0 |  |  |  |  | #VALUE! | #VALUE! | #VALUE! |  |  | #VALUE! | #VALUE! | #VALUE! | #VALUE! | #VALUE! | #VALUE! | #VALUE! | #VALUE! |  |  |  |  | #VALUE! | #VALUE! | #VALUE! |  |  | #VALUE! | #VALUE! | #VALUE! | #VALUE! | #VALUE! | #VALUE! | #VALUE! | #VALUE! |  |  |  |  | #VALUE! | #VALUE! | #VALUE! |  |  | #VALUE! | #VALUE! | #VALUE! | #VALUE! | #VALUE! | #VALUE! | #VALUE! | #VALUE! |  |  |  |  | #VALUE! | #VALUE! | #VALUE! |  |  | #VALUE! | #VALUE! | #VALUE! | #VALUE! | #VALUE! | #VALUE! | #VALUE! | #VALUE! |  |  |  |  | #VALUE! | #VALUE! | #VALUE! |  |  | #VALUE! | #VALUE! | #VALUE! | #VALUE! | #VALUE! | #VALUE! | #VALUE! | #VALUE! |  |  | #VALUE! | #VALUE! | #VALUE! | #VALUE! | #VALUE! |  |  | #VALUE! | #VALUE! | #VALUE! | #VALUE! | #VALUE! | #VALUE! | #VALUE! | #VALUE! |  |  | #VALUE! | #VALUE! | #VALUE! | #VALUE! | #VALUE! |  |  | #VALUE! | #VALUE! | #VALUE! | #VALUE! | #VALUE! | #VALUE! | #VALUE! | #VALUE! | 0 | #REF! | #VALUE! | #VALUE! | #VALUE! | #VALUE! | #VALUE! | #VALUE! | #VALUE! | 0
|  |  |  | 0 | 51 | 0 |  |  | 1 | 1.0842e-19 | 0 | 1.0669e-18 | 1.0669e-18 | 1.0669e-18 | 0 | 0 |  |  |  |  | #VALUE! | #VALUE! | #VALUE! |  |  | #VALUE! | #VALUE! | #VALUE! | #VALUE! | #VALUE! | #VALUE! | #VALUE! | #VALUE! |  |  |  |  | #VALUE! | #VALUE! | #VALUE! |  |  | #VALUE! | #VALUE! | #VALUE! | #VALUE! | #VALUE! | #VALUE! | #VALUE! | #VALUE! |  |  |  |  | #VALUE! | #VALUE! | #VALUE! |  |  | #VALUE! | #VALUE! | #VALUE! | #VALUE! | #VALUE! | #VALUE! | #VALUE! | #VALUE! |  |  |  |  | #VALUE! | #VALUE! | #VALUE! |  |  | #VALUE! | #VALUE! | #VALUE! | #VALUE! | #VALUE! | #VALUE! | #VALUE! | #VALUE! |  |  |  |  | #VALUE! | #VALUE! | #VALUE! |  |  | #VALUE! | #VALUE! | #VALUE! | #VALUE! | #VALUE! | #VALUE! | #VALUE! | #VALUE! |  |  | #VALUE! | #VALUE! | #VALUE! | #VALUE! | #VALUE! |  |  | #VALUE! | #VALUE! | #VALUE! | #VALUE! | #VALUE! | #VALUE! | #VALUE! | #VALUE! |  |  | #VALUE! | #VALUE! | #VALUE! | #VALUE! | #VALUE! |  |  | #VALUE! | #VALUE! | #VALUE! | #VALUE! | #VALUE! | #VALUE! | #VALUE! | #VALUE! | 0 | #REF! | #VALUE! | #VALUE! | #VALUE! | #VALUE! | #VALUE! | #VALUE! | #VALUE! | 0
|  |  |  | 0 | 51 | 0 |  |  | 1 | 1.0842e-19 | 0 | 1.0669e-18 | 1.0669e-18 | 1.0669e-18 | 0 | 0 |  |  |  |  | #VALUE! | #VALUE! | #VALUE! |  |  | #VALUE! | #VALUE! | #VALUE! | #VALUE! | #VALUE! | #VALUE! | #VALUE! | #VALUE! |  |  |  |  | #VALUE! | #VALUE! | #VALUE! |  |  | #VALUE! | #VALUE! | #VALUE! | #VALUE! | #VALUE! | #VALUE! | #VALUE! | #VALUE! |  |  |  |  | #VALUE! | #VALUE! | #VALUE! |  |  | #VALUE! | #VALUE! | #VALUE! | #VALUE! | #VALUE! | #VALUE! | #VALUE! | #VALUE! |  |  |  |  | #VALUE! | #VALUE! | #VALUE! |  |  | #VALUE! | #VALUE! | #VALUE! | #VALUE! | #VALUE! | #VALUE! | #VALUE! | #VALUE! |  |  |  |  | #VALUE! | #VALUE! | #VALUE! |  |  | #VALUE! | #VALUE! | #VALUE! | #VALUE! | #VALUE! | #VALUE! | #VALUE! | #VALUE! |  |  | #VALUE! | #VALUE! | #VALUE! | #VALUE! | #VALUE! |  |  | #VALUE! | #VALUE! | #VALUE! | #VALUE! | #VALUE! | #VALUE! | #VALUE! | #VALUE! |  |  | #VALUE! | #VALUE! | #VALUE! | #VALUE! | #VALUE! |  |  | #VALUE! | #VALUE! | #VALUE! | #VALUE! | #VALUE! | #VALUE! | #VALUE! | #VALUE! | 0 | #REF! | #VALUE! | #VALUE! | #VALUE! | #VALUE! | #VALUE! | #VALUE! | #VALUE! | 0
|  |  |  | 0 | 51 | 0 |  |  | 1 | 1.0842e-19 | 0 | 1.0669e-18 | 1.0669e-18 | 1.0669e-18 | 0 | 0 |  |  |  |  | #VALUE! | #VALUE! | #VALUE! |  |  | #VALUE! | #VALUE! | #VALUE! | #VALUE! | #VALUE! | #VALUE! | #VALUE! | #VALUE! |  |  |  |  | #VALUE! | #VALUE! | #VALUE! |  |  | #VALUE! | #VALUE! | #VALUE! | #VALUE! | #VALUE! | #VALUE! | #VALUE! | #VALUE! |  |  |  |  | #VALUE! | #VALUE! | #VALUE! |  |  | #VALUE! | #VALUE! | #VALUE! | #VALUE! | #VALUE! | #VALUE! | #VALUE! | #VALUE! |  |  |  |  | #VALUE! | #VALUE! | #VALUE! |  |  | #VALUE! | #VALUE! | #VALUE! | #VALUE! | #VALUE! | #VALUE! | #VALUE! | #VALUE! |  |  |  |  | #VALUE! | #VALUE! | #VALUE! |  |  | #VALUE! | #VALUE! | #VALUE! | #VALUE! | #VALUE! | #VALUE! | #VALUE! | #VALUE! |  |  | #VALUE! | #VALUE! | #VALUE! | #VALUE! | #VALUE! |  |  | #VALUE! | #VALUE! | #VALUE! | #VALUE! | #VALUE! | #VALUE! | #VALUE! | #VALUE! |  |  | #VALUE! | #VALUE! | #VALUE! | #VALUE! | #VALUE! |  |  | #VALUE! | #VALUE! | #VALUE! | #VALUE! | #VALUE! | #VALUE! | #VALUE! | #VALUE! | 0 | #REF! | #VALUE! | #VALUE! | #VALUE! | #VALUE! | #VALUE! | #VALUE! | #VALUE! | 0
|  |  |  | 0 | 51 | 0 |  |  | 1 | 1.0842e-19 | 0 | 1.0669e-18 | 1.0669e-18 | 1.0669e-18 | 0 | 0 |  |  |  |  | #VALUE! | #VALUE! | #VALUE! |  |  | #VALUE! | #VALUE! | #VALUE! | #VALUE! | #VALUE! | #VALUE! | #VALUE! | #VALUE! |  |  |  |  | #VALUE! | #VALUE! | #VALUE! |  |  | #VALUE! | #VALUE! | #VALUE! | #VALUE! | #VALUE! | #VALUE! | #VALUE! | #VALUE! |  |  |  |  | #VALUE! | #VALUE! | #VALUE! |  |  | #VALUE! | #VALUE! | #VALUE! | #VALUE! | #VALUE! | #VALUE! | #VALUE! | #VALUE! |  |  |  |  | #VALUE! | #VALUE! | #VALUE! |  |  | #VALUE! | #VALUE! | #VALUE! | #VALUE! | #VALUE! | #VALUE! | #VALUE! | #VALUE! |  |  |  |  | #VALUE! | #VALUE! | #VALUE! |  |  | #VALUE! | #VALUE! | #VALUE! | #VALUE! | #VALUE! | #VALUE! | #VALUE! | #VALUE! |  |  | #VALUE! | #VALUE! | #VALUE! | #VALUE! | #VALUE! |  |  | #VALUE! | #VALUE! | #VALUE! | #VALUE! | #VALUE! | #VALUE! | #VALUE! | #VALUE! |  |  | #VALUE! | #VALUE! | #VALUE! | #VALUE! | #VALUE! |  |  | #VALUE! | #VALUE! | #VALUE! | #VALUE! | #VALUE! | #VALUE! | #VALUE! | #VALUE! | 0 | #REF! | #VALUE! | #VALUE! | #VALUE! | #VALUE! | #VALUE! | #VALUE! | #VALUE! | 0
|  |  |  | 0 | 51 | 0 |  |  | 1 | 1.0842e-19 | 0 | 1.0669e-18 | 1.0669e-18 | 1.0669e-18 | 0 | 0 |  |  |  |  | #VALUE! | #VALUE! | #VALUE! |  |  | #VALUE! | #VALUE! | #VALUE! | #VALUE! | #VALUE! | #VALUE! | #VALUE! | #VALUE! |  |  |  |  | #VALUE! | #VALUE! | #VALUE! |  |  | #VALUE! | #VALUE! | #VALUE! | #VALUE! | #VALUE! | #VALUE! | #VALUE! | #VALUE! |  |  |  |  | #VALUE! | #VALUE! | #VALUE! |  |  | #VALUE! | #VALUE! | #VALUE! | #VALUE! | #VALUE! | #VALUE! | #VALUE! | #VALUE! |  |  |  |  | #VALUE! | #VALUE! | #VALUE! |  |  | #VALUE! | #VALUE! | #VALUE! | #VALUE! | #VALUE! | #VALUE! | #VALUE! | #VALUE! |  |  |  |  | #VALUE! | #VALUE! | #VALUE! |  |  | #VALUE! | #VALUE! | #VALUE! | #VALUE! | #VALUE! | #VALUE! | #VALUE! | #VALUE! |  |  | #VALUE! | #VALUE! | #VALUE! | #VALUE! | #VALUE! |  |  | #VALUE! | #VALUE! | #VALUE! | #VALUE! | #VALUE! | #VALUE! | #VALUE! | #VALUE! |  |  | #VALUE! | #VALUE! | #VALUE! | #VALUE! | #VALUE! |  |  | #VALUE! | #VALUE! | #VALUE! | #VALUE! | #VALUE! | #VALUE! | #VALUE! | #VALUE! | 0 | #REF! | #VALUE! | #VALUE! | #VALUE! | #VALUE! | #VALUE! | #VALUE! | #VALUE! | 0
|  |  |  | 0 | 51 | 0 |  |  | 1 | 1.0842e-19 | 0 | 1.0669e-18 | 1.0669e-18 | 1.0669e-18 | 0 | 0 |  |  |  |  | #VALUE! | #VALUE! | #VALUE! |  |  | #VALUE! | #VALUE! | #VALUE! | #VALUE! | #VALUE! | #VALUE! | #VALUE! | #VALUE! |  |  |  |  | #VALUE! | #VALUE! | #VALUE! |  |  | #VALUE! | #VALUE! | #VALUE! | #VALUE! | #VALUE! | #VALUE! | #VALUE! | #VALUE! |  |  |  |  | #VALUE! | #VALUE! | #VALUE! |  |  | #VALUE! | #VALUE! | #VALUE! | #VALUE! | #VALUE! | #VALUE! | #VALUE! | #VALUE! |  |  |  |  | #VALUE! | #VALUE! | #VALUE! |  |  | #VALUE! | #VALUE! | #VALUE! | #VALUE! | #VALUE! | #VALUE! | #VALUE! | #VALUE! |  |  |  |  | #VALUE! | #VALUE! | #VALUE! |  |  | #VALUE! | #VALUE! | #VALUE! | #VALUE! | #VALUE! | #VALUE! | #VALUE! | #VALUE! |  |  | #VALUE! | #VALUE! | #VALUE! | #VALUE! | #VALUE! |  |  | #VALUE! | #VALUE! | #VALUE! | #VALUE! | #VALUE! | #VALUE! | #VALUE! | #VALUE! |  |  | #VALUE! | #VALUE! | #VALUE! | #VALUE! | #VALUE! |  |  | #VALUE! | #VALUE! | #VALUE! | #VALUE! | #VALUE! | #VALUE! | #VALUE! | #VALUE! | 0 | #REF! | #VALUE! | #VALUE! | #VALUE! | #VALUE! | #VALUE! | #VALUE! | #VALUE! | 0
|  |  |  | 0 | 51 | 0 |  |  | 1 | 1.0842e-19 | 0 | 1.0669e-18 | 1.0669e-18 | 1.0669e-18 | 0 | 0 |  |  |  |  | #VALUE! | #VALUE! | #VALUE! |  |  | #VALUE! | #VALUE! | #VALUE! | #VALUE! | #VALUE! | #VALUE! | #VALUE! | #VALUE! |  |  |  |  | #VALUE! | #VALUE! | #VALUE! |  |  | #VALUE! | #VALUE! | #VALUE! | #VALUE! | #VALUE! | #VALUE! | #VALUE! | #VALUE! |  |  |  |  | #VALUE! | #VALUE! | #VALUE! |  |  | #VALUE! | #VALUE! | #VALUE! | #VALUE! | #VALUE! | #VALUE! | #VALUE! | #VALUE! |  |  |  |  | #VALUE! | #VALUE! | #VALUE! |  |  | #VALUE! | #VALUE! | #VALUE! | #VALUE! | #VALUE! | #VALUE! | #VALUE! | #VALUE! |  |  |  |  | #VALUE! | #VALUE! | #VALUE! |  |  | #VALUE! | #VALUE! | #VALUE! | #VALUE! | #VALUE! | #VALUE! | #VALUE! | #VALUE! |  |  | #VALUE! | #VALUE! | #VALUE! | #VALUE! | #VALUE! |  |  | #VALUE! | #VALUE! | #VALUE! | #VALUE! | #VALUE! | #VALUE! | #VALUE! | #VALUE! |  |  | #VALUE! | #VALUE! | #VALUE! | #VALUE! | #VALUE! |  |  | #VALUE! | #VALUE! | #VALUE! | #VALUE! | #VALUE! | #VALUE! | #VALUE! | #VALUE! | 0 | #REF! | #VALUE! | #VALUE! | #VALUE! | #VALUE! | #VALUE! | #VALUE! | #VALUE! | 0
|  |  |  | 0 | 51 | 0 |  |  | 1 | 1.0842e-19 | 0 | 1.0669e-18 | 1.0669e-18 | 1.0669e-18 | 0 | 0 |  |  |  |  | #VALUE! | #VALUE! | #VALUE! |  |  | #VALUE! | #VALUE! | #VALUE! | #VALUE! | #VALUE! | #VALUE! | #VALUE! | #VALUE! |  |  |  |  | #VALUE! | #VALUE! | #VALUE! |  |  | #VALUE! | #VALUE! | #VALUE! | #VALUE! | #VALUE! | #VALUE! | #VALUE! | #VALUE! |  |  |  |  | #VALUE! | #VALUE! | #VALUE! |  |  | #VALUE! | #VALUE! | #VALUE! | #VALUE! | #VALUE! | #VALUE! | #VALUE! | #VALUE! |  |  |  |  | #VALUE! | #VALUE! | #VALUE! |  |  | #VALUE! | #VALUE! | #VALUE! | #VALUE! | #VALUE! | #VALUE! | #VALUE! | #VALUE! |  |  |  |  | #VALUE! | #VALUE! | #VALUE! |  |  | #VALUE! | #VALUE! | #VALUE! | #VALUE! | #VALUE! | #VALUE! | #VALUE! | #VALUE! |  |  | #VALUE! | #VALUE! | #VALUE! | #VALUE! | #VALUE! |  |  | #VALUE! | #VALUE! | #VALUE! | #VALUE! | #VALUE! | #VALUE! | #VALUE! | #VALUE! |  |  | #VALUE! | #VALUE! | #VALUE! | #VALUE! | #VALUE! |  |  | #VALUE! | #VALUE! | #VALUE! | #VALUE! | #VALUE! | #VALUE! | #VALUE! | #VALUE! | 0 | #REF! | #VALUE! | #VALUE! | #VALUE! | #VALUE! | #VALUE! | #VALUE! | #VALUE! | 0
|  |  |  | 0 | 51 | 0 |  |  | 1 | 1.0842e-19 | 0 | 1.0669e-18 | 1.0669e-18 | 1.0669e-18 | 0 | 0 |  |  |  |  | #VALUE! | #VALUE! | #VALUE! |  |  | #VALUE! | #VALUE! | #VALUE! | #VALUE! | #VALUE! | #VALUE! | #VALUE! | #VALUE! |  |  |  |  | #VALUE! | #VALUE! | #VALUE! |  |  | #VALUE! | #VALUE! | #VALUE! | #VALUE! | #VALUE! | #VALUE! | #VALUE! | #VALUE! |  |  |  |  | #VALUE! | #VALUE! | #VALUE! |  |  | #VALUE! | #VALUE! | #VALUE! | #VALUE! | #VALUE! | #VALUE! | #VALUE! | #VALUE! |  |  |  |  | #VALUE! | #VALUE! | #VALUE! |  |  | #VALUE! | #VALUE! | #VALUE! | #VALUE! | #VALUE! | #VALUE! | #VALUE! | #VALUE! |  |  |  |  | #VALUE! | #VALUE! | #VALUE! |  |  | #VALUE! | #VALUE! | #VALUE! | #VALUE! | #VALUE! | #VALUE! | #VALUE! | #VALUE! |  |  | #VALUE! | #VALUE! | #VALUE! | #VALUE! | #VALUE! |  |  | #VALUE! | #VALUE! | #VALUE! | #VALUE! | #VALUE! | #VALUE! | #VALUE! | #VALUE! |  |  | #VALUE! | #VALUE! | #VALUE! | #VALUE! | #VALUE! |  |  | #VALUE! | #VALUE! | #VALUE! | #VALUE! | #VALUE! | #VALUE! | #VALUE! | #VALUE! | 0 | #REF! | #VALUE! | #VALUE! | #VALUE! | #VALUE! | #VALUE! | #VALUE! | #VALUE! | 0
|  |  |  | 0 | 51 | 0 |  |  | 1 | 1.0842e-19 | 0 | 1.0669e-18 | 1.0669e-18 | 1.0669e-18 | 0 | 0 |  |  |  |  | #VALUE! | #VALUE! | #VALUE! |  |  | #VALUE! | #VALUE! | #VALUE! | #VALUE! | #VALUE! | #VALUE! | #VALUE! | #VALUE! |  |  |  |  | #VALUE! | #VALUE! | #VALUE! |  |  | #VALUE! | #VALUE! | #VALUE! | #VALUE! | #VALUE! | #VALUE! | #VALUE! | #VALUE! |  |  |  |  | #VALUE! | #VALUE! | #VALUE! |  |  | #VALUE! | #VALUE! | #VALUE! | #VALUE! | #VALUE! | #VALUE! | #VALUE! | #VALUE! |  |  |  |  | #VALUE! | #VALUE! | #VALUE! |  |  | #VALUE! | #VALUE! | #VALUE! | #VALUE! | #VALUE! | #VALUE! | #VALUE! | #VALUE! |  |  |  |  | #VALUE! | #VALUE! | #VALUE! |  |  | #VALUE! | #VALUE! | #VALUE! | #VALUE! | #VALUE! | #VALUE! | #VALUE! | #VALUE! |  |  | #VALUE! | #VALUE! | #VALUE! | #VALUE! | #VALUE! |  |  | #VALUE! | #VALUE! | #VALUE! | #VALUE! | #VALUE! | #VALUE! | #VALUE! | #VALUE! |  |  | #VALUE! | #VALUE! | #VALUE! | #VALUE! | #VALUE! |  |  | #VALUE! | #VALUE! | #VALUE! | #VALUE! | #VALUE! | #VALUE! | #VALUE! | #VALUE! | 0 | #REF! | #VALUE! | #VALUE! | #VALUE! | #VALUE! | #VALUE! | #VALUE! | #VALUE! | 0
|  |  |  | 0 | 51 | 0 |  |  | 1 | 1.0842e-19 | 0 | 1.0669e-18 | 1.0669e-18 | 1.0669e-18 | 0 | 0 |  |  |  |  | #VALUE! | #VALUE! | #VALUE! |  |  | #VALUE! | #VALUE! | #VALUE! | #VALUE! | #VALUE! | #VALUE! | #VALUE! | #VALUE! |  |  |  |  | #VALUE! | #VALUE! | #VALUE! |  |  | #VALUE! | #VALUE! | #VALUE! | #VALUE! | #VALUE! | #VALUE! | #VALUE! | #VALUE! |  |  |  |  | #VALUE! | #VALUE! | #VALUE! |  |  | #VALUE! | #VALUE! | #VALUE! | #VALUE! | #VALUE! | #VALUE! | #VALUE! | #VALUE! |  |  |  |  | #VALUE! | #VALUE! | #VALUE! |  |  | #VALUE! | #VALUE! | #VALUE! | #VALUE! | #VALUE! | #VALUE! | #VALUE! | #VALUE! |  |  |  |  | #VALUE! | #VALUE! | #VALUE! |  |  | #VALUE! | #VALUE! | #VALUE! | #VALUE! | #VALUE! | #VALUE! | #VALUE! | #VALUE! |  |  | #VALUE! | #VALUE! | #VALUE! | #VALUE! | #VALUE! |  |  | #VALUE! | #VALUE! | #VALUE! | #VALUE! | #VALUE! | #VALUE! | #VALUE! | #VALUE! |  |  | #VALUE! | #VALUE! | #VALUE! | #VALUE! | #VALUE! |  |  | #VALUE! | #VALUE! | #VALUE! | #VALUE! | #VALUE! | #VALUE! | #VALUE! | #VALUE! | 0 | #REF! | #VALUE! | #VALUE! | #VALUE! | #VALUE! | #VALUE! | #VALUE! | #VALUE! | 0
|  |  |  | 0 | 51 | 0 |  |  | 1 | 1.0842e-19 | 0 | 1.0669e-18 | 1.0669e-18 | 1.0669e-18 | 0 | 0 |  |  |  |  | #VALUE! | #VALUE! | #VALUE! |  |  | #VALUE! | #VALUE! | #VALUE! | #VALUE! | #VALUE! | #VALUE! | #VALUE! | #VALUE! |  |  |  |  | #VALUE! | #VALUE! | #VALUE! |  |  | #VALUE! | #VALUE! | #VALUE! | #VALUE! | #VALUE! | #VALUE! | #VALUE! | #VALUE! |  |  |  |  | #VALUE! | #VALUE! | #VALUE! |  |  | #VALUE! | #VALUE! | #VALUE! | #VALUE! | #VALUE! | #VALUE! | #VALUE! | #VALUE! |  |  |  |  | #VALUE! | #VALUE! | #VALUE! |  |  | #VALUE! | #VALUE! | #VALUE! | #VALUE! | #VALUE! | #VALUE! | #VALUE! | #VALUE! |  |  |  |  | #VALUE! | #VALUE! | #VALUE! |  |  | #VALUE! | #VALUE! | #VALUE! | #VALUE! | #VALUE! | #VALUE! | #VALUE! | #VALUE! |  |  | #VALUE! | #VALUE! | #VALUE! | #VALUE! | #VALUE! |  |  | #VALUE! | #VALUE! | #VALUE! | #VALUE! | #VALUE! | #VALUE! | #VALUE! | #VALUE! |  |  | #VALUE! | #VALUE! | #VALUE! | #VALUE! | #VALUE! |  |  | #VALUE! | #VALUE! | #VALUE! | #VALUE! | #VALUE! | #VALUE! | #VALUE! | #VALUE! | 0 | #REF! | #VALUE! | #VALUE! | #VALUE! | #VALUE! | #VALUE! | #VALUE! | #VALUE! | 0
|  |  |  | 0 | 51 | 0 |  |  | 1 | 1.0842e-19 | 0 | 1.0669e-18 | 1.0669e-18 | 1.0669e-18 | 0 | 0 |  |  |  |  | #VALUE! | #VALUE! | #VALUE! |  |  | #VALUE! | #VALUE! | #VALUE! | #VALUE! | #VALUE! | #VALUE! | #VALUE! | #VALUE! |  |  |  |  | #VALUE! | #VALUE! | #VALUE! |  |  | #VALUE! | #VALUE! | #VALUE! | #VALUE! | #VALUE! | #VALUE! | #VALUE! | #VALUE! |  |  |  |  | #VALUE! | #VALUE! | #VALUE! |  |  | #VALUE! | #VALUE! | #VALUE! | #VALUE! | #VALUE! | #VALUE! | #VALUE! | #VALUE! |  |  |  |  | #VALUE! | #VALUE! | #VALUE! |  |  | #VALUE! | #VALUE! | #VALUE! | #VALUE! | #VALUE! | #VALUE! | #VALUE! | #VALUE! |  |  |  |  | #VALUE! | #VALUE! | #VALUE! |  |  | #VALUE! | #VALUE! | #VALUE! | #VALUE! | #VALUE! | #VALUE! | #VALUE! | #VALUE! |  |  | #VALUE! | #VALUE! | #VALUE! | #VALUE! | #VALUE! |  |  | #VALUE! | #VALUE! | #VALUE! | #VALUE! | #VALUE! | #VALUE! | #VALUE! | #VALUE! |  |  | #VALUE! | #VALUE! | #VALUE! | #VALUE! | #VALUE! |  |  | #VALUE! | #VALUE! | #VALUE! | #VALUE! | #VALUE! | #VALUE! | #VALUE! | #VALUE! | 0 | #REF! | #VALUE! | #VALUE! | #VALUE! | #VALUE! | #VALUE! | #VALUE! | #VALUE! | 0
|  |  |  | 0 | 51 | 0 |  |  | 1 | 1.0842e-19 | 0 | 1.0669e-18 | 1.0669e-18 | 1.0669e-18 | 0 | 0 |  |  |  |  | #VALUE! | #VALUE! | #VALUE! |  |  | #VALUE! | #VALUE! | #VALUE! | #VALUE! | #VALUE! | #VALUE! | #VALUE! | #VALUE! |  |  |  |  | #VALUE! | #VALUE! | #VALUE! |  |  | #VALUE! | #VALUE! | #VALUE! | #VALUE! | #VALUE! | #VALUE! | #VALUE! | #VALUE! |  |  |  |  | #VALUE! | #VALUE! | #VALUE! |  |  | #VALUE! | #VALUE! | #VALUE! | #VALUE! | #VALUE! | #VALUE! | #VALUE! | #VALUE! |  |  |  |  | #VALUE! | #VALUE! | #VALUE! |  |  | #VALUE! | #VALUE! | #VALUE! | #VALUE! | #VALUE! | #VALUE! | #VALUE! | #VALUE! |  |  |  |  | #VALUE! | #VALUE! | #VALUE! |  |  | #VALUE! | #VALUE! | #VALUE! | #VALUE! | #VALUE! | #VALUE! | #VALUE! | #VALUE! |  |  | #VALUE! | #VALUE! | #VALUE! | #VALUE! | #VALUE! |  |  | #VALUE! | #VALUE! | #VALUE! | #VALUE! | #VALUE! | #VALUE! | #VALUE! | #VALUE! |  |  | #VALUE! | #VALUE! | #VALUE! | #VALUE! | #VALUE! |  |  | #VALUE! | #VALUE! | #VALUE! | #VALUE! | #VALUE! | #VALUE! | #VALUE! | #VALUE! | 0 | #REF! | #VALUE! | #VALUE! | #VALUE! | #VALUE! | #VALUE! | #VALUE! | #VALUE! | 0
|  |  |  | 0 | 51 | 0 |  |  | 1 | 1.0842e-19 | 0 | 1.0669e-18 | 1.0669e-18 | 1.0669e-18 | 0 | 0 |  |  |  |  | #VALUE! | #VALUE! | #VALUE! |  |  | #VALUE! | #VALUE! | #VALUE! | #VALUE! | #VALUE! | #VALUE! | #VALUE! | #VALUE! |  |  |  |  | #VALUE! | #VALUE! | #VALUE! |  |  | #VALUE! | #VALUE! | #VALUE! | #VALUE! | #VALUE! | #VALUE! | #VALUE! | #VALUE! |  |  |  |  | #VALUE! | #VALUE! | #VALUE! |  |  | #VALUE! | #VALUE! | #VALUE! | #VALUE! | #VALUE! | #VALUE! | #VALUE! | #VALUE! |  |  |  |  | #VALUE! | #VALUE! | #VALUE! |  |  | #VALUE! | #VALUE! | #VALUE! | #VALUE! | #VALUE! | #VALUE! | #VALUE! | #VALUE! |  |  |  |  | #VALUE! | #VALUE! | #VALUE! |  |  | #VALUE! | #VALUE! | #VALUE! | #VALUE! | #VALUE! | #VALUE! | #VALUE! | #VALUE! |  |  | #VALUE! | #VALUE! | #VALUE! | #VALUE! | #VALUE! |  |  | #VALUE! | #VALUE! | #VALUE! | #VALUE! | #VALUE! | #VALUE! | #VALUE! | #VALUE! |  |  | #VALUE! | #VALUE! | #VALUE! | #VALUE! | #VALUE! |  |  | #VALUE! | #VALUE! | #VALUE! | #VALUE! | #VALUE! | #VALUE! | #VALUE! | #VALUE! | 0 | #REF! | #VALUE! | #VALUE! | #VALUE! | #VALUE! | #VALUE! | #VALUE! | #VALUE! | 0
|  |  |  | 0 | 51 | 0 |  |  | 1 | 1.0842e-19 | 0 | 1.0669e-18 | 1.0669e-18 | 1.0669e-18 | 0 | 0 |  |  |  |  | #VALUE! | #VALUE! | #VALUE! |  |  | #VALUE! | #VALUE! | #VALUE! | #VALUE! | #VALUE! | #VALUE! | #VALUE! | #VALUE! |  |  |  |  | #VALUE! | #VALUE! | #VALUE! |  |  | #VALUE! | #VALUE! | #VALUE! | #VALUE! | #VALUE! | #VALUE! | #VALUE! | #VALUE! |  |  |  |  | #VALUE! | #VALUE! | #VALUE! |  |  | #VALUE! | #VALUE! | #VALUE! | #VALUE! | #VALUE! | #VALUE! | #VALUE! | #VALUE! |  |  |  |  | #VALUE! | #VALUE! | #VALUE! |  |  | #VALUE! | #VALUE! | #VALUE! | #VALUE! | #VALUE! | #VALUE! | #VALUE! | #VALUE! |  |  |  |  | #VALUE! | #VALUE! | #VALUE! |  |  | #VALUE! | #VALUE! | #VALUE! | #VALUE! | #VALUE! | #VALUE! | #VALUE! | #VALUE! |  |  | #VALUE! | #VALUE! | #VALUE! | #VALUE! | #VALUE! |  |  | #VALUE! | #VALUE! | #VALUE! | #VALUE! | #VALUE! | #VALUE! | #VALUE! | #VALUE! |  |  | #VALUE! | #VALUE! | #VALUE! | #VALUE! | #VALUE! |  |  | #VALUE! | #VALUE! | #VALUE! | #VALUE! | #VALUE! | #VALUE! | #VALUE! | #VALUE! | 0 | #REF! | #VALUE! | #VALUE! | #VALUE! | #VALUE! | #VALUE! | #VALUE! | #VALUE! | 0
|  |  |  | 0 | 51 | 0 |  |  | 1 | 1.0842e-19 | 0 | 1.0669e-18 | 1.0669e-18 | 1.0669e-18 | 0 | 0 |  |  |  |  | #VALUE! | #VALUE! | #VALUE! |  |  | #VALUE! | #VALUE! | #VALUE! | #VALUE! | #VALUE! | #VALUE! | #VALUE! | #VALUE! |  |  |  |  | #VALUE! | #VALUE! | #VALUE! |  |  | #VALUE! | #VALUE! | #VALUE! | #VALUE! | #VALUE! | #VALUE! | #VALUE! | #VALUE! |  |  |  |  | #VALUE! | #VALUE! | #VALUE! |  |  | #VALUE! | #VALUE! | #VALUE! | #VALUE! | #VALUE! | #VALUE! | #VALUE! | #VALUE! |  |  |  |  | #VALUE! | #VALUE! | #VALUE! |  |  | #VALUE! | #VALUE! | #VALUE! | #VALUE! | #VALUE! | #VALUE! | #VALUE! | #VALUE! |  |  |  |  | #VALUE! | #VALUE! | #VALUE! |  |  | #VALUE! | #VALUE! | #VALUE! | #VALUE! | #VALUE! | #VALUE! | #VALUE! | #VALUE! |  |  | #VALUE! | #VALUE! | #VALUE! | #VALUE! | #VALUE! |  |  | #VALUE! | #VALUE! | #VALUE! | #VALUE! | #VALUE! | #VALUE! | #VALUE! | #VALUE! |  |  | #VALUE! | #VALUE! | #VALUE! | #VALUE! | #VALUE! |  |  | #VALUE! | #VALUE! | #VALUE! | #VALUE! | #VALUE! | #VALUE! | #VALUE! | #VALUE! | 0 | #REF! | #VALUE! | #VALUE! | #VALUE! | #VALUE! | #VALUE! | #VALUE! | #VALUE! | 0
|  |  |  | 0 | 51 | 0 |  |  | 1 | 1.0842e-19 | 0 | 1.0669e-18 | 1.0669e-18 | 1.0669e-18 | 0 | 0 |  |  |  |  | #VALUE! | #VALUE! | #VALUE! |  |  | #VALUE! | #VALUE! | #VALUE! | #VALUE! | #VALUE! | #VALUE! | #VALUE! | #VALUE! |  |  |  |  | #VALUE! | #VALUE! | #VALUE! |  |  | #VALUE! | #VALUE! | #VALUE! | #VALUE! | #VALUE! | #VALUE! | #VALUE! | #VALUE! |  |  |  |  | #VALUE! | #VALUE! | #VALUE! |  |  | #VALUE! | #VALUE! | #VALUE! | #VALUE! | #VALUE! | #VALUE! | #VALUE! | #VALUE! |  |  |  |  | #VALUE! | #VALUE! | #VALUE! |  |  | #VALUE! | #VALUE! | #VALUE! | #VALUE! | #VALUE! | #VALUE! | #VALUE! | #VALUE! |  |  |  |  | #VALUE! | #VALUE! | #VALUE! |  |  | #VALUE! | #VALUE! | #VALUE! | #VALUE! | #VALUE! | #VALUE! | #VALUE! | #VALUE! |  |  | #VALUE! | #VALUE! | #VALUE! | #VALUE! | #VALUE! |  |  | #VALUE! | #VALUE! | #VALUE! | #VALUE! | #VALUE! | #VALUE! | #VALUE! | #VALUE! |  |  | #VALUE! | #VALUE! | #VALUE! | #VALUE! | #VALUE! |  |  | #VALUE! | #VALUE! | #VALUE! | #VALUE! | #VALUE! | #VALUE! | #VALUE! | #VALUE! | 0 | #REF! | #VALUE! | #VALUE! | #VALUE! | #VALUE! | #VALUE! | #VALUE! | #VALUE! | 0
|  |  |  | 0 | 51 | 0 |  |  | 1 | 1.0842e-19 | 0 | 1.0669e-18 | 1.0669e-18 | 1.0669e-18 | 0 | 0 |  |  |  |  | #VALUE! | #VALUE! | #VALUE! |  |  | #VALUE! | #VALUE! | #VALUE! | #VALUE! | #VALUE! | #VALUE! | #VALUE! | #VALUE! |  |  |  |  | #VALUE! | #VALUE! | #VALUE! |  |  | #VALUE! | #VALUE! | #VALUE! | #VALUE! | #VALUE! | #VALUE! | #VALUE! | #VALUE! |  |  |  |  | #VALUE! | #VALUE! | #VALUE! |  |  | #VALUE! | #VALUE! | #VALUE! | #VALUE! | #VALUE! | #VALUE! | #VALUE! | #VALUE! |  |  |  |  | #VALUE! | #VALUE! | #VALUE! |  |  | #VALUE! | #VALUE! | #VALUE! | #VALUE! | #VALUE! | #VALUE! | #VALUE! | #VALUE! |  |  |  |  | #VALUE! | #VALUE! | #VALUE! |  |  | #VALUE! | #VALUE! | #VALUE! | #VALUE! | #VALUE! | #VALUE! | #VALUE! | #VALUE! |  |  | #VALUE! | #VALUE! | #VALUE! | #VALUE! | #VALUE! |  |  | #VALUE! | #VALUE! | #VALUE! | #VALUE! | #VALUE! | #VALUE! | #VALUE! | #VALUE! |  |  | #VALUE! | #VALUE! | #VALUE! | #VALUE! | #VALUE! |  |  | #VALUE! | #VALUE! | #VALUE! | #VALUE! | #VALUE! | #VALUE! | #VALUE! | #VALUE! | 0 | #REF! | #VALUE! | #VALUE! | #VALUE! | #VALUE! | #VALUE! | #VALUE! | #VALUE! | 0
|  |  |  | 0 | 51 | 0 |  |  | 1 | 1.0842e-19 | 0 | 1.0669e-18 | 1.0669e-18 | 1.0669e-18 | 0 | 0 |  |  |  |  | #VALUE! | #VALUE! | #VALUE! |  |  | #VALUE! | #VALUE! | #VALUE! | #VALUE! | #VALUE! | #VALUE! | #VALUE! | #VALUE! |  |  |  |  | #VALUE! | #VALUE! | #VALUE! |  |  | #VALUE! | #VALUE! | #VALUE! | #VALUE! | #VALUE! | #VALUE! | #VALUE! | #VALUE! |  |  |  |  | #VALUE! | #VALUE! | #VALUE! |  |  | #VALUE! | #VALUE! | #VALUE! | #VALUE! | #VALUE! | #VALUE! | #VALUE! | #VALUE! |  |  |  |  | #VALUE! | #VALUE! | #VALUE! |  |  | #VALUE! | #VALUE! | #VALUE! | #VALUE! | #VALUE! | #VALUE! | #VALUE! | #VALUE! |  |  |  |  | #VALUE! | #VALUE! | #VALUE! |  |  | #VALUE! | #VALUE! | #VALUE! | #VALUE! | #VALUE! | #VALUE! | #VALUE! | #VALUE! |  |  | #VALUE! | #VALUE! | #VALUE! | #VALUE! | #VALUE! |  |  | #VALUE! | #VALUE! | #VALUE! | #VALUE! | #VALUE! | #VALUE! | #VALUE! | #VALUE! |  |  | #VALUE! | #VALUE! | #VALUE! | #VALUE! | #VALUE! |  |  | #VALUE! | #VALUE! | #VALUE! | #VALUE! | #VALUE! | #VALUE! | #VALUE! | #VALUE! | 0 | #REF! | #VALUE! | #VALUE! | #VALUE! | #VALUE! | #VALUE! | #VALUE! | #VALUE! | 0
|  |  |  | 0 | 51 | 0 |  |  | 1 | 1.0842e-19 | 0 | 1.0669e-18 | 1.0669e-18 | 1.0669e-18 | 0 | 0 |  |  |  |  | #VALUE! | #VALUE! | #VALUE! |  |  | #VALUE! | #VALUE! | #VALUE! | #VALUE! | #VALUE! | #VALUE! | #VALUE! | #VALUE! |  |  |  |  | #VALUE! | #VALUE! | #VALUE! |  |  | #VALUE! | #VALUE! | #VALUE! | #VALUE! | #VALUE! | #VALUE! | #VALUE! | #VALUE! |  |  |  |  | #VALUE! | #VALUE! | #VALUE! |  |  | #VALUE! | #VALUE! | #VALUE! | #VALUE! | #VALUE! | #VALUE! | #VALUE! | #VALUE! |  |  |  |  | #VALUE! | #VALUE! | #VALUE! |  |  | #VALUE! | #VALUE! | #VALUE! | #VALUE! | #VALUE! | #VALUE! | #VALUE! | #VALUE! |  |  |  |  | #VALUE! | #VALUE! | #VALUE! |  |  | #VALUE! | #VALUE! | #VALUE! | #VALUE! | #VALUE! | #VALUE! | #VALUE! | #VALUE! |  |  | #VALUE! | #VALUE! | #VALUE! | #VALUE! | #VALUE! |  |  | #VALUE! | #VALUE! | #VALUE! | #VALUE! | #VALUE! | #VALUE! | #VALUE! | #VALUE! |  |  | #VALUE! | #VALUE! | #VALUE! | #VALUE! | #VALUE! |  |  | #VALUE! | #VALUE! | #VALUE! | #VALUE! | #VALUE! | #VALUE! | #VALUE! | #VALUE! | 0 | #REF! | #VALUE! | #VALUE! | #VALUE! | #VALUE! | #VALUE! | #VALUE! | #VALUE! | 0
|  |  |  | 0 | 51 | 0 |  |  | 1 | 1.0842e-19 | 0 | 1.0669e-18 | 1.0669e-18 | 1.0669e-18 | 0 | 0 |  |  |  |  | #VALUE! | #VALUE! | #VALUE! |  |  | #VALUE! | #VALUE! | #VALUE! | #VALUE! | #VALUE! | #VALUE! | #VALUE! | #VALUE! |  |  |  |  | #VALUE! | #VALUE! | #VALUE! |  |  | #VALUE! | #VALUE! | #VALUE! | #VALUE! | #VALUE! | #VALUE! | #VALUE! | #VALUE! |  |  |  |  | #VALUE! | #VALUE! | #VALUE! |  |  | #VALUE! | #VALUE! | #VALUE! | #VALUE! | #VALUE! | #VALUE! | #VALUE! | #VALUE! |  |  |  |  | #VALUE! | #VALUE! | #VALUE! |  |  | #VALUE! | #VALUE! | #VALUE! | #VALUE! | #VALUE! | #VALUE! | #VALUE! | #VALUE! |  |  |  |  | #VALUE! | #VALUE! | #VALUE! |  |  | #VALUE! | #VALUE! | #VALUE! | #VALUE! | #VALUE! | #VALUE! | #VALUE! | #VALUE! |  |  | #VALUE! | #VALUE! | #VALUE! | #VALUE! | #VALUE! |  |  | #VALUE! | #VALUE! | #VALUE! | #VALUE! | #VALUE! | #VALUE! | #VALUE! | #VALUE! |  |  | #VALUE! | #VALUE! | #VALUE! | #VALUE! | #VALUE! |  |  | #VALUE! | #VALUE! | #VALUE! | #VALUE! | #VALUE! | #VALUE! | #VALUE! | #VALUE! | 0 | #REF! | #VALUE! | #VALUE! | #VALUE! | #VALUE! | #VALUE! | #VALUE! | #VALUE! | 0
|  |  |  | 0 | 51 | 0 |  |  | 1 | 1.0842e-19 | 0 | 1.0669e-18 | 1.0669e-18 | 1.0669e-18 | 0 | 0 |  |  |  |  | #VALUE! | #VALUE! | #VALUE! |  |  | #VALUE! | #VALUE! | #VALUE! | #VALUE! | #VALUE! | #VALUE! | #VALUE! | #VALUE! |  |  |  |  | #VALUE! | #VALUE! | #VALUE! |  |  | #VALUE! | #VALUE! | #VALUE! | #VALUE! | #VALUE! | #VALUE! | #VALUE! | #VALUE! |  |  |  |  | #VALUE! | #VALUE! | #VALUE! |  |  | #VALUE! | #VALUE! | #VALUE! | #VALUE! | #VALUE! | #VALUE! | #VALUE! | #VALUE! |  |  |  |  | #VALUE! | #VALUE! | #VALUE! |  |  | #VALUE! | #VALUE! | #VALUE! | #VALUE! | #VALUE! | #VALUE! | #VALUE! | #VALUE! |  |  |  |  | #VALUE! | #VALUE! | #VALUE! |  |  | #VALUE! | #VALUE! | #VALUE! | #VALUE! | #VALUE! | #VALUE! | #VALUE! | #VALUE! |  |  | #VALUE! | #VALUE! | #VALUE! | #VALUE! | #VALUE! |  |  | #VALUE! | #VALUE! | #VALUE! | #VALUE! | #VALUE! | #VALUE! | #VALUE! | #VALUE! |  |  | #VALUE! | #VALUE! | #VALUE! | #VALUE! | #VALUE! |  |  | #VALUE! | #VALUE! | #VALUE! | #VALUE! | #VALUE! | #VALUE! | #VALUE! | #VALUE! | 0 | #REF! | #VALUE! | #VALUE! | #VALUE! | #VALUE! | #VALUE! | #VALUE! | #VALUE! | 0
|  |  |  | 0 | 51 | 0 |  |  | 1 | 1.0842e-19 | 0 | 1.0669e-18 | 1.0669e-18 | 1.0669e-18 | 0 | 0 |  |  |  |  | #VALUE! | #VALUE! | #VALUE! |  |  | #VALUE! | #VALUE! | #VALUE! | #VALUE! | #VALUE! | #VALUE! | #VALUE! | #VALUE! |  |  |  |  | #VALUE! | #VALUE! | #VALUE! |  |  | #VALUE! | #VALUE! | #VALUE! | #VALUE! | #VALUE! | #VALUE! | #VALUE! | #VALUE! |  |  |  |  | #VALUE! | #VALUE! | #VALUE! |  |  | #VALUE! | #VALUE! | #VALUE! | #VALUE! | #VALUE! | #VALUE! | #VALUE! | #VALUE! |  |  |  |  | #VALUE! | #VALUE! | #VALUE! |  |  | #VALUE! | #VALUE! | #VALUE! | #VALUE! | #VALUE! | #VALUE! | #VALUE! | #VALUE! |  |  |  |  | #VALUE! | #VALUE! | #VALUE! |  |  | #VALUE! | #VALUE! | #VALUE! | #VALUE! | #VALUE! | #VALUE! | #VALUE! | #VALUE! |  |  | #VALUE! | #VALUE! | #VALUE! | #VALUE! | #VALUE! |  |  | #VALUE! | #VALUE! | #VALUE! | #VALUE! | #VALUE! | #VALUE! | #VALUE! | #VALUE! |  |  | #VALUE! | #VALUE! | #VALUE! | #VALUE! | #VALUE! |  |  | #VALUE! | #VALUE! | #VALUE! | #VALUE! | #VALUE! | #VALUE! | #VALUE! | #VALUE! | 0 | #REF! | #VALUE! | #VALUE! | #VALUE! | #VALUE! | #VALUE! | #VALUE! | #VALUE! | 0
|  |  |  | 0 | 51 | 0 |  |  | 1 | 1.0842e-19 | 0 | 1.0669e-18 | 1.0669e-18 | 1.0669e-18 | 0 | 0 |  |  |  |  | #VALUE! | #VALUE! | #VALUE! |  |  | #VALUE! | #VALUE! | #VALUE! | #VALUE! | #VALUE! | #VALUE! | #VALUE! | #VALUE! |  |  |  |  | #VALUE! | #VALUE! | #VALUE! |  |  | #VALUE! | #VALUE! | #VALUE! | #VALUE! | #VALUE! | #VALUE! | #VALUE! | #VALUE! |  |  |  |  | #VALUE! | #VALUE! | #VALUE! |  |  | #VALUE! | #VALUE! | #VALUE! | #VALUE! | #VALUE! | #VALUE! | #VALUE! | #VALUE! |  |  |  |  | #VALUE! | #VALUE! | #VALUE! |  |  | #VALUE! | #VALUE! | #VALUE! | #VALUE! | #VALUE! | #VALUE! | #VALUE! | #VALUE! |  |  |  |  | #VALUE! | #VALUE! | #VALUE! |  |  | #VALUE! | #VALUE! | #VALUE! | #VALUE! | #VALUE! | #VALUE! | #VALUE! | #VALUE! |  |  | #VALUE! | #VALUE! | #VALUE! | #VALUE! | #VALUE! |  |  | #VALUE! | #VALUE! | #VALUE! | #VALUE! | #VALUE! | #VALUE! | #VALUE! | #VALUE! |  |  | #VALUE! | #VALUE! | #VALUE! | #VALUE! | #VALUE! |  |  | #VALUE! | #VALUE! | #VALUE! | #VALUE! | #VALUE! | #VALUE! | #VALUE! | #VALUE! | 0 | #REF! | #VALUE! | #VALUE! | #VALUE! | #VALUE! | #VALUE! | #VALUE! | #VALUE! | 0
|  |  |  | 0 | 51 | 0 |  |  | 1 | 1.0842e-19 | 0 | 1.0669e-18 | 1.0669e-18 | 1.0669e-18 | 0 | 0 |  |  |  |  | #VALUE! | #VALUE! | #VALUE! |  |  | #VALUE! | #VALUE! | #VALUE! | #VALUE! | #VALUE! | #VALUE! | #VALUE! | #VALUE! |  |  |  |  | #VALUE! | #VALUE! | #VALUE! |  |  | #VALUE! | #VALUE! | #VALUE! | #VALUE! | #VALUE! | #VALUE! | #VALUE! | #VALUE! |  |  |  |  | #VALUE! | #VALUE! | #VALUE! |  |  | #VALUE! | #VALUE! | #VALUE! | #VALUE! | #VALUE! | #VALUE! | #VALUE! | #VALUE! |  |  |  |  | #VALUE! | #VALUE! | #VALUE! |  |  | #VALUE! | #VALUE! | #VALUE! | #VALUE! | #VALUE! | #VALUE! | #VALUE! | #VALUE! |  |  |  |  | #VALUE! | #VALUE! | #VALUE! |  |  | #VALUE! | #VALUE! | #VALUE! | #VALUE! | #VALUE! | #VALUE! | #VALUE! | #VALUE! |  |  | #VALUE! | #VALUE! | #VALUE! | #VALUE! | #VALUE! |  |  | #VALUE! | #VALUE! | #VALUE! | #VALUE! | #VALUE! | #VALUE! | #VALUE! | #VALUE! |  |  | #VALUE! | #VALUE! | #VALUE! | #VALUE! | #VALUE! |  |  | #VALUE! | #VALUE! | #VALUE! | #VALUE! | #VALUE! | #VALUE! | #VALUE! | #VALUE! | 0 | #REF! | #VALUE! | #VALUE! | #VALUE! | #VALUE! | #VALUE! | #VALUE! | #VALUE! | 0
|  |  |  | 0 | 51 | 0 |  |  | 1 | 1.0842e-19 | 0 | 1.0669e-18 | 1.0669e-18 | 1.0669e-18 | 0 | 0 |  |  |  |  | #VALUE! | #VALUE! | #VALUE! |  |  | #VALUE! | #VALUE! | #VALUE! | #VALUE! | #VALUE! | #VALUE! | #VALUE! | #VALUE! |  |  |  |  | #VALUE! | #VALUE! | #VALUE! |  |  | #VALUE! | #VALUE! | #VALUE! | #VALUE! | #VALUE! | #VALUE! | #VALUE! | #VALUE! |  |  |  |  | #VALUE! | #VALUE! | #VALUE! |  |  | #VALUE! | #VALUE! | #VALUE! | #VALUE! | #VALUE! | #VALUE! | #VALUE! | #VALUE! |  |  |  |  | #VALUE! | #VALUE! | #VALUE! |  |  | #VALUE! | #VALUE! | #VALUE! | #VALUE! | #VALUE! | #VALUE! | #VALUE! | #VALUE! |  |  |  |  | #VALUE! | #VALUE! | #VALUE! |  |  | #VALUE! | #VALUE! | #VALUE! | #VALUE! | #VALUE! | #VALUE! | #VALUE! | #VALUE! |  |  | #VALUE! | #VALUE! | #VALUE! | #VALUE! | #VALUE! |  |  | #VALUE! | #VALUE! | #VALUE! | #VALUE! | #VALUE! | #VALUE! | #VALUE! | #VALUE! |  |  | #VALUE! | #VALUE! | #VALUE! | #VALUE! | #VALUE! |  |  | #VALUE! | #VALUE! | #VALUE! | #VALUE! | #VALUE! | #VALUE! | #VALUE! | #VALUE! | 0 | #REF! | #VALUE! | #VALUE! | #VALUE! | #VALUE! | #VALUE! | #VALUE! | #VALUE! | 0
|  |  |  | 0 | 51 | 0 |  |  | 1 | 1.0842e-19 | 0 | 1.0669e-18 | 1.0669e-18 | 1.0669e-18 | 0 | 0 |  |  |  |  | #VALUE! | #VALUE! | #VALUE! |  |  | #VALUE! | #VALUE! | #VALUE! | #VALUE! | #VALUE! | #VALUE! | #VALUE! | #VALUE! |  |  |  |  | #VALUE! | #VALUE! | #VALUE! |  |  | #VALUE! | #VALUE! | #VALUE! | #VALUE! | #VALUE! | #VALUE! | #VALUE! | #VALUE! |  |  |  |  | #VALUE! | #VALUE! | #VALUE! |  |  | #VALUE! | #VALUE! | #VALUE! | #VALUE! | #VALUE! | #VALUE! | #VALUE! | #VALUE! |  |  |  |  | #VALUE! | #VALUE! | #VALUE! |  |  | #VALUE! | #VALUE! | #VALUE! | #VALUE! | #VALUE! | #VALUE! | #VALUE! | #VALUE! |  |  |  |  | #VALUE! | #VALUE! | #VALUE! |  |  | #VALUE! | #VALUE! | #VALUE! | #VALUE! | #VALUE! | #VALUE! | #VALUE! | #VALUE! |  |  | #VALUE! | #VALUE! | #VALUE! | #VALUE! | #VALUE! |  |  | #VALUE! | #VALUE! | #VALUE! | #VALUE! | #VALUE! | #VALUE! | #VALUE! | #VALUE! |  |  | #VALUE! | #VALUE! | #VALUE! | #VALUE! | #VALUE! |  |  | #VALUE! | #VALUE! | #VALUE! | #VALUE! | #VALUE! | #VALUE! | #VALUE! | #VALUE! | 0 | #REF! | #VALUE! | #VALUE! | #VALUE! | #VALUE! | #VALUE! | #VALUE! | #VALUE! | 0
|  |  |  | 0 | 51 | 0 |  |  | 1 | 1.0842e-19 | 0 | 1.0669e-18 | 1.0669e-18 | 1.0669e-18 | 0 | 0 |  |  |  |  | #VALUE! | #VALUE! | #VALUE! |  |  | #VALUE! | #VALUE! | #VALUE! | #VALUE! | #VALUE! | #VALUE! | #VALUE! | #VALUE! |  |  |  |  | #VALUE! | #VALUE! | #VALUE! |  |  | #VALUE! | #VALUE! | #VALUE! | #VALUE! | #VALUE! | #VALUE! | #VALUE! | #VALUE! |  |  |  |  | #VALUE! | #VALUE! | #VALUE! |  |  | #VALUE! | #VALUE! | #VALUE! | #VALUE! | #VALUE! | #VALUE! | #VALUE! | #VALUE! |  |  |  |  | #VALUE! | #VALUE! | #VALUE! |  |  | #VALUE! | #VALUE! | #VALUE! | #VALUE! | #VALUE! | #VALUE! | #VALUE! | #VALUE! |  |  |  |  | #VALUE! | #VALUE! | #VALUE! |  |  | #VALUE! | #VALUE! | #VALUE! | #VALUE! | #VALUE! | #VALUE! | #VALUE! | #VALUE! |  |  | #VALUE! | #VALUE! | #VALUE! | #VALUE! | #VALUE! |  |  | #VALUE! | #VALUE! | #VALUE! | #VALUE! | #VALUE! | #VALUE! | #VALUE! | #VALUE! |  |  | #VALUE! | #VALUE! | #VALUE! | #VALUE! | #VALUE! |  |  | #VALUE! | #VALUE! | #VALUE! | #VALUE! | #VALUE! | #VALUE! | #VALUE! | #VALUE! | 0 | #REF! | #VALUE! | #VALUE! | #VALUE! | #VALUE! | #VALUE! | #VALUE! | #VALUE! | 0
|  |  |  | 0 | 51 | 0 |  |  | 1 | 1.0842e-19 | 0 | 1.0669e-18 | 1.0669e-18 | 1.0669e-18 | 0 | 0 |  |  |  |  | #VALUE! | #VALUE! | #VALUE! |  |  | #VALUE! | #VALUE! | #VALUE! | #VALUE! | #VALUE! | #VALUE! | #VALUE! | #VALUE! |  |  |  |  | #VALUE! | #VALUE! | #VALUE! |  |  | #VALUE! | #VALUE! | #VALUE! | #VALUE! | #VALUE! | #VALUE! | #VALUE! | #VALUE! |  |  |  |  | #VALUE! | #VALUE! | #VALUE! |  |  | #VALUE! | #VALUE! | #VALUE! | #VALUE! | #VALUE! | #VALUE! | #VALUE! | #VALUE! |  |  |  |  | #VALUE! | #VALUE! | #VALUE! |  |  | #VALUE! | #VALUE! | #VALUE! | #VALUE! | #VALUE! | #VALUE! | #VALUE! | #VALUE! |  |  |  |  | #VALUE! | #VALUE! | #VALUE! |  |  | #VALUE! | #VALUE! | #VALUE! | #VALUE! | #VALUE! | #VALUE! | #VALUE! | #VALUE! |  |  | #VALUE! | #VALUE! | #VALUE! | #VALUE! | #VALUE! |  |  | #VALUE! | #VALUE! | #VALUE! | #VALUE! | #VALUE! | #VALUE! | #VALUE! | #VALUE! |  |  | #VALUE! | #VALUE! | #VALUE! | #VALUE! | #VALUE! |  |  | #VALUE! | #VALUE! | #VALUE! | #VALUE! | #VALUE! | #VALUE! | #VALUE! | #VALUE! | 0 | #REF! | #VALUE! | #VALUE! | #VALUE! | #VALUE! | #VALUE! | #VALUE! | #VALUE! | 0
|  |  |  | 0 | 51 | 0 |  |  | 1 | 1.0842e-19 | 0 | 1.0669e-18 | 1.0669e-18 | 1.0669e-18 | 0 | 0 |  |  |  |  | #VALUE! | #VALUE! | #VALUE! |  |  | #VALUE! | #VALUE! | #VALUE! | #VALUE! | #VALUE! | #VALUE! | #VALUE! | #VALUE! |  |  |  |  | #VALUE! | #VALUE! | #VALUE! |  |  | #VALUE! | #VALUE! | #VALUE! | #VALUE! | #VALUE! | #VALUE! | #VALUE! | #VALUE! |  |  |  |  | #VALUE! | #VALUE! | #VALUE! |  |  | #VALUE! | #VALUE! | #VALUE! | #VALUE! | #VALUE! | #VALUE! | #VALUE! | #VALUE! |  |  |  |  | #VALUE! | #VALUE! | #VALUE! |  |  | #VALUE! | #VALUE! | #VALUE! | #VALUE! | #VALUE! | #VALUE! | #VALUE! | #VALUE! |  |  |  |  | #VALUE! | #VALUE! | #VALUE! |  |  | #VALUE! | #VALUE! | #VALUE! | #VALUE! | #VALUE! | #VALUE! | #VALUE! | #VALUE! |  |  | #VALUE! | #VALUE! | #VALUE! | #VALUE! | #VALUE! |  |  | #VALUE! | #VALUE! | #VALUE! | #VALUE! | #VALUE! | #VALUE! | #VALUE! | #VALUE! |  |  | #VALUE! | #VALUE! | #VALUE! | #VALUE! | #VALUE! |  |  | #VALUE! | #VALUE! | #VALUE! | #VALUE! | #VALUE! | #VALUE! | #VALUE! | #VALUE! | 0 | #REF! | #VALUE! | #VALUE! | #VALUE! | #VALUE! | #VALUE! | #VALUE! | #VALUE! | 0
|  |  |  | 0 | 51 | 0 |  |  | 1 | 1.0842e-19 | 0 | 1.0669e-18 | 1.0669e-18 | 1.0669e-18 | 0 | 0 |  |  |  |  | #VALUE! | #VALUE! | #VALUE! |  |  | #VALUE! | #VALUE! | #VALUE! | #VALUE! | #VALUE! | #VALUE! | #VALUE! | #VALUE! |  |  |  |  | #VALUE! | #VALUE! | #VALUE! |  |  | #VALUE! | #VALUE! | #VALUE! | #VALUE! | #VALUE! | #VALUE! | #VALUE! | #VALUE! |  |  |  |  | #VALUE! | #VALUE! | #VALUE! |  |  | #VALUE! | #VALUE! | #VALUE! | #VALUE! | #VALUE! | #VALUE! | #VALUE! | #VALUE! |  |  |  |  | #VALUE! | #VALUE! | #VALUE! |  |  | #VALUE! | #VALUE! | #VALUE! | #VALUE! | #VALUE! | #VALUE! | #VALUE! | #VALUE! |  |  |  |  | #VALUE! | #VALUE! | #VALUE! |  |  | #VALUE! | #VALUE! | #VALUE! | #VALUE! | #VALUE! | #VALUE! | #VALUE! | #VALUE! |  |  | #VALUE! | #VALUE! | #VALUE! | #VALUE! | #VALUE! |  |  | #VALUE! | #VALUE! | #VALUE! | #VALUE! | #VALUE! | #VALUE! | #VALUE! | #VALUE! |  |  | #VALUE! | #VALUE! | #VALUE! | #VALUE! | #VALUE! |  |  | #VALUE! | #VALUE! | #VALUE! | #VALUE! | #VALUE! | #VALUE! | #VALUE! | #VALUE! | 0 | #REF! | #VALUE! | #VALUE! | #VALUE! | #VALUE! | #VALUE! | #VALUE! | #VALUE! | 0
|  |  |  | 0 | 51 | 0 |  |  | 1 | 1.0842e-19 | 0 | 1.0669e-18 | 1.0669e-18 | 1.0669e-18 | 0 | 0 |  |  |  |  | #VALUE! | #VALUE! | #VALUE! |  |  | #VALUE! | #VALUE! | #VALUE! | #VALUE! | #VALUE! | #VALUE! | #VALUE! | #VALUE! |  |  |  |  | #VALUE! | #VALUE! | #VALUE! |  |  | #VALUE! | #VALUE! | #VALUE! | #VALUE! | #VALUE! | #VALUE! | #VALUE! | #VALUE! |  |  |  |  | #VALUE! | #VALUE! | #VALUE! |  |  | #VALUE! | #VALUE! | #VALUE! | #VALUE! | #VALUE! | #VALUE! | #VALUE! | #VALUE! |  |  |  |  | #VALUE! | #VALUE! | #VALUE! |  |  | #VALUE! | #VALUE! | #VALUE! | #VALUE! | #VALUE! | #VALUE! | #VALUE! | #VALUE! |  |  |  |  | #VALUE! | #VALUE! | #VALUE! |  |  | #VALUE! | #VALUE! | #VALUE! | #VALUE! | #VALUE! | #VALUE! | #VALUE! | #VALUE! |  |  | #VALUE! | #VALUE! | #VALUE! | #VALUE! | #VALUE! |  |  | #VALUE! | #VALUE! | #VALUE! | #VALUE! | #VALUE! | #VALUE! | #VALUE! | #VALUE! |  |  | #VALUE! | #VALUE! | #VALUE! | #VALUE! | #VALUE! |  |  | #VALUE! | #VALUE! | #VALUE! | #VALUE! | #VALUE! | #VALUE! | #VALUE! | #VALUE! | 0 | #REF! | #VALUE! | #VALUE! | #VALUE! | #VALUE! | #VALUE! | #VALUE! | #VALUE! | 0
|  |  |  | 0 | 51 | 0 |  |  | 1 | 1.0842e-19 | 0 | 1.0669e-18 | 1.0669e-18 | 1.0669e-18 | 0 | 0 |  |  |  |  | #VALUE! | #VALUE! | #VALUE! |  |  | #VALUE! | #VALUE! | #VALUE! | #VALUE! | #VALUE! | #VALUE! | #VALUE! | #VALUE! |  |  |  |  | #VALUE! | #VALUE! | #VALUE! |  |  | #VALUE! | #VALUE! | #VALUE! | #VALUE! | #VALUE! | #VALUE! | #VALUE! | #VALUE! |  |  |  |  | #VALUE! | #VALUE! | #VALUE! |  |  | #VALUE! | #VALUE! | #VALUE! | #VALUE! | #VALUE! | #VALUE! | #VALUE! | #VALUE! |  |  |  |  | #VALUE! | #VALUE! | #VALUE! |  |  | #VALUE! | #VALUE! | #VALUE! | #VALUE! | #VALUE! | #VALUE! | #VALUE! | #VALUE! |  |  |  |  | #VALUE! | #VALUE! | #VALUE! |  |  | #VALUE! | #VALUE! | #VALUE! | #VALUE! | #VALUE! | #VALUE! | #VALUE! | #VALUE! |  |  | #VALUE! | #VALUE! | #VALUE! | #VALUE! | #VALUE! |  |  | #VALUE! | #VALUE! | #VALUE! | #VALUE! | #VALUE! | #VALUE! | #VALUE! | #VALUE! |  |  | #VALUE! | #VALUE! | #VALUE! | #VALUE! | #VALUE! |  |  | #VALUE! | #VALUE! | #VALUE! | #VALUE! | #VALUE! | #VALUE! | #VALUE! | #VALUE! | 0 | #REF! | #VALUE! | #VALUE! | #VALUE! | #VALUE! | #VALUE! | #VALUE! | #VALUE! | 0
|  |  |  | 0 | 51 | 0 |  |  | 1 | 1.0842e-19 | 0 | 1.0669e-18 | 1.0669e-18 | 1.0669e-18 | 0 | 0 |  |  |  |  | #VALUE! | #VALUE! | #VALUE! |  |  | #VALUE! | #VALUE! | #VALUE! | #VALUE! | #VALUE! | #VALUE! | #VALUE! | #VALUE! |  |  |  |  | #VALUE! | #VALUE! | #VALUE! |  |  | #VALUE! | #VALUE! | #VALUE! | #VALUE! | #VALUE! | #VALUE! | #VALUE! | #VALUE! |  |  |  |  | #VALUE! | #VALUE! | #VALUE! |  |  | #VALUE! | #VALUE! | #VALUE! | #VALUE! | #VALUE! | #VALUE! | #VALUE! | #VALUE! |  |  |  |  | #VALUE! | #VALUE! | #VALUE! |  |  | #VALUE! | #VALUE! | #VALUE! | #VALUE! | #VALUE! | #VALUE! | #VALUE! | #VALUE! |  |  |  |  | #VALUE! | #VALUE! | #VALUE! |  |  | #VALUE! | #VALUE! | #VALUE! | #VALUE! | #VALUE! | #VALUE! | #VALUE! | #VALUE! |  |  | #VALUE! | #VALUE! | #VALUE! | #VALUE! | #VALUE! |  |  | #VALUE! | #VALUE! | #VALUE! | #VALUE! | #VALUE! | #VALUE! | #VALUE! | #VALUE! |  |  | #VALUE! | #VALUE! | #VALUE! | #VALUE! | #VALUE! |  |  | #VALUE! | #VALUE! | #VALUE! | #VALUE! | #VALUE! | #VALUE! | #VALUE! | #VALUE! | 0 | #REF! | #VALUE! | #VALUE! | #VALUE! | #VALUE! | #VALUE! | #VALUE! | #VALUE! | 0
|  |  |  | 0 | 51 | 0 |  |  | 1 | 1.0842e-19 | 0 | 1.0669e-18 | 1.0669e-18 | 1.0669e-18 | 0 | 0 |  |  |  |  | #VALUE! | #VALUE! | #VALUE! |  |  | #VALUE! | #VALUE! | #VALUE! | #VALUE! | #VALUE! | #VALUE! | #VALUE! | #VALUE! |  |  |  |  | #VALUE! | #VALUE! | #VALUE! |  |  | #VALUE! | #VALUE! | #VALUE! | #VALUE! | #VALUE! | #VALUE! | #VALUE! | #VALUE! |  |  |  |  | #VALUE! | #VALUE! | #VALUE! |  |  | #VALUE! | #VALUE! | #VALUE! | #VALUE! | #VALUE! | #VALUE! | #VALUE! | #VALUE! |  |  |  |  | #VALUE! | #VALUE! | #VALUE! |  |  | #VALUE! | #VALUE! | #VALUE! | #VALUE! | #VALUE! | #VALUE! | #VALUE! | #VALUE! |  |  |  |  | #VALUE! | #VALUE! | #VALUE! |  |  | #VALUE! | #VALUE! | #VALUE! | #VALUE! | #VALUE! | #VALUE! | #VALUE! | #VALUE! |  |  | #VALUE! | #VALUE! | #VALUE! | #VALUE! | #VALUE! |  |  | #VALUE! | #VALUE! | #VALUE! | #VALUE! | #VALUE! | #VALUE! | #VALUE! | #VALUE! |  |  | #VALUE! | #VALUE! | #VALUE! | #VALUE! | #VALUE! |  |  | #VALUE! | #VALUE! | #VALUE! | #VALUE! | #VALUE! | #VALUE! | #VALUE! | #VALUE! | 0 | #REF! | #VALUE! | #VALUE! | #VALUE! | #VALUE! | #VALUE! | #VALUE! | #VALUE! | 0
|  |  |  | 0 | 51 | 0 |  |  | 1 | 1.0842e-19 | 0 | 1.0669e-18 | 1.0669e-18 | 1.0669e-18 | 0 | 0 |  |  |  |  | #VALUE! | #VALUE! | #VALUE! |  |  | #VALUE! | #VALUE! | #VALUE! | #VALUE! | #VALUE! | #VALUE! | #VALUE! | #VALUE! |  |  |  |  | #VALUE! | #VALUE! | #VALUE! |  |  | #VALUE! | #VALUE! | #VALUE! | #VALUE! | #VALUE! | #VALUE! | #VALUE! | #VALUE! |  |  |  |  | #VALUE! | #VALUE! | #VALUE! |  |  | #VALUE! | #VALUE! | #VALUE! | #VALUE! | #VALUE! | #VALUE! | #VALUE! | #VALUE! |  |  |  |  | #VALUE! | #VALUE! | #VALUE! |  |  | #VALUE! | #VALUE! | #VALUE! | #VALUE! | #VALUE! | #VALUE! | #VALUE! | #VALUE! |  |  |  |  | #VALUE! | #VALUE! | #VALUE! |  |  | #VALUE! | #VALUE! | #VALUE! | #VALUE! | #VALUE! | #VALUE! | #VALUE! | #VALUE! |  |  | #VALUE! | #VALUE! | #VALUE! | #VALUE! | #VALUE! |  |  | #VALUE! | #VALUE! | #VALUE! | #VALUE! | #VALUE! | #VALUE! | #VALUE! | #VALUE! |  |  | #VALUE! | #VALUE! | #VALUE! | #VALUE! | #VALUE! |  |  | #VALUE! | #VALUE! | #VALUE! | #VALUE! | #VALUE! | #VALUE! | #VALUE! | #VALUE! | 0 | #REF! | #VALUE! | #VALUE! | #VALUE! | #VALUE! | #VALUE! | #VALUE! | #VALUE! | 0
|  |  |  | 0 | 51 | 0 |  |  | 1 | 1.0842e-19 | 0 | 1.0669e-18 | 1.0669e-18 | 1.0669e-18 | 0 | 0 |  |  |  |  | #VALUE! | #VALUE! | #VALUE! |  |  | #VALUE! | #VALUE! | #VALUE! | #VALUE! | #VALUE! | #VALUE! | #VALUE! | #VALUE! |  |  |  |  | #VALUE! | #VALUE! | #VALUE! |  |  | #VALUE! | #VALUE! | #VALUE! | #VALUE! | #VALUE! | #VALUE! | #VALUE! | #VALUE! |  |  |  |  | #VALUE! | #VALUE! | #VALUE! |  |  | #VALUE! | #VALUE! | #VALUE! | #VALUE! | #VALUE! | #VALUE! | #VALUE! | #VALUE! |  |  |  |  | #VALUE! | #VALUE! | #VALUE! |  |  | #VALUE! | #VALUE! | #VALUE! | #VALUE! | #VALUE! | #VALUE! | #VALUE! | #VALUE! |  |  |  |  | #VALUE! | #VALUE! | #VALUE! |  |  | #VALUE! | #VALUE! | #VALUE! | #VALUE! | #VALUE! | #VALUE! | #VALUE! | #VALUE! |  |  | #VALUE! | #VALUE! | #VALUE! | #VALUE! | #VALUE! |  |  | #VALUE! | #VALUE! | #VALUE! | #VALUE! | #VALUE! | #VALUE! | #VALUE! | #VALUE! |  |  | #VALUE! | #VALUE! | #VALUE! | #VALUE! | #VALUE! |  |  | #VALUE! | #VALUE! | #VALUE! | #VALUE! | #VALUE! | #VALUE! | #VALUE! | #VALUE! | 0 | #REF! | #VALUE! | #VALUE! | #VALUE! | #VALUE! | #VALUE! | #VALUE! | #VALUE! | 0
|  |  |  | 0 | 51 | 0 |  |  | 1 | 1.0842e-19 | 0 | 1.0669e-18 | 1.0669e-18 | 1.0669e-18 | 0 | 0 |  |  |  |  | #VALUE! | #VALUE! | #VALUE! |  |  | #VALUE! | #VALUE! | #VALUE! | #VALUE! | #VALUE! | #VALUE! | #VALUE! | #VALUE! |  |  |  |  | #VALUE! | #VALUE! | #VALUE! |  |  | #VALUE! | #VALUE! | #VALUE! | #VALUE! | #VALUE! | #VALUE! | #VALUE! | #VALUE! |  |  |  |  | #VALUE! | #VALUE! | #VALUE! |  |  | #VALUE! | #VALUE! | #VALUE! | #VALUE! | #VALUE! | #VALUE! | #VALUE! | #VALUE! |  |  |  |  | #VALUE! | #VALUE! | #VALUE! |  |  | #VALUE! | #VALUE! | #VALUE! | #VALUE! | #VALUE! | #VALUE! | #VALUE! | #VALUE! |  |  |  |  | #VALUE! | #VALUE! | #VALUE! |  |  | #VALUE! | #VALUE! | #VALUE! | #VALUE! | #VALUE! | #VALUE! | #VALUE! | #VALUE! |  |  | #VALUE! | #VALUE! | #VALUE! | #VALUE! | #VALUE! |  |  | #VALUE! | #VALUE! | #VALUE! | #VALUE! | #VALUE! | #VALUE! | #VALUE! | #VALUE! |  |  | #VALUE! | #VALUE! | #VALUE! | #VALUE! | #VALUE! |  |  | #VALUE! | #VALUE! | #VALUE! | #VALUE! | #VALUE! | #VALUE! | #VALUE! | #VALUE! | 0 | #REF! | #VALUE! | #VALUE! | #VALUE! | #VALUE! | #VALUE! | #VALUE! | #VALUE! | 0
|  |  |  | 0 | 51 | 0 |  |  | 1 | 1.0842e-19 | 0 | 1.0669e-18 | 1.0669e-18 | 1.0669e-18 | 0 | 0 |  |  |  |  | #VALUE! | #VALUE! | #VALUE! |  |  | #VALUE! | #VALUE! | #VALUE! | #VALUE! | #VALUE! | #VALUE! | #VALUE! | #VALUE! |  |  |  |  | #VALUE! | #VALUE! | #VALUE! |  |  | #VALUE! | #VALUE! | #VALUE! | #VALUE! | #VALUE! | #VALUE! | #VALUE! | #VALUE! |  |  |  |  | #VALUE! | #VALUE! | #VALUE! |  |  | #VALUE! | #VALUE! | #VALUE! | #VALUE! | #VALUE! | #VALUE! | #VALUE! | #VALUE! |  |  |  |  | #VALUE! | #VALUE! | #VALUE! |  |  | #VALUE! | #VALUE! | #VALUE! | #VALUE! | #VALUE! | #VALUE! | #VALUE! | #VALUE! |  |  |  |  | #VALUE! | #VALUE! | #VALUE! |  |  | #VALUE! | #VALUE! | #VALUE! | #VALUE! | #VALUE! | #VALUE! | #VALUE! | #VALUE! |  |  | #VALUE! | #VALUE! | #VALUE! | #VALUE! | #VALUE! |  |  | #VALUE! | #VALUE! | #VALUE! | #VALUE! | #VALUE! | #VALUE! | #VALUE! | #VALUE! |  |  | #VALUE! | #VALUE! | #VALUE! | #VALUE! | #VALUE! |  |  | #VALUE! | #VALUE! | #VALUE! | #VALUE! | #VALUE! | #VALUE! | #VALUE! | #VALUE! | 0 | #REF! | #VALUE! | #VALUE! | #VALUE! | #VALUE! | #VALUE! | #VALUE! | #VALUE! | 0
|  |  |  | 0 | 51 | 0 |  |  | 1 | 1.0842e-19 | 0 | 1.0669e-18 | 1.0669e-18 | 1.0669e-18 | 0 | 0 |  |  |  |  | #VALUE! | #VALUE! | #VALUE! |  |  | #VALUE! | #VALUE! | #VALUE! | #VALUE! | #VALUE! | #VALUE! | #VALUE! | #VALUE! |  |  |  |  | #VALUE! | #VALUE! | #VALUE! |  |  | #VALUE! | #VALUE! | #VALUE! | #VALUE! | #VALUE! | #VALUE! | #VALUE! | #VALUE! |  |  |  |  | #VALUE! | #VALUE! | #VALUE! |  |  | #VALUE! | #VALUE! | #VALUE! | #VALUE! | #VALUE! | #VALUE! | #VALUE! | #VALUE! |  |  |  |  | #VALUE! | #VALUE! | #VALUE! |  |  | #VALUE! | #VALUE! | #VALUE! | #VALUE! | #VALUE! | #VALUE! | #VALUE! | #VALUE! |  |  |  |  | #VALUE! | #VALUE! | #VALUE! |  |  | #VALUE! | #VALUE! | #VALUE! | #VALUE! | #VALUE! | #VALUE! | #VALUE! | #VALUE! |  |  | #VALUE! | #VALUE! | #VALUE! | #VALUE! | #VALUE! |  |  | #VALUE! | #VALUE! | #VALUE! | #VALUE! | #VALUE! | #VALUE! | #VALUE! | #VALUE! |  |  | #VALUE! | #VALUE! | #VALUE! | #VALUE! | #VALUE! |  |  | #VALUE! | #VALUE! | #VALUE! | #VALUE! | #VALUE! | #VALUE! | #VALUE! | #VALUE! | 0 | #REF! | #VALUE! | #VALUE! | #VALUE! | #VALUE! | #VALUE! | #VALUE! | #VALUE! | 0
|  |  |  | 0 | 51 | 0 |  |  | 1 | 1.0842e-19 | 0 | 1.0669e-18 | 1.0669e-18 | 1.0669e-18 | 0 | 0 |  |  |  |  | #VALUE! | #VALUE! | #VALUE! |  |  | #VALUE! | #VALUE! | #VALUE! | #VALUE! | #VALUE! | #VALUE! | #VALUE! | #VALUE! |  |  |  |  | #VALUE! | #VALUE! | #VALUE! |  |  | #VALUE! | #VALUE! | #VALUE! | #VALUE! | #VALUE! | #VALUE! | #VALUE! | #VALUE! |  |  |  |  | #VALUE! | #VALUE! | #VALUE! |  |  | #VALUE! | #VALUE! | #VALUE! | #VALUE! | #VALUE! | #VALUE! | #VALUE! | #VALUE! |  |  |  |  | #VALUE! | #VALUE! | #VALUE! |  |  | #VALUE! | #VALUE! | #VALUE! | #VALUE! | #VALUE! | #VALUE! | #VALUE! | #VALUE! |  |  |  |  | #VALUE! | #VALUE! | #VALUE! |  |  | #VALUE! | #VALUE! | #VALUE! | #VALUE! | #VALUE! | #VALUE! | #VALUE! | #VALUE! |  |  | #VALUE! | #VALUE! | #VALUE! | #VALUE! | #VALUE! |  |  | #VALUE! | #VALUE! | #VALUE! | #VALUE! | #VALUE! | #VALUE! | #VALUE! | #VALUE! |  |  | #VALUE! | #VALUE! | #VALUE! | #VALUE! | #VALUE! |  |  | #VALUE! | #VALUE! | #VALUE! | #VALUE! | #VALUE! | #VALUE! | #VALUE! | #VALUE! | 0 | #REF! | #VALUE! | #VALUE! | #VALUE! | #VALUE! | #VALUE! | #VALUE! | #VALUE! | 0
|  |  |  | 0 | 51 | 0 |  |  | 1 | 1.0842e-19 | 0 | 1.0669e-18 | 1.0669e-18 | 1.0669e-18 | 0 | 0 |  |  |  |  | #VALUE! | #VALUE! | #VALUE! |  |  | #VALUE! | #VALUE! | #VALUE! | #VALUE! | #VALUE! | #VALUE! | #VALUE! | #VALUE! |  |  |  |  | #VALUE! | #VALUE! | #VALUE! |  |  | #VALUE! | #VALUE! | #VALUE! | #VALUE! | #VALUE! | #VALUE! | #VALUE! | #VALUE! |  |  |  |  | #VALUE! | #VALUE! | #VALUE! |  |  | #VALUE! | #VALUE! | #VALUE! | #VALUE! | #VALUE! | #VALUE! | #VALUE! | #VALUE! |  |  |  |  | #VALUE! | #VALUE! | #VALUE! |  |  | #VALUE! | #VALUE! | #VALUE! | #VALUE! | #VALUE! | #VALUE! | #VALUE! | #VALUE! |  |  |  |  | #VALUE! | #VALUE! | #VALUE! |  |  | #VALUE! | #VALUE! | #VALUE! | #VALUE! | #VALUE! | #VALUE! | #VALUE! | #VALUE! |  |  | #VALUE! | #VALUE! | #VALUE! | #VALUE! | #VALUE! |  |  | #VALUE! | #VALUE! | #VALUE! | #VALUE! | #VALUE! | #VALUE! | #VALUE! | #VALUE! |  |  | #VALUE! | #VALUE! | #VALUE! | #VALUE! | #VALUE! |  |  | #VALUE! | #VALUE! | #VALUE! | #VALUE! | #VALUE! | #VALUE! | #VALUE! | #VALUE! | 0 | #REF! | #VALUE! | #VALUE! | #VALUE! | #VALUE! | #VALUE! | #VALUE! | #VALUE! | 0
|  |  |  | 0 | 51 | 0 |  |  | 1 | 1.0842e-19 | 0 | 1.0669e-18 | 1.0669e-18 | 1.0669e-18 | 0 | 0 |  |  |  |  | #VALUE! | #VALUE! | #VALUE! |  |  | #VALUE! | #VALUE! | #VALUE! | #VALUE! | #VALUE! | #VALUE! | #VALUE! | #VALUE! |  |  |  |  | #VALUE! | #VALUE! | #VALUE! |  |  | #VALUE! | #VALUE! | #VALUE! | #VALUE! | #VALUE! | #VALUE! | #VALUE! | #VALUE! |  |  |  |  | #VALUE! | #VALUE! | #VALUE! |  |  | #VALUE! | #VALUE! | #VALUE! | #VALUE! | #VALUE! | #VALUE! | #VALUE! | #VALUE! |  |  |  |  | #VALUE! | #VALUE! | #VALUE! |  |  | #VALUE! | #VALUE! | #VALUE! | #VALUE! | #VALUE! | #VALUE! | #VALUE! | #VALUE! |  |  |  |  | #VALUE! | #VALUE! | #VALUE! |  |  | #VALUE! | #VALUE! | #VALUE! | #VALUE! | #VALUE! | #VALUE! | #VALUE! | #VALUE! |  |  | #VALUE! | #VALUE! | #VALUE! | #VALUE! | #VALUE! |  |  | #VALUE! | #VALUE! | #VALUE! | #VALUE! | #VALUE! | #VALUE! | #VALUE! | #VALUE! |  |  | #VALUE! | #VALUE! | #VALUE! | #VALUE! | #VALUE! |  |  | #VALUE! | #VALUE! | #VALUE! | #VALUE! | #VALUE! | #VALUE! | #VALUE! | #VALUE! | 0 | #REF! | #VALUE! | #VALUE! | #VALUE! | #VALUE! | #VALUE! | #VALUE! | #VALUE! | 0
|  |  |  | 0 | 51 | 0 |  |  | 1 | 1.0842e-19 | 0 | 1.0669e-18 | 1.0669e-18 | 1.0669e-18 | 0 | 0 |  |  |  |  | #VALUE! | #VALUE! | #VALUE! |  |  | #VALUE! | #VALUE! | #VALUE! | #VALUE! | #VALUE! | #VALUE! | #VALUE! | #VALUE! |  |  |  |  | #VALUE! | #VALUE! | #VALUE! |  |  | #VALUE! | #VALUE! | #VALUE! | #VALUE! | #VALUE! | #VALUE! | #VALUE! | #VALUE! |  |  |  |  | #VALUE! | #VALUE! | #VALUE! |  |  | #VALUE! | #VALUE! | #VALUE! | #VALUE! | #VALUE! | #VALUE! | #VALUE! | #VALUE! |  |  |  |  | #VALUE! | #VALUE! | #VALUE! |  |  | #VALUE! | #VALUE! | #VALUE! | #VALUE! | #VALUE! | #VALUE! | #VALUE! | #VALUE! |  |  |  |  | #VALUE! | #VALUE! | #VALUE! |  |  | #VALUE! | #VALUE! | #VALUE! | #VALUE! | #VALUE! | #VALUE! | #VALUE! | #VALUE! |  |  | #VALUE! | #VALUE! | #VALUE! | #VALUE! | #VALUE! |  |  | #VALUE! | #VALUE! | #VALUE! | #VALUE! | #VALUE! | #VALUE! | #VALUE! | #VALUE! |  |  | #VALUE! | #VALUE! | #VALUE! | #VALUE! | #VALUE! |  |  | #VALUE! | #VALUE! | #VALUE! | #VALUE! | #VALUE! | #VALUE! | #VALUE! | #VALUE! | 0 | #REF! | #VALUE! | #VALUE! | #VALUE! | #VALUE! | #VALUE! | #VALUE! | #VALUE! | 0
|  |  |  | 0 | 51 | 0 |  |  | 1 | 1.0842e-19 | 0 | 1.0669e-18 | 1.0669e-18 | 1.0669e-18 | 0 | 0 |  |  |  |  | #VALUE! | #VALUE! | #VALUE! |  |  | #VALUE! | #VALUE! | #VALUE! | #VALUE! | #VALUE! | #VALUE! | #VALUE! | #VALUE! |  |  |  |  | #VALUE! | #VALUE! | #VALUE! |  |  | #VALUE! | #VALUE! | #VALUE! | #VALUE! | #VALUE! | #VALUE! | #VALUE! | #VALUE! |  |  |  |  | #VALUE! | #VALUE! | #VALUE! |  |  | #VALUE! | #VALUE! | #VALUE! | #VALUE! | #VALUE! | #VALUE! | #VALUE! | #VALUE! |  |  |  |  | #VALUE! | #VALUE! | #VALUE! |  |  | #VALUE! | #VALUE! | #VALUE! | #VALUE! | #VALUE! | #VALUE! | #VALUE! | #VALUE! |  |  |  |  | #VALUE! | #VALUE! | #VALUE! |  |  | #VALUE! | #VALUE! | #VALUE! | #VALUE! | #VALUE! | #VALUE! | #VALUE! | #VALUE! |  |  | #VALUE! | #VALUE! | #VALUE! | #VALUE! | #VALUE! |  |  | #VALUE! | #VALUE! | #VALUE! | #VALUE! | #VALUE! | #VALUE! | #VALUE! | #VALUE! |  |  | #VALUE! | #VALUE! | #VALUE! | #VALUE! | #VALUE! |  |  | #VALUE! | #VALUE! | #VALUE! | #VALUE! | #VALUE! | #VALUE! | #VALUE! | #VALUE! | 0 | #REF! | #VALUE! | #VALUE! | #VALUE! | #VALUE! | #VALUE! | #VALUE! | #VALUE! | 0
|  |  |  | 0 | 51 | 0 |  |  | 1 | 1.0842e-19 | 0 | 1.0669e-18 | 1.0669e-18 | 1.0669e-18 | 0 | 0 |  |  |  |  | #VALUE! | #VALUE! | #VALUE! |  |  | #VALUE! | #VALUE! | #VALUE! | #VALUE! | #VALUE! | #VALUE! | #VALUE! | #VALUE! |  |  |  |  | #VALUE! | #VALUE! | #VALUE! |  |  | #VALUE! | #VALUE! | #VALUE! | #VALUE! | #VALUE! | #VALUE! | #VALUE! | #VALUE! |  |  |  |  | #VALUE! | #VALUE! | #VALUE! |  |  | #VALUE! | #VALUE! | #VALUE! | #VALUE! | #VALUE! | #VALUE! | #VALUE! | #VALUE! |  |  |  |  | #VALUE! | #VALUE! | #VALUE! |  |  | #VALUE! | #VALUE! | #VALUE! | #VALUE! | #VALUE! | #VALUE! | #VALUE! | #VALUE! |  |  |  |  | #VALUE! | #VALUE! | #VALUE! |  |  | #VALUE! | #VALUE! | #VALUE! | #VALUE! | #VALUE! | #VALUE! | #VALUE! | #VALUE! |  |  | #VALUE! | #VALUE! | #VALUE! | #VALUE! | #VALUE! |  |  | #VALUE! | #VALUE! | #VALUE! | #VALUE! | #VALUE! | #VALUE! | #VALUE! | #VALUE! |  |  | #VALUE! | #VALUE! | #VALUE! | #VALUE! | #VALUE! |  |  | #VALUE! | #VALUE! | #VALUE! | #VALUE! | #VALUE! | #VALUE! | #VALUE! | #VALUE! | 0 | #REF! | #VALUE! | #VALUE! | #VALUE! | #VALUE! | #VALUE! | #VALUE! | #VALUE! | 0
|  |  |  | 0 | 51 | 0 |  |  | 1 | 1.0842e-19 | 0 | 1.0669e-18 | 1.0669e-18 | 1.0669e-18 | 0 | 0 |  |  |  |  | #VALUE! | #VALUE! | #VALUE! |  |  | #VALUE! | #VALUE! | #VALUE! | #VALUE! | #VALUE! | #VALUE! | #VALUE! | #VALUE! |  |  |  |  | #VALUE! | #VALUE! | #VALUE! |  |  | #VALUE! | #VALUE! | #VALUE! | #VALUE! | #VALUE! | #VALUE! | #VALUE! | #VALUE! |  |  |  |  | #VALUE! | #VALUE! | #VALUE! |  |  | #VALUE! | #VALUE! | #VALUE! | #VALUE! | #VALUE! | #VALUE! | #VALUE! | #VALUE! |  |  |  |  | #VALUE! | #VALUE! | #VALUE! |  |  | #VALUE! | #VALUE! | #VALUE! | #VALUE! | #VALUE! | #VALUE! | #VALUE! | #VALUE! |  |  |  |  | #VALUE! | #VALUE! | #VALUE! |  |  | #VALUE! | #VALUE! | #VALUE! | #VALUE! | #VALUE! | #VALUE! | #VALUE! | #VALUE! |  |  | #VALUE! | #VALUE! | #VALUE! | #VALUE! | #VALUE! |  |  | #VALUE! | #VALUE! | #VALUE! | #VALUE! | #VALUE! | #VALUE! | #VALUE! | #VALUE! |  |  | #VALUE! | #VALUE! | #VALUE! | #VALUE! | #VALUE! |  |  | #VALUE! | #VALUE! | #VALUE! | #VALUE! | #VALUE! | #VALUE! | #VALUE! | #VALUE! | 0 | #REF! | #VALUE! | #VALUE! | #VALUE! | #VALUE! | #VALUE! | #VALUE! | #VALUE! | 0
|  |  |  | 0 | 51 | 0 |  |  | 1 | 1.0842e-19 | 0 | 1.0669e-18 | 1.0669e-18 | 1.0669e-18 | 0 | 0 |  |  |  |  | #VALUE! | #VALUE! | #VALUE! |  |  | #VALUE! | #VALUE! | #VALUE! | #VALUE! | #VALUE! | #VALUE! | #VALUE! | #VALUE! |  |  |  |  | #VALUE! | #VALUE! | #VALUE! |  |  | #VALUE! | #VALUE! | #VALUE! | #VALUE! | #VALUE! | #VALUE! | #VALUE! | #VALUE! |  |  |  |  | #VALUE! | #VALUE! | #VALUE! |  |  | #VALUE! | #VALUE! | #VALUE! | #VALUE! | #VALUE! | #VALUE! | #VALUE! | #VALUE! |  |  |  |  | #VALUE! | #VALUE! | #VALUE! |  |  | #VALUE! | #VALUE! | #VALUE! | #VALUE! | #VALUE! | #VALUE! | #VALUE! | #VALUE! |  |  |  |  | #VALUE! | #VALUE! | #VALUE! |  |  | #VALUE! | #VALUE! | #VALUE! | #VALUE! | #VALUE! | #VALUE! | #VALUE! | #VALUE! |  |  | #VALUE! | #VALUE! | #VALUE! | #VALUE! | #VALUE! |  |  | #VALUE! | #VALUE! | #VALUE! | #VALUE! | #VALUE! | #VALUE! | #VALUE! | #VALUE! |  |  | #VALUE! | #VALUE! | #VALUE! | #VALUE! | #VALUE! |  |  | #VALUE! | #VALUE! | #VALUE! | #VALUE! | #VALUE! | #VALUE! | #VALUE! | #VALUE! | 0 | #REF! | #VALUE! | #VALUE! | #VALUE! | #VALUE! | #VALUE! | #VALUE! | #VALUE! | 0
|  |  |  | 0 | 51 | 0 |  |  | 1 | 1.0842e-19 | 0 | 1.0669e-18 | 1.0669e-18 | 1.0669e-18 | 0 | 0 |  |  |  |  | #VALUE! | #VALUE! | #VALUE! |  |  | #VALUE! | #VALUE! | #VALUE! | #VALUE! | #VALUE! | #VALUE! | #VALUE! | #VALUE! |  |  |  |  | #VALUE! | #VALUE! | #VALUE! |  |  | #VALUE! | #VALUE! | #VALUE! | #VALUE! | #VALUE! | #VALUE! | #VALUE! | #VALUE! |  |  |  |  | #VALUE! | #VALUE! | #VALUE! |  |  | #VALUE! | #VALUE! | #VALUE! | #VALUE! | #VALUE! | #VALUE! | #VALUE! | #VALUE! |  |  |  |  | #VALUE! | #VALUE! | #VALUE! |  |  | #VALUE! | #VALUE! | #VALUE! | #VALUE! | #VALUE! | #VALUE! | #VALUE! | #VALUE! |  |  |  |  | #VALUE! | #VALUE! | #VALUE! |  |  | #VALUE! | #VALUE! | #VALUE! | #VALUE! | #VALUE! | #VALUE! | #VALUE! | #VALUE! |  |  | #VALUE! | #VALUE! | #VALUE! | #VALUE! | #VALUE! |  |  | #VALUE! | #VALUE! | #VALUE! | #VALUE! | #VALUE! | #VALUE! | #VALUE! | #VALUE! |  |  | #VALUE! | #VALUE! | #VALUE! | #VALUE! | #VALUE! |  |  | #VALUE! | #VALUE! | #VALUE! | #VALUE! | #VALUE! | #VALUE! | #VALUE! | #VALUE! | 0 | #REF! | #VALUE! | #VALUE! | #VALUE! | #VALUE! | #VALUE! | #VALUE! | #VALUE! | 0
|  |  |  | 0 | 51 | 0 |  |  | 1 | 1.0842e-19 | 0 | 1.0669e-18 | 1.0669e-18 | 1.0669e-18 | 0 | 0 |  |  |  |  | #VALUE! | #VALUE! | #VALUE! |  |  | #VALUE! | #VALUE! | #VALUE! | #VALUE! | #VALUE! | #VALUE! | #VALUE! | #VALUE! |  |  |  |  | #VALUE! | #VALUE! | #VALUE! |  |  | #VALUE! | #VALUE! | #VALUE! | #VALUE! | #VALUE! | #VALUE! | #VALUE! | #VALUE! |  |  |  |  | #VALUE! | #VALUE! | #VALUE! |  |  | #VALUE! | #VALUE! | #VALUE! | #VALUE! | #VALUE! | #VALUE! | #VALUE! | #VALUE! |  |  |  |  | #VALUE! | #VALUE! | #VALUE! |  |  | #VALUE! | #VALUE! | #VALUE! | #VALUE! | #VALUE! | #VALUE! | #VALUE! | #VALUE! |  |  |  |  | #VALUE! | #VALUE! | #VALUE! |  |  | #VALUE! | #VALUE! | #VALUE! | #VALUE! | #VALUE! | #VALUE! | #VALUE! | #VALUE! |  |  | #VALUE! | #VALUE! | #VALUE! | #VALUE! | #VALUE! |  |  | #VALUE! | #VALUE! | #VALUE! | #VALUE! | #VALUE! | #VALUE! | #VALUE! | #VALUE! |  |  | #VALUE! | #VALUE! | #VALUE! | #VALUE! | #VALUE! |  |  | #VALUE! | #VALUE! | #VALUE! | #VALUE! | #VALUE! | #VALUE! | #VALUE! | #VALUE! | 0 | #REF! | #VALUE! | #VALUE! | #VALUE! | #VALUE! | #VALUE! | #VALUE! | #VALUE! | 0
|  |  |  | 0 | 51 | 0 |  |  | 1 | 1.0842e-19 | 0 | 1.0669e-18 | 1.0669e-18 | 1.0669e-18 | 0 | 0 |  |  |  |  | #VALUE! | #VALUE! | #VALUE! |  |  | #VALUE! | #VALUE! | #VALUE! | #VALUE! | #VALUE! | #VALUE! | #VALUE! | #VALUE! |  |  |  |  | #VALUE! | #VALUE! | #VALUE! |  |  | #VALUE! | #VALUE! | #VALUE! | #VALUE! | #VALUE! | #VALUE! | #VALUE! | #VALUE! |  |  |  |  | #VALUE! | #VALUE! | #VALUE! |  |  | #VALUE! | #VALUE! | #VALUE! | #VALUE! | #VALUE! | #VALUE! | #VALUE! | #VALUE! |  |  |  |  | #VALUE! | #VALUE! | #VALUE! |  |  | #VALUE! | #VALUE! | #VALUE! | #VALUE! | #VALUE! | #VALUE! | #VALUE! | #VALUE! |  |  |  |  | #VALUE! | #VALUE! | #VALUE! |  |  | #VALUE! | #VALUE! | #VALUE! | #VALUE! | #VALUE! | #VALUE! | #VALUE! | #VALUE! |  |  | #VALUE! | #VALUE! | #VALUE! | #VALUE! | #VALUE! |  |  | #VALUE! | #VALUE! | #VALUE! | #VALUE! | #VALUE! | #VALUE! | #VALUE! | #VALUE! |  |  | #VALUE! | #VALUE! | #VALUE! | #VALUE! | #VALUE! |  |  | #VALUE! | #VALUE! | #VALUE! | #VALUE! | #VALUE! | #VALUE! | #VALUE! | #VALUE! | 0 | #REF! | #VALUE! | #VALUE! | #VALUE! | #VALUE! | #VALUE! | #VALUE! | #VALUE! | 0
|  |  |  | 0 | 51 | 0 |  |  | 1 | 1.0842e-19 | 0 | 1.0669e-18 | 1.0669e-18 | 1.0669e-18 | 0 | 0 |  |  |  |  | #VALUE! | #VALUE! | #VALUE! |  |  | #VALUE! | #VALUE! | #VALUE! | #VALUE! | #VALUE! | #VALUE! | #VALUE! | #VALUE! |  |  |  |  | #VALUE! | #VALUE! | #VALUE! |  |  | #VALUE! | #VALUE! | #VALUE! | #VALUE! | #VALUE! | #VALUE! | #VALUE! | #VALUE! |  |  |  |  | #VALUE! | #VALUE! | #VALUE! |  |  | #VALUE! | #VALUE! | #VALUE! | #VALUE! | #VALUE! | #VALUE! | #VALUE! | #VALUE! |  |  |  |  | #VALUE! | #VALUE! | #VALUE! |  |  | #VALUE! | #VALUE! | #VALUE! | #VALUE! | #VALUE! | #VALUE! | #VALUE! | #VALUE! |  |  |  |  | #VALUE! | #VALUE! | #VALUE! |  |  | #VALUE! | #VALUE! | #VALUE! | #VALUE! | #VALUE! | #VALUE! | #VALUE! | #VALUE! |  |  | #VALUE! | #VALUE! | #VALUE! | #VALUE! | #VALUE! |  |  | #VALUE! | #VALUE! | #VALUE! | #VALUE! | #VALUE! | #VALUE! | #VALUE! | #VALUE! |  |  | #VALUE! | #VALUE! | #VALUE! | #VALUE! | #VALUE! |  |  | #VALUE! | #VALUE! | #VALUE! | #VALUE! | #VALUE! | #VALUE! | #VALUE! | #VALUE! | 0 | #REF! | #VALUE! | #VALUE! | #VALUE! | #VALUE! | #VALUE! | #VALUE! | #VALUE! | 0
|  |  |  | 0 | 51 | 0 |  |  | 1 | 1.0842e-19 | 0 | 1.0669e-18 | 1.0669e-18 | 1.0669e-18 | 0 | 0 |  |  |  |  | #VALUE! | #VALUE! | #VALUE! |  |  | #VALUE! | #VALUE! | #VALUE! | #VALUE! | #VALUE! | #VALUE! | #VALUE! | #VALUE! |  |  |  |  | #VALUE! | #VALUE! | #VALUE! |  |  | #VALUE! | #VALUE! | #VALUE! | #VALUE! | #VALUE! | #VALUE! | #VALUE! | #VALUE! |  |  |  |  | #VALUE! | #VALUE! | #VALUE! |  |  | #VALUE! | #VALUE! | #VALUE! | #VALUE! | #VALUE! | #VALUE! | #VALUE! | #VALUE! |  |  |  |  | #VALUE! | #VALUE! | #VALUE! |  |  | #VALUE! | #VALUE! | #VALUE! | #VALUE! | #VALUE! | #VALUE! | #VALUE! | #VALUE! |  |  |  |  | #VALUE! | #VALUE! | #VALUE! |  |  | #VALUE! | #VALUE! | #VALUE! | #VALUE! | #VALUE! | #VALUE! | #VALUE! | #VALUE! |  |  | #VALUE! | #VALUE! | #VALUE! | #VALUE! | #VALUE! |  |  | #VALUE! | #VALUE! | #VALUE! | #VALUE! | #VALUE! | #VALUE! | #VALUE! | #VALUE! |  |  | #VALUE! | #VALUE! | #VALUE! | #VALUE! | #VALUE! |  |  | #VALUE! | #VALUE! | #VALUE! | #VALUE! | #VALUE! | #VALUE! | #VALUE! | #VALUE! | 0 | #REF! | #VALUE! | #VALUE! | #VALUE! | #VALUE! | #VALUE! | #VALUE! | #VALUE! | 0
|  |  |  | 0 | 51 | 0 |  |  | 1 | 1.0842e-19 | 0 | 1.0669e-18 | 1.0669e-18 | 1.0669e-18 | 0 | 0 |  |  |  |  | #VALUE! | #VALUE! | #VALUE! |  |  | #VALUE! | #VALUE! | #VALUE! | #VALUE! | #VALUE! | #VALUE! | #VALUE! | #VALUE! |  |  |  |  | #VALUE! | #VALUE! | #VALUE! |  |  | #VALUE! | #VALUE! | #VALUE! | #VALUE! | #VALUE! | #VALUE! | #VALUE! | #VALUE! |  |  |  |  | #VALUE! | #VALUE! | #VALUE! |  |  | #VALUE! | #VALUE! | #VALUE! | #VALUE! | #VALUE! | #VALUE! | #VALUE! | #VALUE! |  |  |  |  | #VALUE! | #VALUE! | #VALUE! |  |  | #VALUE! | #VALUE! | #VALUE! | #VALUE! | #VALUE! | #VALUE! | #VALUE! | #VALUE! |  |  |  |  | #VALUE! | #VALUE! | #VALUE! |  |  | #VALUE! | #VALUE! | #VALUE! | #VALUE! | #VALUE! | #VALUE! | #VALUE! | #VALUE! |  |  | #VALUE! | #VALUE! | #VALUE! | #VALUE! | #VALUE! |  |  | #VALUE! | #VALUE! | #VALUE! | #VALUE! | #VALUE! | #VALUE! | #VALUE! | #VALUE! |  |  | #VALUE! | #VALUE! | #VALUE! | #VALUE! | #VALUE! |  |  | #VALUE! | #VALUE! | #VALUE! | #VALUE! | #VALUE! | #VALUE! | #VALUE! | #VALUE! | 0 | #REF! | #VALUE! | #VALUE! | #VALUE! | #VALUE! | #VALUE! | #VALUE! | #VALUE! | 0
|  |  |  | 0 | 51 | 0 |  |  | 1 | 1.0842e-19 | 0 | 1.0669e-18 | 1.0669e-18 | 1.0669e-18 | 0 | 0 |  |  |  |  | #VALUE! | #VALUE! | #VALUE! |  |  | #VALUE! | #VALUE! | #VALUE! | #VALUE! | #VALUE! | #VALUE! | #VALUE! | #VALUE! |  |  |  |  | #VALUE! | #VALUE! | #VALUE! |  |  | #VALUE! | #VALUE! | #VALUE! | #VALUE! | #VALUE! | #VALUE! | #VALUE! | #VALUE! |  |  |  |  | #VALUE! | #VALUE! | #VALUE! |  |  | #VALUE! | #VALUE! | #VALUE! | #VALUE! | #VALUE! | #VALUE! | #VALUE! | #VALUE! |  |  |  |  | #VALUE! | #VALUE! | #VALUE! |  |  | #VALUE! | #VALUE! | #VALUE! | #VALUE! | #VALUE! | #VALUE! | #VALUE! | #VALUE! |  |  |  |  | #VALUE! | #VALUE! | #VALUE! |  |  | #VALUE! | #VALUE! | #VALUE! | #VALUE! | #VALUE! | #VALUE! | #VALUE! | #VALUE! |  |  | #VALUE! | #VALUE! | #VALUE! | #VALUE! | #VALUE! |  |  | #VALUE! | #VALUE! | #VALUE! | #VALUE! | #VALUE! | #VALUE! | #VALUE! | #VALUE! |  |  | #VALUE! | #VALUE! | #VALUE! | #VALUE! | #VALUE! |  |  | #VALUE! | #VALUE! | #VALUE! | #VALUE! | #VALUE! | #VALUE! | #VALUE! | #VALUE! | 0 | #REF! | #VALUE! | #VALUE! | #VALUE! | #VALUE! | #VALUE! | #VALUE! | #VALUE! | 0
|  |  |  | 0 | 51 | 0 |  |  | 1 | 1.0842e-19 | 0 | 1.0669e-18 | 1.0669e-18 | 1.0669e-18 | 0 | 0 |  |  |  |  | #VALUE! | #VALUE! | #VALUE! |  |  | #VALUE! | #VALUE! | #VALUE! | #VALUE! | #VALUE! | #VALUE! | #VALUE! | #VALUE! |  |  |  |  | #VALUE! | #VALUE! | #VALUE! |  |  | #VALUE! | #VALUE! | #VALUE! | #VALUE! | #VALUE! | #VALUE! | #VALUE! | #VALUE! |  |  |  |  | #VALUE! | #VALUE! | #VALUE! |  |  | #VALUE! | #VALUE! | #VALUE! | #VALUE! | #VALUE! | #VALUE! | #VALUE! | #VALUE! |  |  |  |  | #VALUE! | #VALUE! | #VALUE! |  |  | #VALUE! | #VALUE! | #VALUE! | #VALUE! | #VALUE! | #VALUE! | #VALUE! | #VALUE! |  |  |  |  | #VALUE! | #VALUE! | #VALUE! |  |  | #VALUE! | #VALUE! | #VALUE! | #VALUE! | #VALUE! | #VALUE! | #VALUE! | #VALUE! |  |  | #VALUE! | #VALUE! | #VALUE! | #VALUE! | #VALUE! |  |  | #VALUE! | #VALUE! | #VALUE! | #VALUE! | #VALUE! | #VALUE! | #VALUE! | #VALUE! |  |  | #VALUE! | #VALUE! | #VALUE! | #VALUE! | #VALUE! |  |  | #VALUE! | #VALUE! | #VALUE! | #VALUE! | #VALUE! | #VALUE! | #VALUE! | #VALUE! | 0 | #REF! | #VALUE! | #VALUE! | #VALUE! | #VALUE! | #VALUE! | #VALUE! | #VALUE! | 0
|  |  |  | 0 | 51 | 0 |  |  | 1 | 1.0842e-19 | 0 | 1.0669e-18 | 1.0669e-18 | 1.0669e-18 | 0 | 0 |  |  |  |  | #VALUE! | #VALUE! | #VALUE! |  |  | #VALUE! | #VALUE! | #VALUE! | #VALUE! | #VALUE! | #VALUE! | #VALUE! | #VALUE! |  |  |  |  | #VALUE! | #VALUE! | #VALUE! |  |  | #VALUE! | #VALUE! | #VALUE! | #VALUE! | #VALUE! | #VALUE! | #VALUE! | #VALUE! |  |  |  |  | #VALUE! | #VALUE! | #VALUE! |  |  | #VALUE! | #VALUE! | #VALUE! | #VALUE! | #VALUE! | #VALUE! | #VALUE! | #VALUE! |  |  |  |  | #VALUE! | #VALUE! | #VALUE! |  |  | #VALUE! | #VALUE! | #VALUE! | #VALUE! | #VALUE! | #VALUE! | #VALUE! | #VALUE! |  |  |  |  | #VALUE! | #VALUE! | #VALUE! |  |  | #VALUE! | #VALUE! | #VALUE! | #VALUE! | #VALUE! | #VALUE! | #VALUE! | #VALUE! |  |  | #VALUE! | #VALUE! | #VALUE! | #VALUE! | #VALUE! |  |  | #VALUE! | #VALUE! | #VALUE! | #VALUE! | #VALUE! | #VALUE! | #VALUE! | #VALUE! |  |  | #VALUE! | #VALUE! | #VALUE! | #VALUE! | #VALUE! |  |  | #VALUE! | #VALUE! | #VALUE! | #VALUE! | #VALUE! | #VALUE! | #VALUE! | #VALUE! | 0 | #REF! | #VALUE! | #VALUE! | #VALUE! | #VALUE! | #VALUE! | #VALUE! | #VALUE! | 0
|  |  |  | 0 | 51 | 0 |  |  | 1 | 1.0842e-19 | 0 | 1.0669e-18 | 1.0669e-18 | 1.0669e-18 | 0 | 0 |  |  |  |  | #VALUE! | #VALUE! | #VALUE! |  |  | #VALUE! | #VALUE! | #VALUE! | #VALUE! | #VALUE! | #VALUE! | #VALUE! | #VALUE! |  |  |  |  | #VALUE! | #VALUE! | #VALUE! |  |  | #VALUE! | #VALUE! | #VALUE! | #VALUE! | #VALUE! | #VALUE! | #VALUE! | #VALUE! |  |  |  |  | #VALUE! | #VALUE! | #VALUE! |  |  | #VALUE! | #VALUE! | #VALUE! | #VALUE! | #VALUE! | #VALUE! | #VALUE! | #VALUE! |  |  |  |  | #VALUE! | #VALUE! | #VALUE! |  |  | #VALUE! | #VALUE! | #VALUE! | #VALUE! | #VALUE! | #VALUE! | #VALUE! | #VALUE! |  |  |  |  | #VALUE! | #VALUE! | #VALUE! |  |  | #VALUE! | #VALUE! | #VALUE! | #VALUE! | #VALUE! | #VALUE! | #VALUE! | #VALUE! |  |  | #VALUE! | #VALUE! | #VALUE! | #VALUE! | #VALUE! |  |  | #VALUE! | #VALUE! | #VALUE! | #VALUE! | #VALUE! | #VALUE! | #VALUE! | #VALUE! |  |  | #VALUE! | #VALUE! | #VALUE! | #VALUE! | #VALUE! |  |  | #VALUE! | #VALUE! | #VALUE! | #VALUE! | #VALUE! | #VALUE! | #VALUE! | #VALUE! | 0 | #REF! | #VALUE! | #VALUE! | #VALUE! | #VALUE! | #VALUE! | #VALUE! | #VALUE! | 0
|  |  |  | 0 | 51 | 0 |  |  | 1 | 1.0842e-19 | 0 | 1.0669e-18 | 1.0669e-18 | 1.0669e-18 | 0 | 0 |  |  |  |  | #VALUE! | #VALUE! | #VALUE! |  |  | #VALUE! | #VALUE! | #VALUE! | #VALUE! | #VALUE! | #VALUE! | #VALUE! | #VALUE! |  |  |  |  | #VALUE! | #VALUE! | #VALUE! |  |  | #VALUE! | #VALUE! | #VALUE! | #VALUE! | #VALUE! | #VALUE! | #VALUE! | #VALUE! |  |  |  |  | #VALUE! | #VALUE! | #VALUE! |  |  | #VALUE! | #VALUE! | #VALUE! | #VALUE! | #VALUE! | #VALUE! | #VALUE! | #VALUE! |  |  |  |  | #VALUE! | #VALUE! | #VALUE! |  |  | #VALUE! | #VALUE! | #VALUE! | #VALUE! | #VALUE! | #VALUE! | #VALUE! | #VALUE! |  |  |  |  | #VALUE! | #VALUE! | #VALUE! |  |  | #VALUE! | #VALUE! | #VALUE! | #VALUE! | #VALUE! | #VALUE! | #VALUE! | #VALUE! |  |  | #VALUE! | #VALUE! | #VALUE! | #VALUE! | #VALUE! |  |  | #VALUE! | #VALUE! | #VALUE! | #VALUE! | #VALUE! | #VALUE! | #VALUE! | #VALUE! |  |  | #VALUE! | #VALUE! | #VALUE! | #VALUE! | #VALUE! |  |  | #VALUE! | #VALUE! | #VALUE! | #VALUE! | #VALUE! | #VALUE! | #VALUE! | #VALUE! | 0 | #REF! | #VALUE! | #VALUE! | #VALUE! | #VALUE! | #VALUE! | #VALUE! | #VALUE! | 0
|  |  |  | 0 | 51 | 0 |  |  | 1 | 1.0842e-19 | 0 | 1.0669e-18 | 1.0669e-18 | 1.0669e-18 | 0 | 0 |  |  |  |  | #VALUE! | #VALUE! | #VALUE! |  |  | #VALUE! | #VALUE! | #VALUE! | #VALUE! | #VALUE! | #VALUE! | #VALUE! | #VALUE! |  |  |  |  | #VALUE! | #VALUE! | #VALUE! |  |  | #VALUE! | #VALUE! | #VALUE! | #VALUE! | #VALUE! | #VALUE! | #VALUE! | #VALUE! |  |  |  |  | #VALUE! | #VALUE! | #VALUE! |  |  | #VALUE! | #VALUE! | #VALUE! | #VALUE! | #VALUE! | #VALUE! | #VALUE! | #VALUE! |  |  |  |  | #VALUE! | #VALUE! | #VALUE! |  |  | #VALUE! | #VALUE! | #VALUE! | #VALUE! | #VALUE! | #VALUE! | #VALUE! | #VALUE! |  |  |  |  | #VALUE! | #VALUE! | #VALUE! |  |  | #VALUE! | #VALUE! | #VALUE! | #VALUE! | #VALUE! | #VALUE! | #VALUE! | #VALUE! |  |  | #VALUE! | #VALUE! | #VALUE! | #VALUE! | #VALUE! |  |  | #VALUE! | #VALUE! | #VALUE! | #VALUE! | #VALUE! | #VALUE! | #VALUE! | #VALUE! |  |  | #VALUE! | #VALUE! | #VALUE! | #VALUE! | #VALUE! |  |  | #VALUE! | #VALUE! | #VALUE! | #VALUE! | #VALUE! | #VALUE! | #VALUE! | #VALUE! | 0 | #REF! | #VALUE! | #VALUE! | #VALUE! | #VALUE! | #VALUE! | #VALUE! | #VALUE! | 0
|  |  |  | 0 | 51 | 0 |  |  | 1 | 1.0842e-19 | 0 | 1.0669e-18 | 1.0669e-18 | 1.0669e-18 | 0 | 0 |  |  |  |  | #VALUE! | #VALUE! | #VALUE! |  |  | #VALUE! | #VALUE! | #VALUE! | #VALUE! | #VALUE! | #VALUE! | #VALUE! | #VALUE! |  |  |  |  | #VALUE! | #VALUE! | #VALUE! |  |  | #VALUE! | #VALUE! | #VALUE! | #VALUE! | #VALUE! | #VALUE! | #VALUE! | #VALUE! |  |  |  |  | #VALUE! | #VALUE! | #VALUE! |  |  | #VALUE! | #VALUE! | #VALUE! | #VALUE! | #VALUE! | #VALUE! | #VALUE! | #VALUE! |  |  |  |  | #VALUE! | #VALUE! | #VALUE! |  |  | #VALUE! | #VALUE! | #VALUE! | #VALUE! | #VALUE! | #VALUE! | #VALUE! | #VALUE! |  |  |  |  | #VALUE! | #VALUE! | #VALUE! |  |  | #VALUE! | #VALUE! | #VALUE! | #VALUE! | #VALUE! | #VALUE! | #VALUE! | #VALUE! |  |  | #VALUE! | #VALUE! | #VALUE! | #VALUE! | #VALUE! |  |  | #VALUE! | #VALUE! | #VALUE! | #VALUE! | #VALUE! | #VALUE! | #VALUE! | #VALUE! |  |  | #VALUE! | #VALUE! | #VALUE! | #VALUE! | #VALUE! |  |  | #VALUE! | #VALUE! | #VALUE! | #VALUE! | #VALUE! | #VALUE! | #VALUE! | #VALUE! | 0 | #REF! | #VALUE! | #VALUE! | #VALUE! | #VALUE! | #VALUE! | #VALUE! | #VALUE! | 0
|  |  |  | 0 | 51 | 0 |  |  | 1 | 1.0842e-19 | 0 | 1.0669e-18 | 1.0669e-18 | 1.0669e-18 | 0 | 0 |  |  |  |  | #VALUE! | #VALUE! | #VALUE! |  |  | #VALUE! | #VALUE! | #VALUE! | #VALUE! | #VALUE! | #VALUE! | #VALUE! | #VALUE! |  |  |  |  | #VALUE! | #VALUE! | #VALUE! |  |  | #VALUE! | #VALUE! | #VALUE! | #VALUE! | #VALUE! | #VALUE! | #VALUE! | #VALUE! |  |  |  |  | #VALUE! | #VALUE! | #VALUE! |  |  | #VALUE! | #VALUE! | #VALUE! | #VALUE! | #VALUE! | #VALUE! | #VALUE! | #VALUE! |  |  |  |  | #VALUE! | #VALUE! | #VALUE! |  |  | #VALUE! | #VALUE! | #VALUE! | #VALUE! | #VALUE! | #VALUE! | #VALUE! | #VALUE! |  |  |  |  | #VALUE! | #VALUE! | #VALUE! |  |  | #VALUE! | #VALUE! | #VALUE! | #VALUE! | #VALUE! | #VALUE! | #VALUE! | #VALUE! |  |  | #VALUE! | #VALUE! | #VALUE! | #VALUE! | #VALUE! |  |  | #VALUE! | #VALUE! | #VALUE! | #VALUE! | #VALUE! | #VALUE! | #VALUE! | #VALUE! |  |  | #VALUE! | #VALUE! | #VALUE! | #VALUE! | #VALUE! |  |  | #VALUE! | #VALUE! | #VALUE! | #VALUE! | #VALUE! | #VALUE! | #VALUE! | #VALUE! | 0 | #REF! | #VALUE! | #VALUE! | #VALUE! | #VALUE! | #VALUE! | #VALUE! | #VALUE! | 0
|  |  |  | 0 | 51 | 0 |  |  | 1 | 1.0842e-19 | 0 | 1.0669e-18 | 1.0669e-18 | 1.0669e-18 | 0 | 0 |  |  |  |  | #VALUE! | #VALUE! | #VALUE! |  |  | #VALUE! | #VALUE! | #VALUE! | #VALUE! | #VALUE! | #VALUE! | #VALUE! | #VALUE! |  |  |  |  | #VALUE! | #VALUE! | #VALUE! |  |  | #VALUE! | #VALUE! | #VALUE! | #VALUE! | #VALUE! | #VALUE! | #VALUE! | #VALUE! |  |  |  |  | #VALUE! | #VALUE! | #VALUE! |  |  | #VALUE! | #VALUE! | #VALUE! | #VALUE! | #VALUE! | #VALUE! | #VALUE! | #VALUE! |  |  |  |  | #VALUE! | #VALUE! | #VALUE! |  |  | #VALUE! | #VALUE! | #VALUE! | #VALUE! | #VALUE! | #VALUE! | #VALUE! | #VALUE! |  |  |  |  | #VALUE! | #VALUE! | #VALUE! |  |  | #VALUE! | #VALUE! | #VALUE! | #VALUE! | #VALUE! | #VALUE! | #VALUE! | #VALUE! |  |  | #VALUE! | #VALUE! | #VALUE! | #VALUE! | #VALUE! |  |  | #VALUE! | #VALUE! | #VALUE! | #VALUE! | #VALUE! | #VALUE! | #VALUE! | #VALUE! |  |  | #VALUE! | #VALUE! | #VALUE! | #VALUE! | #VALUE! |  |  | #VALUE! | #VALUE! | #VALUE! | #VALUE! | #VALUE! | #VALUE! | #VALUE! | #VALUE! | 0 | #REF! | #VALUE! | #VALUE! | #VALUE! | #VALUE! | #VALUE! | #VALUE! | #VALUE! | 0
|  |  |  | 0 | 51 | 0 |  |  | 1 | 1.0842e-19 | 0 | 1.0669e-18 | 1.0669e-18 | 1.0669e-18 | 0 | 0 |  |  |  |  | #VALUE! | #VALUE! | #VALUE! |  |  | #VALUE! | #VALUE! | #VALUE! | #VALUE! | #VALUE! | #VALUE! | #VALUE! | #VALUE! |  |  |  |  | #VALUE! | #VALUE! | #VALUE! |  |  | #VALUE! | #VALUE! | #VALUE! | #VALUE! | #VALUE! | #VALUE! | #VALUE! | #VALUE! |  |  |  |  | #VALUE! | #VALUE! | #VALUE! |  |  | #VALUE! | #VALUE! | #VALUE! | #VALUE! | #VALUE! | #VALUE! | #VALUE! | #VALUE! |  |  |  |  | #VALUE! | #VALUE! | #VALUE! |  |  | #VALUE! | #VALUE! | #VALUE! | #VALUE! | #VALUE! | #VALUE! | #VALUE! | #VALUE! |  |  |  |  | #VALUE! | #VALUE! | #VALUE! |  |  | #VALUE! | #VALUE! | #VALUE! | #VALUE! | #VALUE! | #VALUE! | #VALUE! | #VALUE! |  |  | #VALUE! | #VALUE! | #VALUE! | #VALUE! | #VALUE! |  |  | #VALUE! | #VALUE! | #VALUE! | #VALUE! | #VALUE! | #VALUE! | #VALUE! | #VALUE! |  |  | #VALUE! | #VALUE! | #VALUE! | #VALUE! | #VALUE! |  |  | #VALUE! | #VALUE! | #VALUE! | #VALUE! | #VALUE! | #VALUE! | #VALUE! | #VALUE! | 0 | #REF! | #VALUE! | #VALUE! | #VALUE! | #VALUE! | #VALUE! | #VALUE! | #VALUE! | 0
|  |  |  | 0 | 51 | 0 |  |  | 1 | 1.0842e-19 | 0 | 1.0669e-18 | 1.0669e-18 | 1.0669e-18 | 0 | 0 |  |  |  |  | #VALUE! | #VALUE! | #VALUE! |  |  | #VALUE! | #VALUE! | #VALUE! | #VALUE! | #VALUE! | #VALUE! | #VALUE! | #VALUE! |  |  |  |  | #VALUE! | #VALUE! | #VALUE! |  |  | #VALUE! | #VALUE! | #VALUE! | #VALUE! | #VALUE! | #VALUE! | #VALUE! | #VALUE! |  |  |  |  | #VALUE! | #VALUE! | #VALUE! |  |  | #VALUE! | #VALUE! | #VALUE! | #VALUE! | #VALUE! | #VALUE! | #VALUE! | #VALUE! |  |  |  |  | #VALUE! | #VALUE! | #VALUE! |  |  | #VALUE! | #VALUE! | #VALUE! | #VALUE! | #VALUE! | #VALUE! | #VALUE! | #VALUE! |  |  |  |  | #VALUE! | #VALUE! | #VALUE! |  |  | #VALUE! | #VALUE! | #VALUE! | #VALUE! | #VALUE! | #VALUE! | #VALUE! | #VALUE! |  |  | #VALUE! | #VALUE! | #VALUE! | #VALUE! | #VALUE! |  |  | #VALUE! | #VALUE! | #VALUE! | #VALUE! | #VALUE! | #VALUE! | #VALUE! | #VALUE! |  |  | #VALUE! | #VALUE! | #VALUE! | #VALUE! | #VALUE! |  |  | #VALUE! | #VALUE! | #VALUE! | #VALUE! | #VALUE! | #VALUE! | #VALUE! | #VALUE! | 0 | #REF! | #VALUE! | #VALUE! | #VALUE! | #VALUE! | #VALUE! | #VALUE! | #VALUE! | 0
|  |  |  | 0 | 51 | 0 |  |  | 1 | 1.0842e-19 | 0 | 1.0669e-18 | 1.0669e-18 | 1.0669e-18 | 0 | 0 |  |  |  |  | #VALUE! | #VALUE! | #VALUE! |  |  | #VALUE! | #VALUE! | #VALUE! | #VALUE! | #VALUE! | #VALUE! | #VALUE! | #VALUE! |  |  |  |  | #VALUE! | #VALUE! | #VALUE! |  |  | #VALUE! | #VALUE! | #VALUE! | #VALUE! | #VALUE! | #VALUE! | #VALUE! | #VALUE! |  |  |  |  | #VALUE! | #VALUE! | #VALUE! |  |  | #VALUE! | #VALUE! | #VALUE! | #VALUE! | #VALUE! | #VALUE! | #VALUE! | #VALUE! |  |  |  |  | #VALUE! | #VALUE! | #VALUE! |  |  | #VALUE! | #VALUE! | #VALUE! | #VALUE! | #VALUE! | #VALUE! | #VALUE! | #VALUE! |  |  |  |  | #VALUE! | #VALUE! | #VALUE! |  |  | #VALUE! | #VALUE! | #VALUE! | #VALUE! | #VALUE! | #VALUE! | #VALUE! | #VALUE! |  |  | #VALUE! | #VALUE! | #VALUE! | #VALUE! | #VALUE! |  |  | #VALUE! | #VALUE! | #VALUE! | #VALUE! | #VALUE! | #VALUE! | #VALUE! | #VALUE! |  |  | #VALUE! | #VALUE! | #VALUE! | #VALUE! | #VALUE! |  |  | #VALUE! | #VALUE! | #VALUE! | #VALUE! | #VALUE! | #VALUE! | #VALUE! | #VALUE! | 0 | #REF! | #VALUE! | #VALUE! | #VALUE! | #VALUE! | #VALUE! | #VALUE! | #VALUE! | 0
|  |  |  | 0 | 51 | 0 |  |  | 1 | 1.0842e-19 | 0 | 1.0669e-18 | 1.0669e-18 | 1.0669e-18 | 0 | 0 |  |  |  |  | #VALUE! | #VALUE! | #VALUE! |  |  | #VALUE! | #VALUE! | #VALUE! | #VALUE! | #VALUE! | #VALUE! | #VALUE! | #VALUE! |  |  |  |  | #VALUE! | #VALUE! | #VALUE! |  |  | #VALUE! | #VALUE! | #VALUE! | #VALUE! | #VALUE! | #VALUE! | #VALUE! | #VALUE! |  |  |  |  | #VALUE! | #VALUE! | #VALUE! |  |  | #VALUE! | #VALUE! | #VALUE! | #VALUE! | #VALUE! | #VALUE! | #VALUE! | #VALUE! |  |  |  |  | #VALUE! | #VALUE! | #VALUE! |  |  | #VALUE! | #VALUE! | #VALUE! | #VALUE! | #VALUE! | #VALUE! | #VALUE! | #VALUE! |  |  |  |  | #VALUE! | #VALUE! | #VALUE! |  |  | #VALUE! | #VALUE! | #VALUE! | #VALUE! | #VALUE! | #VALUE! | #VALUE! | #VALUE! |  |  | #VALUE! | #VALUE! | #VALUE! | #VALUE! | #VALUE! |  |  | #VALUE! | #VALUE! | #VALUE! | #VALUE! | #VALUE! | #VALUE! | #VALUE! | #VALUE! |  |  | #VALUE! | #VALUE! | #VALUE! | #VALUE! | #VALUE! |  |  | #VALUE! | #VALUE! | #VALUE! | #VALUE! | #VALUE! | #VALUE! | #VALUE! | #VALUE! | 0 | #REF! | #VALUE! | #VALUE! | #VALUE! | #VALUE! | #VALUE! | #VALUE! | #VALUE! | 0
|  |  |  | 0 | 51 | 0 |  |  | 1 | 1.0842e-19 | 0 | 1.0669e-18 | 1.0669e-18 | 1.0669e-18 | 0 | 0 |  |  |  |  | #VALUE! | #VALUE! | #VALUE! |  |  | #VALUE! | #VALUE! | #VALUE! | #VALUE! | #VALUE! | #VALUE! | #VALUE! | #VALUE! |  |  |  |  | #VALUE! | #VALUE! | #VALUE! |  |  | #VALUE! | #VALUE! | #VALUE! | #VALUE! | #VALUE! | #VALUE! | #VALUE! | #VALUE! |  |  |  |  | #VALUE! | #VALUE! | #VALUE! |  |  | #VALUE! | #VALUE! | #VALUE! | #VALUE! | #VALUE! | #VALUE! | #VALUE! | #VALUE! |  |  |  |  | #VALUE! | #VALUE! | #VALUE! |  |  | #VALUE! | #VALUE! | #VALUE! | #VALUE! | #VALUE! | #VALUE! | #VALUE! | #VALUE! |  |  |  |  | #VALUE! | #VALUE! | #VALUE! |  |  | #VALUE! | #VALUE! | #VALUE! | #VALUE! | #VALUE! | #VALUE! | #VALUE! | #VALUE! |  |  | #VALUE! | #VALUE! | #VALUE! | #VALUE! | #VALUE! |  |  | #VALUE! | #VALUE! | #VALUE! | #VALUE! | #VALUE! | #VALUE! | #VALUE! | #VALUE! |  |  | #VALUE! | #VALUE! | #VALUE! | #VALUE! | #VALUE! |  |  | #VALUE! | #VALUE! | #VALUE! | #VALUE! | #VALUE! | #VALUE! | #VALUE! | #VALUE! | 0 | #REF! | #VALUE! | #VALUE! | #VALUE! | #VALUE! | #VALUE! | #VALUE! | #VALUE! | 0
|  |  |  | 0 | 51 | 0 |  |  | 1 | 1.0842e-19 | 0 | 1.0669e-18 | 1.0669e-18 | 1.0669e-18 | 0 | 0 |  |  |  |  | #VALUE! | #VALUE! | #VALUE! |  |  | #VALUE! | #VALUE! | #VALUE! | #VALUE! | #VALUE! | #VALUE! | #VALUE! | #VALUE! |  |  |  |  | #VALUE! | #VALUE! | #VALUE! |  |  | #VALUE! | #VALUE! | #VALUE! | #VALUE! | #VALUE! | #VALUE! | #VALUE! | #VALUE! |  |  |  |  | #VALUE! | #VALUE! | #VALUE! |  |  | #VALUE! | #VALUE! | #VALUE! | #VALUE! | #VALUE! | #VALUE! | #VALUE! | #VALUE! |  |  |  |  | #VALUE! | #VALUE! | #VALUE! |  |  | #VALUE! | #VALUE! | #VALUE! | #VALUE! | #VALUE! | #VALUE! | #VALUE! | #VALUE! |  |  |  |  | #VALUE! | #VALUE! | #VALUE! |  |  | #VALUE! | #VALUE! | #VALUE! | #VALUE! | #VALUE! | #VALUE! | #VALUE! | #VALUE! |  |  | #VALUE! | #VALUE! | #VALUE! | #VALUE! | #VALUE! |  |  | #VALUE! | #VALUE! | #VALUE! | #VALUE! | #VALUE! | #VALUE! | #VALUE! | #VALUE! |  |  | #VALUE! | #VALUE! | #VALUE! | #VALUE! | #VALUE! |  |  | #VALUE! | #VALUE! | #VALUE! | #VALUE! | #VALUE! | #VALUE! | #VALUE! | #VALUE! | 0 | #REF! | #VALUE! | #VALUE! | #VALUE! | #VALUE! | #VALUE! | #VALUE! | #VALUE! | 0
|  |  |  | 0 | 51 | 0 |  |  | 1 | 1.0842e-19 | 0 | 1.0669e-18 | 1.0669e-18 | 1.0669e-18 | 0 | 0 |  |  |  |  | #VALUE! | #VALUE! | #VALUE! |  |  | #VALUE! | #VALUE! | #VALUE! | #VALUE! | #VALUE! | #VALUE! | #VALUE! | #VALUE! |  |  |  |  | #VALUE! | #VALUE! | #VALUE! |  |  | #VALUE! | #VALUE! | #VALUE! | #VALUE! | #VALUE! | #VALUE! | #VALUE! | #VALUE! |  |  |  |  | #VALUE! | #VALUE! | #VALUE! |  |  | #VALUE! | #VALUE! | #VALUE! | #VALUE! | #VALUE! | #VALUE! | #VALUE! | #VALUE! |  |  |  |  | #VALUE! | #VALUE! | #VALUE! |  |  | #VALUE! | #VALUE! | #VALUE! | #VALUE! | #VALUE! | #VALUE! | #VALUE! | #VALUE! |  |  |  |  | #VALUE! | #VALUE! | #VALUE! |  |  | #VALUE! | #VALUE! | #VALUE! | #VALUE! | #VALUE! | #VALUE! | #VALUE! | #VALUE! |  |  | #VALUE! | #VALUE! | #VALUE! | #VALUE! | #VALUE! |  |  | #VALUE! | #VALUE! | #VALUE! | #VALUE! | #VALUE! | #VALUE! | #VALUE! | #VALUE! |  |  | #VALUE! | #VALUE! | #VALUE! | #VALUE! | #VALUE! |  |  | #VALUE! | #VALUE! | #VALUE! | #VALUE! | #VALUE! | #VALUE! | #VALUE! | #VALUE! | 0 | #REF! | #VALUE! | #VALUE! | #VALUE! | #VALUE! | #VALUE! | #VALUE! | #VALUE! | 0
|  |  |  | 0 | 51 | 0 |  |  | 1 | 1.0842e-19 | 0 | 1.0669e-18 | 1.0669e-18 | 1.0669e-18 | 0 | 0 |  |  |  |  | #VALUE! | #VALUE! | #VALUE! |  |  | #VALUE! | #VALUE! | #VALUE! | #VALUE! | #VALUE! | #VALUE! | #VALUE! | #VALUE! |  |  |  |  | #VALUE! | #VALUE! | #VALUE! |  |  | #VALUE! | #VALUE! | #VALUE! | #VALUE! | #VALUE! | #VALUE! | #VALUE! | #VALUE! |  |  |  |  | #VALUE! | #VALUE! | #VALUE! |  |  | #VALUE! | #VALUE! | #VALUE! | #VALUE! | #VALUE! | #VALUE! | #VALUE! | #VALUE! |  |  |  |  | #VALUE! | #VALUE! | #VALUE! |  |  | #VALUE! | #VALUE! | #VALUE! | #VALUE! | #VALUE! | #VALUE! | #VALUE! | #VALUE! |  |  |  |  | #VALUE! | #VALUE! | #VALUE! |  |  | #VALUE! | #VALUE! | #VALUE! | #VALUE! | #VALUE! | #VALUE! | #VALUE! | #VALUE! |  |  | #VALUE! | #VALUE! | #VALUE! | #VALUE! | #VALUE! |  |  | #VALUE! | #VALUE! | #VALUE! | #VALUE! | #VALUE! | #VALUE! | #VALUE! | #VALUE! |  |  | #VALUE! | #VALUE! | #VALUE! | #VALUE! | #VALUE! |  |  | #VALUE! | #VALUE! | #VALUE! | #VALUE! | #VALUE! | #VALUE! | #VALUE! | #VALUE! | 0 | #REF! | #VALUE! | #VALUE! | #VALUE! | #VALUE! | #VALUE! | #VALUE! | #VALUE! | 0
|  |  |  | 0 | 51 | 0 |  |  | 1 | 1.0842e-19 | 0 | 1.0669e-18 | 1.0669e-18 | 1.0669e-18 | 0 | 0 |  |  |  |  | #VALUE! | #VALUE! | #VALUE! |  |  | #VALUE! | #VALUE! | #VALUE! | #VALUE! | #VALUE! | #VALUE! | #VALUE! | #VALUE! |  |  |  |  | #VALUE! | #VALUE! | #VALUE! |  |  | #VALUE! | #VALUE! | #VALUE! | #VALUE! | #VALUE! | #VALUE! | #VALUE! | #VALUE! |  |  |  |  | #VALUE! | #VALUE! | #VALUE! |  |  | #VALUE! | #VALUE! | #VALUE! | #VALUE! | #VALUE! | #VALUE! | #VALUE! | #VALUE! |  |  |  |  | #VALUE! | #VALUE! | #VALUE! |  |  | #VALUE! | #VALUE! | #VALUE! | #VALUE! | #VALUE! | #VALUE! | #VALUE! | #VALUE! |  |  |  |  | #VALUE! | #VALUE! | #VALUE! |  |  | #VALUE! | #VALUE! | #VALUE! | #VALUE! | #VALUE! | #VALUE! | #VALUE! | #VALUE! |  |  | #VALUE! | #VALUE! | #VALUE! | #VALUE! | #VALUE! |  |  | #VALUE! | #VALUE! | #VALUE! | #VALUE! | #VALUE! | #VALUE! | #VALUE! | #VALUE! |  |  | #VALUE! | #VALUE! | #VALUE! | #VALUE! | #VALUE! |  |  | #VALUE! | #VALUE! | #VALUE! | #VALUE! | #VALUE! | #VALUE! | #VALUE! | #VALUE! | 0 | #REF! | #VALUE! | #VALUE! | #VALUE! | #VALUE! | #VALUE! | #VALUE! | #VALUE! | 0
|  |  |  | 0 | 51 | 0 |  |  | 1 | 1.0842e-19 | 0 | 1.0669e-18 | 1.0669e-18 | 1.0669e-18 | 0 | 0 |  |  |  |  | #VALUE! | #VALUE! | #VALUE! |  |  | #VALUE! | #VALUE! | #VALUE! | #VALUE! | #VALUE! | #VALUE! | #VALUE! | #VALUE! |  |  |  |  | #VALUE! | #VALUE! | #VALUE! |  |  | #VALUE! | #VALUE! | #VALUE! | #VALUE! | #VALUE! | #VALUE! | #VALUE! | #VALUE! |  |  |  |  | #VALUE! | #VALUE! | #VALUE! |  |  | #VALUE! | #VALUE! | #VALUE! | #VALUE! | #VALUE! | #VALUE! | #VALUE! | #VALUE! |  |  |  |  | #VALUE! | #VALUE! | #VALUE! |  |  | #VALUE! | #VALUE! | #VALUE! | #VALUE! | #VALUE! | #VALUE! | #VALUE! | #VALUE! |  |  |  |  | #VALUE! | #VALUE! | #VALUE! |  |  | #VALUE! | #VALUE! | #VALUE! | #VALUE! | #VALUE! | #VALUE! | #VALUE! | #VALUE! |  |  | #VALUE! | #VALUE! | #VALUE! | #VALUE! | #VALUE! |  |  | #VALUE! | #VALUE! | #VALUE! | #VALUE! | #VALUE! | #VALUE! | #VALUE! | #VALUE! |  |  | #VALUE! | #VALUE! | #VALUE! | #VALUE! | #VALUE! |  |  | #VALUE! | #VALUE! | #VALUE! | #VALUE! | #VALUE! | #VALUE! | #VALUE! | #VALUE! | 0 | #REF! | #VALUE! | #VALUE! | #VALUE! | #VALUE! | #VALUE! | #VALUE! | #VALUE! | 0
|  |  |  | 0 | 51 | 0 |  |  | 1 | 1.0842e-19 | 0 | 1.0669e-18 | 1.0669e-18 | 1.0669e-18 | 0 | 0 |  |  |  |  | #VALUE! | #VALUE! | #VALUE! |  |  | #VALUE! | #VALUE! | #VALUE! | #VALUE! | #VALUE! | #VALUE! | #VALUE! | #VALUE! |  |  |  |  | #VALUE! | #VALUE! | #VALUE! |  |  | #VALUE! | #VALUE! | #VALUE! | #VALUE! | #VALUE! | #VALUE! | #VALUE! | #VALUE! |  |  |  |  | #VALUE! | #VALUE! | #VALUE! |  |  | #VALUE! | #VALUE! | #VALUE! | #VALUE! | #VALUE! | #VALUE! | #VALUE! | #VALUE! |  |  |  |  | #VALUE! | #VALUE! | #VALUE! |  |  | #VALUE! | #VALUE! | #VALUE! | #VALUE! | #VALUE! | #VALUE! | #VALUE! | #VALUE! |  |  |  |  | #VALUE! | #VALUE! | #VALUE! |  |  | #VALUE! | #VALUE! | #VALUE! | #VALUE! | #VALUE! | #VALUE! | #VALUE! | #VALUE! |  |  | #VALUE! | #VALUE! | #VALUE! | #VALUE! | #VALUE! |  |  | #VALUE! | #VALUE! | #VALUE! | #VALUE! | #VALUE! | #VALUE! | #VALUE! | #VALUE! |  |  | #VALUE! | #VALUE! | #VALUE! | #VALUE! | #VALUE! |  |  | #VALUE! | #VALUE! | #VALUE! | #VALUE! | #VALUE! | #VALUE! | #VALUE! | #VALUE! | 0 | #REF! | #VALUE! | #VALUE! | #VALUE! | #VALUE! | #VALUE! | #VALUE! | #VALUE! | 0
|  |  |  | 0 | 51 | 0 |  |  | 1 | 1.0842e-19 | 0 | 1.0669e-18 | 1.0669e-18 | 1.0669e-18 | 0 | 0 |  |  |  |  | #VALUE! | #VALUE! | #VALUE! |  |  | #VALUE! | #VALUE! | #VALUE! | #VALUE! | #VALUE! | #VALUE! | #VALUE! | #VALUE! |  |  |  |  | #VALUE! | #VALUE! | #VALUE! |  |  | #VALUE! | #VALUE! | #VALUE! | #VALUE! | #VALUE! | #VALUE! | #VALUE! | #VALUE! |  |  |  |  | #VALUE! | #VALUE! | #VALUE! |  |  | #VALUE! | #VALUE! | #VALUE! | #VALUE! | #VALUE! | #VALUE! | #VALUE! | #VALUE! |  |  |  |  | #VALUE! | #VALUE! | #VALUE! |  |  | #VALUE! | #VALUE! | #VALUE! | #VALUE! | #VALUE! | #VALUE! | #VALUE! | #VALUE! |  |  |  |  | #VALUE! | #VALUE! | #VALUE! |  |  | #VALUE! | #VALUE! | #VALUE! | #VALUE! | #VALUE! | #VALUE! | #VALUE! | #VALUE! |  |  | #VALUE! | #VALUE! | #VALUE! | #VALUE! | #VALUE! |  |  | #VALUE! | #VALUE! | #VALUE! | #VALUE! | #VALUE! | #VALUE! | #VALUE! | #VALUE! |  |  | #VALUE! | #VALUE! | #VALUE! | #VALUE! | #VALUE! |  |  | #VALUE! | #VALUE! | #VALUE! | #VALUE! | #VALUE! | #VALUE! | #VALUE! | #VALUE! | 0 | #REF! | #VALUE! | #VALUE! | #VALUE! | #VALUE! | #VALUE! | #VALUE! | #VALUE! | 0
|  |  |  | 0 | 51 | 0 |  |  | 1 | 1.0842e-19 | 0 | 1.0669e-18 | 1.0669e-18 | 1.0669e-18 | 0 | 0 |  |  |  |  | #VALUE! | #VALUE! | #VALUE! |  |  | #VALUE! | #VALUE! | #VALUE! | #VALUE! | #VALUE! | #VALUE! | #VALUE! | #VALUE! |  |  |  |  | #VALUE! | #VALUE! | #VALUE! |  |  | #VALUE! | #VALUE! | #VALUE! | #VALUE! | #VALUE! | #VALUE! | #VALUE! | #VALUE! |  |  |  |  | #VALUE! | #VALUE! | #VALUE! |  |  | #VALUE! | #VALUE! | #VALUE! | #VALUE! | #VALUE! | #VALUE! | #VALUE! | #VALUE! |  |  |  |  | #VALUE! | #VALUE! | #VALUE! |  |  | #VALUE! | #VALUE! | #VALUE! | #VALUE! | #VALUE! | #VALUE! | #VALUE! | #VALUE! |  |  |  |  | #VALUE! | #VALUE! | #VALUE! |  |  | #VALUE! | #VALUE! | #VALUE! | #VALUE! | #VALUE! | #VALUE! | #VALUE! | #VALUE! |  |  | #VALUE! | #VALUE! | #VALUE! | #VALUE! | #VALUE! |  |  | #VALUE! | #VALUE! | #VALUE! | #VALUE! | #VALUE! | #VALUE! | #VALUE! | #VALUE! |  |  | #VALUE! | #VALUE! | #VALUE! | #VALUE! | #VALUE! |  |  | #VALUE! | #VALUE! | #VALUE! | #VALUE! | #VALUE! | #VALUE! | #VALUE! | #VALUE! | 0 | #REF! | #VALUE! | #VALUE! | #VALUE! | #VALUE! | #VALUE! | #VALUE! | #VALUE! | 0
|  |  |  | 0 | 51 | 0 |  |  | 1 | 1.0842e-19 | 0 | 1.0669e-18 | 1.0669e-18 | 1.0669e-18 | 0 | 0 |  |  |  |  | #VALUE! | #VALUE! | #VALUE! |  |  | #VALUE! | #VALUE! | #VALUE! | #VALUE! | #VALUE! | #VALUE! | #VALUE! | #VALUE! |  |  |  |  | #VALUE! | #VALUE! | #VALUE! |  |  | #VALUE! | #VALUE! | #VALUE! | #VALUE! | #VALUE! | #VALUE! | #VALUE! | #VALUE! |  |  |  |  | #VALUE! | #VALUE! | #VALUE! |  |  | #VALUE! | #VALUE! | #VALUE! | #VALUE! | #VALUE! | #VALUE! | #VALUE! | #VALUE! |  |  |  |  | #VALUE! | #VALUE! | #VALUE! |  |  | #VALUE! | #VALUE! | #VALUE! | #VALUE! | #VALUE! | #VALUE! | #VALUE! | #VALUE! |  |  |  |  | #VALUE! | #VALUE! | #VALUE! |  |  | #VALUE! | #VALUE! | #VALUE! | #VALUE! | #VALUE! | #VALUE! | #VALUE! | #VALUE! |  |  | #VALUE! | #VALUE! | #VALUE! | #VALUE! | #VALUE! |  |  | #VALUE! | #VALUE! | #VALUE! | #VALUE! | #VALUE! | #VALUE! | #VALUE! | #VALUE! |  |  | #VALUE! | #VALUE! | #VALUE! | #VALUE! | #VALUE! |  |  | #VALUE! | #VALUE! | #VALUE! | #VALUE! | #VALUE! | #VALUE! | #VALUE! | #VALUE! | 0 | #REF! | #VALUE! | #VALUE! | #VALUE! | #VALUE! | #VALUE! | #VALUE! | #VALUE! | 0
|  |  |  | 0 | 51 | 0 |  |  | 1 | 1.0842e-19 | 0 | 1.0669e-18 | 1.0669e-18 | 1.0669e-18 | 0 | 0 |  |  |  |  | #VALUE! | #VALUE! | #VALUE! |  |  | #VALUE! | #VALUE! | #VALUE! | #VALUE! | #VALUE! | #VALUE! | #VALUE! | #VALUE! |  |  |  |  | #VALUE! | #VALUE! | #VALUE! |  |  | #VALUE! | #VALUE! | #VALUE! | #VALUE! | #VALUE! | #VALUE! | #VALUE! | #VALUE! |  |  |  |  | #VALUE! | #VALUE! | #VALUE! |  |  | #VALUE! | #VALUE! | #VALUE! | #VALUE! | #VALUE! | #VALUE! | #VALUE! | #VALUE! |  |  |  |  | #VALUE! | #VALUE! | #VALUE! |  |  | #VALUE! | #VALUE! | #VALUE! | #VALUE! | #VALUE! | #VALUE! | #VALUE! | #VALUE! |  |  |  |  | #VALUE! | #VALUE! | #VALUE! |  |  | #VALUE! | #VALUE! | #VALUE! | #VALUE! | #VALUE! | #VALUE! | #VALUE! | #VALUE! |  |  | #VALUE! | #VALUE! | #VALUE! | #VALUE! | #VALUE! |  |  | #VALUE! | #VALUE! | #VALUE! | #VALUE! | #VALUE! | #VALUE! | #VALUE! | #VALUE! |  |  | #VALUE! | #VALUE! | #VALUE! | #VALUE! | #VALUE! |  |  | #VALUE! | #VALUE! | #VALUE! | #VALUE! | #VALUE! | #VALUE! | #VALUE! | #VALUE! | 0 | #REF! | #VALUE! | #VALUE! | #VALUE! | #VALUE! | #VALUE! | #VALUE! | #VALUE! | 0
|  |  |  | 0 | 51 | 0 |  |  | 1 | 1.0842e-19 | 0 | 1.0669e-18 | 1.0669e-18 | 1.0669e-18 | 0 | 0 |  |  |  |  | #VALUE! | #VALUE! | #VALUE! |  |  | #VALUE! | #VALUE! | #VALUE! | #VALUE! | #VALUE! | #VALUE! | #VALUE! | #VALUE! |  |  |  |  | #VALUE! | #VALUE! | #VALUE! |  |  | #VALUE! | #VALUE! | #VALUE! | #VALUE! | #VALUE! | #VALUE! | #VALUE! | #VALUE! |  |  |  |  | #VALUE! | #VALUE! | #VALUE! |  |  | #VALUE! | #VALUE! | #VALUE! | #VALUE! | #VALUE! | #VALUE! | #VALUE! | #VALUE! |  |  |  |  | #VALUE! | #VALUE! | #VALUE! |  |  | #VALUE! | #VALUE! | #VALUE! | #VALUE! | #VALUE! | #VALUE! | #VALUE! | #VALUE! |  |  |  |  | #VALUE! | #VALUE! | #VALUE! |  |  | #VALUE! | #VALUE! | #VALUE! | #VALUE! | #VALUE! | #VALUE! | #VALUE! | #VALUE! |  |  | #VALUE! | #VALUE! | #VALUE! | #VALUE! | #VALUE! |  |  | #VALUE! | #VALUE! | #VALUE! | #VALUE! | #VALUE! | #VALUE! | #VALUE! | #VALUE! |  |  | #VALUE! | #VALUE! | #VALUE! | #VALUE! | #VALUE! |  |  | #VALUE! | #VALUE! | #VALUE! | #VALUE! | #VALUE! | #VALUE! | #VALUE! | #VALUE! | 0 | #REF! | #VALUE! | #VALUE! | #VALUE! | #VALUE! | #VALUE! | #VALUE! | #VALUE! | 0
|  |  |  | 0 | 51 | 0 |  |  | 1 | 1.0842e-19 | 0 | 1.0669e-18 | 1.0669e-18 | 1.0669e-18 | 0 | 0 |  |  |  |  | #VALUE! | #VALUE! | #VALUE! |  |  | #VALUE! | #VALUE! | #VALUE! | #VALUE! | #VALUE! | #VALUE! | #VALUE! | #VALUE! |  |  |  |  | #VALUE! | #VALUE! | #VALUE! |  |  | #VALUE! | #VALUE! | #VALUE! | #VALUE! | #VALUE! | #VALUE! | #VALUE! | #VALUE! |  |  |  |  | #VALUE! | #VALUE! | #VALUE! |  |  | #VALUE! | #VALUE! | #VALUE! | #VALUE! | #VALUE! | #VALUE! | #VALUE! | #VALUE! |  |  |  |  | #VALUE! | #VALUE! | #VALUE! |  |  | #VALUE! | #VALUE! | #VALUE! | #VALUE! | #VALUE! | #VALUE! | #VALUE! | #VALUE! |  |  |  |  | #VALUE! | #VALUE! | #VALUE! |  |  | #VALUE! | #VALUE! | #VALUE! | #VALUE! | #VALUE! | #VALUE! | #VALUE! | #VALUE! |  |  | #VALUE! | #VALUE! | #VALUE! | #VALUE! | #VALUE! |  |  | #VALUE! | #VALUE! | #VALUE! | #VALUE! | #VALUE! | #VALUE! | #VALUE! | #VALUE! |  |  | #VALUE! | #VALUE! | #VALUE! | #VALUE! | #VALUE! |  |  | #VALUE! | #VALUE! | #VALUE! | #VALUE! | #VALUE! | #VALUE! | #VALUE! | #VALUE! | 0 | #REF! | #VALUE! | #VALUE! | #VALUE! | #VALUE! | #VALUE! | #VALUE! | #VALUE! | 0
|  |  |  | 0 | 51 | 0 |  |  | 1 | 1.0842e-19 | 0 | 1.0669e-18 | 1.0669e-18 | 1.0669e-18 | 0 | 0 |  |  |  |  | #VALUE! | #VALUE! | #VALUE! |  |  | #VALUE! | #VALUE! | #VALUE! | #VALUE! | #VALUE! | #VALUE! | #VALUE! | #VALUE! |  |  |  |  | #VALUE! | #VALUE! | #VALUE! |  |  | #VALUE! | #VALUE! | #VALUE! | #VALUE! | #VALUE! | #VALUE! | #VALUE! | #VALUE! |  |  |  |  | #VALUE! | #VALUE! | #VALUE! |  |  | #VALUE! | #VALUE! | #VALUE! | #VALUE! | #VALUE! | #VALUE! | #VALUE! | #VALUE! |  |  |  |  | #VALUE! | #VALUE! | #VALUE! |  |  | #VALUE! | #VALUE! | #VALUE! | #VALUE! | #VALUE! | #VALUE! | #VALUE! | #VALUE! |  |  |  |  | #VALUE! | #VALUE! | #VALUE! |  |  | #VALUE! | #VALUE! | #VALUE! | #VALUE! | #VALUE! | #VALUE! | #VALUE! | #VALUE! |  |  | #VALUE! | #VALUE! | #VALUE! | #VALUE! | #VALUE! |  |  | #VALUE! | #VALUE! | #VALUE! | #VALUE! | #VALUE! | #VALUE! | #VALUE! | #VALUE! |  |  | #VALUE! | #VALUE! | #VALUE! | #VALUE! | #VALUE! |  |  | #VALUE! | #VALUE! | #VALUE! | #VALUE! | #VALUE! | #VALUE! | #VALUE! | #VALUE! | 0 | #REF! | #VALUE! | #VALUE! | #VALUE! | #VALUE! | #VALUE! | #VALUE! | #VALUE! | 0
|  |  |  | 0 | 51 | 0 |  |  | 1 | 1.0842e-19 | 0 | 1.0669e-18 | 1.0669e-18 | 1.0669e-18 | 0 | 0 |  |  |  |  | #VALUE! | #VALUE! | #VALUE! |  |  | #VALUE! | #VALUE! | #VALUE! | #VALUE! | #VALUE! | #VALUE! | #VALUE! | #VALUE! |  |  |  |  | #VALUE! | #VALUE! | #VALUE! |  |  | #VALUE! | #VALUE! | #VALUE! | #VALUE! | #VALUE! | #VALUE! | #VALUE! | #VALUE! |  |  |  |  | #VALUE! | #VALUE! | #VALUE! |  |  | #VALUE! | #VALUE! | #VALUE! | #VALUE! | #VALUE! | #VALUE! | #VALUE! | #VALUE! |  |  |  |  | #VALUE! | #VALUE! | #VALUE! |  |  | #VALUE! | #VALUE! | #VALUE! | #VALUE! | #VALUE! | #VALUE! | #VALUE! | #VALUE! |  |  |  |  | #VALUE! | #VALUE! | #VALUE! |  |  | #VALUE! | #VALUE! | #VALUE! | #VALUE! | #VALUE! | #VALUE! | #VALUE! | #VALUE! |  |  | #VALUE! | #VALUE! | #VALUE! | #VALUE! | #VALUE! |  |  | #VALUE! | #VALUE! | #VALUE! | #VALUE! | #VALUE! | #VALUE! | #VALUE! | #VALUE! |  |  | #VALUE! | #VALUE! | #VALUE! | #VALUE! | #VALUE! |  |  | #VALUE! | #VALUE! | #VALUE! | #VALUE! | #VALUE! | #VALUE! | #VALUE! | #VALUE! | 0 | #REF! | #VALUE! | #VALUE! | #VALUE! | #VALUE! | #VALUE! | #VALUE! | #VALUE! | 0
|  |  |  | 0 | 51 | 0 |  |  | 1 | 1.0842e-19 | 0 | 1.0669e-18 | 1.0669e-18 | 1.0669e-18 | 0 | 0 |  |  |  |  | #VALUE! | #VALUE! | #VALUE! |  |  | #VALUE! | #VALUE! | #VALUE! | #VALUE! | #VALUE! | #VALUE! | #VALUE! | #VALUE! |  |  |  |  | #VALUE! | #VALUE! | #VALUE! |  |  | #VALUE! | #VALUE! | #VALUE! | #VALUE! | #VALUE! | #VALUE! | #VALUE! | #VALUE! |  |  |  |  | #VALUE! | #VALUE! | #VALUE! |  |  | #VALUE! | #VALUE! | #VALUE! | #VALUE! | #VALUE! | #VALUE! | #VALUE! | #VALUE! |  |  |  |  | #VALUE! | #VALUE! | #VALUE! |  |  | #VALUE! | #VALUE! | #VALUE! | #VALUE! | #VALUE! | #VALUE! | #VALUE! | #VALUE! |  |  |  |  | #VALUE! | #VALUE! | #VALUE! |  |  | #VALUE! | #VALUE! | #VALUE! | #VALUE! | #VALUE! | #VALUE! | #VALUE! | #VALUE! |  |  | #VALUE! | #VALUE! | #VALUE! | #VALUE! | #VALUE! |  |  | #VALUE! | #VALUE! | #VALUE! | #VALUE! | #VALUE! | #VALUE! | #VALUE! | #VALUE! |  |  | #VALUE! | #VALUE! | #VALUE! | #VALUE! | #VALUE! |  |  | #VALUE! | #VALUE! | #VALUE! | #VALUE! | #VALUE! | #VALUE! | #VALUE! | #VALUE! | 0 | #REF! | #VALUE! | #VALUE! | #VALUE! | #VALUE! | #VALUE! | #VALUE! | #VALUE! | 0
|  |  |  | 0 | 51 | 0 |  |  | 1 | 1.0842e-19 | 0 | 1.0669e-18 | 1.0669e-18 | 1.0669e-18 | 0 | 0 |  |  |  |  | #VALUE! | #VALUE! | #VALUE! |  |  | #VALUE! | #VALUE! | #VALUE! | #VALUE! | #VALUE! | #VALUE! | #VALUE! | #VALUE! |  |  |  |  | #VALUE! | #VALUE! | #VALUE! |  |  | #VALUE! | #VALUE! | #VALUE! | #VALUE! | #VALUE! | #VALUE! | #VALUE! | #VALUE! |  |  |  |  | #VALUE! | #VALUE! | #VALUE! |  |  | #VALUE! | #VALUE! | #VALUE! | #VALUE! | #VALUE! | #VALUE! | #VALUE! | #VALUE! |  |  |  |  | #VALUE! | #VALUE! | #VALUE! |  |  | #VALUE! | #VALUE! | #VALUE! | #VALUE! | #VALUE! | #VALUE! | #VALUE! | #VALUE! |  |  |  |  | #VALUE! | #VALUE! | #VALUE! |  |  | #VALUE! | #VALUE! | #VALUE! | #VALUE! | #VALUE! | #VALUE! | #VALUE! | #VALUE! |  |  | #VALUE! | #VALUE! | #VALUE! | #VALUE! | #VALUE! |  |  | #VALUE! | #VALUE! | #VALUE! | #VALUE! | #VALUE! | #VALUE! | #VALUE! | #VALUE! |  |  | #VALUE! | #VALUE! | #VALUE! | #VALUE! | #VALUE! |  |  | #VALUE! | #VALUE! | #VALUE! | #VALUE! | #VALUE! | #VALUE! | #VALUE! | #VALUE! | 0 | #REF! | #VALUE! | #VALUE! | #VALUE! | #VALUE! | #VALUE! | #VALUE! | #VALUE! | 0
|  |  |  | 0 | 51 | 0 |  |  | 1 | 1.0842e-19 | 0 | 1.0669e-18 | 1.0669e-18 | 1.0669e-18 | 0 | 0 |  |  |  |  | #VALUE! | #VALUE! | #VALUE! |  |  | #VALUE! | #VALUE! | #VALUE! | #VALUE! | #VALUE! | #VALUE! | #VALUE! | #VALUE! |  |  |  |  | #VALUE! | #VALUE! | #VALUE! |  |  | #VALUE! | #VALUE! | #VALUE! | #VALUE! | #VALUE! | #VALUE! | #VALUE! | #VALUE! |  |  |  |  | #VALUE! | #VALUE! | #VALUE! |  |  | #VALUE! | #VALUE! | #VALUE! | #VALUE! | #VALUE! | #VALUE! | #VALUE! | #VALUE! |  |  |  |  | #VALUE! | #VALUE! | #VALUE! |  |  | #VALUE! | #VALUE! | #VALUE! | #VALUE! | #VALUE! | #VALUE! | #VALUE! | #VALUE! |  |  |  |  | #VALUE! | #VALUE! | #VALUE! |  |  | #VALUE! | #VALUE! | #VALUE! | #VALUE! | #VALUE! | #VALUE! | #VALUE! | #VALUE! |  |  | #VALUE! | #VALUE! | #VALUE! | #VALUE! | #VALUE! |  |  | #VALUE! | #VALUE! | #VALUE! | #VALUE! | #VALUE! | #VALUE! | #VALUE! | #VALUE! |  |  | #VALUE! | #VALUE! | #VALUE! | #VALUE! | #VALUE! |  |  | #VALUE! | #VALUE! | #VALUE! | #VALUE! | #VALUE! | #VALUE! | #VALUE! | #VALUE! | 0 | #REF! | #VALUE! | #VALUE! | #VALUE! | #VALUE! | #VALUE! | #VALUE! | #VALUE! | 0
|  |  |  | 0 | 51 | 0 |  |  | 1 | 1.0842e-19 | 0 | 1.0669e-18 | 1.0669e-18 | 1.0669e-18 | 0 | 0 |  |  |  |  | #VALUE! | #VALUE! | #VALUE! |  |  | #VALUE! | #VALUE! | #VALUE! | #VALUE! | #VALUE! | #VALUE! | #VALUE! | #VALUE! |  |  |  |  | #VALUE! | #VALUE! | #VALUE! |  |  | #VALUE! | #VALUE! | #VALUE! | #VALUE! | #VALUE! | #VALUE! | #VALUE! | #VALUE! |  |  |  |  | #VALUE! | #VALUE! | #VALUE! |  |  | #VALUE! | #VALUE! | #VALUE! | #VALUE! | #VALUE! | #VALUE! | #VALUE! | #VALUE! |  |  |  |  | #VALUE! | #VALUE! | #VALUE! |  |  | #VALUE! | #VALUE! | #VALUE! | #VALUE! | #VALUE! | #VALUE! | #VALUE! | #VALUE! |  |  |  |  | #VALUE! | #VALUE! | #VALUE! |  |  | #VALUE! | #VALUE! | #VALUE! | #VALUE! | #VALUE! | #VALUE! | #VALUE! | #VALUE! |  |  | #VALUE! | #VALUE! | #VALUE! | #VALUE! | #VALUE! |  |  | #VALUE! | #VALUE! | #VALUE! | #VALUE! | #VALUE! | #VALUE! | #VALUE! | #VALUE! |  |  | #VALUE! | #VALUE! | #VALUE! | #VALUE! | #VALUE! |  |  | #VALUE! | #VALUE! | #VALUE! | #VALUE! | #VALUE! | #VALUE! | #VALUE! | #VALUE! | 0 | #REF! | #VALUE! | #VALUE! | #VALUE! | #VALUE! | #VALUE! | #VALUE! | #VALUE! | 0
|  |  |  | 0 | 51 | 0 |  |  | 1 | 1.0842e-19 | 0 | 1.0669e-18 | 1.0669e-18 | 1.0669e-18 | 0 | 0 |  |  |  |  | #VALUE! | #VALUE! | #VALUE! |  |  | #VALUE! | #VALUE! | #VALUE! | #VALUE! | #VALUE! | #VALUE! | #VALUE! | #VALUE! |  |  |  |  | #VALUE! | #VALUE! | #VALUE! |  |  | #VALUE! | #VALUE! | #VALUE! | #VALUE! | #VALUE! | #VALUE! | #VALUE! | #VALUE! |  |  |  |  | #VALUE! | #VALUE! | #VALUE! |  |  | #VALUE! | #VALUE! | #VALUE! | #VALUE! | #VALUE! | #VALUE! | #VALUE! | #VALUE! |  |  |  |  | #VALUE! | #VALUE! | #VALUE! |  |  | #VALUE! | #VALUE! | #VALUE! | #VALUE! | #VALUE! | #VALUE! | #VALUE! | #VALUE! |  |  |  |  | #VALUE! | #VALUE! | #VALUE! |  |  | #VALUE! | #VALUE! | #VALUE! | #VALUE! | #VALUE! | #VALUE! | #VALUE! | #VALUE! |  |  | #VALUE! | #VALUE! | #VALUE! | #VALUE! | #VALUE! |  |  | #VALUE! | #VALUE! | #VALUE! | #VALUE! | #VALUE! | #VALUE! | #VALUE! | #VALUE! |  |  | #VALUE! | #VALUE! | #VALUE! | #VALUE! | #VALUE! |  |  | #VALUE! | #VALUE! | #VALUE! | #VALUE! | #VALUE! | #VALUE! | #VALUE! | #VALUE! | 0 | #REF! | #VALUE! | #VALUE! | #VALUE! | #VALUE! | #VALUE! | #VALUE! | #VALUE! | 0
|  |  |  | 0 | 51 | 0 |  |  | 1 | 1.0842e-19 | 0 | 1.0669e-18 | 1.0669e-18 | 1.0669e-18 | 0 | 0 |  |  |  |  | #VALUE! | #VALUE! | #VALUE! |  |  | #VALUE! | #VALUE! | #VALUE! | #VALUE! | #VALUE! | #VALUE! | #VALUE! | #VALUE! |  |  |  |  | #VALUE! | #VALUE! | #VALUE! |  |  | #VALUE! | #VALUE! | #VALUE! | #VALUE! | #VALUE! | #VALUE! | #VALUE! | #VALUE! |  |  |  |  | #VALUE! | #VALUE! | #VALUE! |  |  | #VALUE! | #VALUE! | #VALUE! | #VALUE! | #VALUE! | #VALUE! | #VALUE! | #VALUE! |  |  |  |  | #VALUE! | #VALUE! | #VALUE! |  |  | #VALUE! | #VALUE! | #VALUE! | #VALUE! | #VALUE! | #VALUE! | #VALUE! | #VALUE! |  |  |  |  | #VALUE! | #VALUE! | #VALUE! |  |  | #VALUE! | #VALUE! | #VALUE! | #VALUE! | #VALUE! | #VALUE! | #VALUE! | #VALUE! |  |  | #VALUE! | #VALUE! | #VALUE! | #VALUE! | #VALUE! |  |  | #VALUE! | #VALUE! | #VALUE! | #VALUE! | #VALUE! | #VALUE! | #VALUE! | #VALUE! |  |  | #VALUE! | #VALUE! | #VALUE! | #VALUE! | #VALUE! |  |  | #VALUE! | #VALUE! | #VALUE! | #VALUE! | #VALUE! | #VALUE! | #VALUE! | #VALUE! | 0 | #REF! | #VALUE! | #VALUE! | #VALUE! | #VALUE! | #VALUE! | #VALUE! | #VALUE! | 0
|  |  |  | 0 | 51 | 0 |  |  | 1 | 1.0842e-19 | 0 | 1.0669e-18 | 1.0669e-18 | 1.0669e-18 | 0 | 0 |  |  |  |  | #VALUE! | #VALUE! | #VALUE! |  |  | #VALUE! | #VALUE! | #VALUE! | #VALUE! | #VALUE! | #VALUE! | #VALUE! | #VALUE! |  |  |  |  | #VALUE! | #VALUE! | #VALUE! |  |  | #VALUE! | #VALUE! | #VALUE! | #VALUE! | #VALUE! | #VALUE! | #VALUE! | #VALUE! |  |  |  |  | #VALUE! | #VALUE! | #VALUE! |  |  | #VALUE! | #VALUE! | #VALUE! | #VALUE! | #VALUE! | #VALUE! | #VALUE! | #VALUE! |  |  |  |  | #VALUE! | #VALUE! | #VALUE! |  |  | #VALUE! | #VALUE! | #VALUE! | #VALUE! | #VALUE! | #VALUE! | #VALUE! | #VALUE! |  |  |  |  | #VALUE! | #VALUE! | #VALUE! |  |  | #VALUE! | #VALUE! | #VALUE! | #VALUE! | #VALUE! | #VALUE! | #VALUE! | #VALUE! |  |  | #VALUE! | #VALUE! | #VALUE! | #VALUE! | #VALUE! |  |  | #VALUE! | #VALUE! | #VALUE! | #VALUE! | #VALUE! | #VALUE! | #VALUE! | #VALUE! |  |  | #VALUE! | #VALUE! | #VALUE! | #VALUE! | #VALUE! |  |  | #VALUE! | #VALUE! | #VALUE! | #VALUE! | #VALUE! | #VALUE! | #VALUE! | #VALUE! | 0 | #REF! | #VALUE! | #VALUE! | #VALUE! | #VALUE! | #VALUE! | #VALUE! | #VALUE! | 0
|  |  |  | 0 | 51 | 0 |  |  | 1 | 1.0842e-19 | 0 | 1.0669e-18 | 1.0669e-18 | 1.0669e-18 | 0 | 0 |  |  |  |  | #VALUE! | #VALUE! | #VALUE! |  |  | #VALUE! | #VALUE! | #VALUE! | #VALUE! | #VALUE! | #VALUE! | #VALUE! | #VALUE! |  |  |  |  | #VALUE! | #VALUE! | #VALUE! |  |  | #VALUE! | #VALUE! | #VALUE! | #VALUE! | #VALUE! | #VALUE! | #VALUE! | #VALUE! |  |  |  |  | #VALUE! | #VALUE! | #VALUE! |  |  | #VALUE! | #VALUE! | #VALUE! | #VALUE! | #VALUE! | #VALUE! | #VALUE! | #VALUE! |  |  |  |  | #VALUE! | #VALUE! | #VALUE! |  |  | #VALUE! | #VALUE! | #VALUE! | #VALUE! | #VALUE! | #VALUE! | #VALUE! | #VALUE! |  |  |  |  | #VALUE! | #VALUE! | #VALUE! |  |  | #VALUE! | #VALUE! | #VALUE! | #VALUE! | #VALUE! | #VALUE! | #VALUE! | #VALUE! |  |  | #VALUE! | #VALUE! | #VALUE! | #VALUE! | #VALUE! |  |  | #VALUE! | #VALUE! | #VALUE! | #VALUE! | #VALUE! | #VALUE! | #VALUE! | #VALUE! |  |  | #VALUE! | #VALUE! | #VALUE! | #VALUE! | #VALUE! |  |  | #VALUE! | #VALUE! | #VALUE! | #VALUE! | #VALUE! | #VALUE! | #VALUE! | #VALUE! | 0 | #REF! | #VALUE! | #VALUE! | #VALUE! | #VALUE! | #VALUE! | #VALUE! | #VALUE! | 0
|  |  |  | 0 | 51 | 0 |  |  | 1 | 1.0842e-19 | 0 | 1.0669e-18 | 1.0669e-18 | 1.0669e-18 | 0 | 0 |  |  |  |  | #VALUE! | #VALUE! | #VALUE! |  |  | #VALUE! | #VALUE! | #VALUE! | #VALUE! | #VALUE! | #VALUE! | #VALUE! | #VALUE! |  |  |  |  | #VALUE! | #VALUE! | #VALUE! |  |  | #VALUE! | #VALUE! | #VALUE! | #VALUE! | #VALUE! | #VALUE! | #VALUE! | #VALUE! |  |  |  |  | #VALUE! | #VALUE! | #VALUE! |  |  | #VALUE! | #VALUE! | #VALUE! | #VALUE! | #VALUE! | #VALUE! | #VALUE! | #VALUE! |  |  |  |  | #VALUE! | #VALUE! | #VALUE! |  |  | #VALUE! | #VALUE! | #VALUE! | #VALUE! | #VALUE! | #VALUE! | #VALUE! | #VALUE! |  |  |  |  | #VALUE! | #VALUE! | #VALUE! |  |  | #VALUE! | #VALUE! | #VALUE! | #VALUE! | #VALUE! | #VALUE! | #VALUE! | #VALUE! |  |  | #VALUE! | #VALUE! | #VALUE! | #VALUE! | #VALUE! |  |  | #VALUE! | #VALUE! | #VALUE! | #VALUE! | #VALUE! | #VALUE! | #VALUE! | #VALUE! |  |  | #VALUE! | #VALUE! | #VALUE! | #VALUE! | #VALUE! |  |  | #VALUE! | #VALUE! | #VALUE! | #VALUE! | #VALUE! | #VALUE! | #VALUE! | #VALUE! | 0 | #REF! | #VALUE! | #VALUE! | #VALUE! | #VALUE! | #VALUE! | #VALUE! | #VALUE! | 0
|  |  |  | 0 | 51 | 0 |  |  | 1 | 1.0842e-19 | 0 | 1.0669e-18 | 1.0669e-18 | 1.0669e-18 | 0 | 0 |  |  |  |  | #VALUE! | #VALUE! | #VALUE! |  |  | #VALUE! | #VALUE! | #VALUE! | #VALUE! | #VALUE! | #VALUE! | #VALUE! | #VALUE! |  |  |  |  | #VALUE! | #VALUE! | #VALUE! |  |  | #VALUE! | #VALUE! | #VALUE! | #VALUE! | #VALUE! | #VALUE! | #VALUE! | #VALUE! |  |  |  |  | #VALUE! | #VALUE! | #VALUE! |  |  | #VALUE! | #VALUE! | #VALUE! | #VALUE! | #VALUE! | #VALUE! | #VALUE! | #VALUE! |  |  |  |  | #VALUE! | #VALUE! | #VALUE! |  |  | #VALUE! | #VALUE! | #VALUE! | #VALUE! | #VALUE! | #VALUE! | #VALUE! | #VALUE! |  |  |  |  | #VALUE! | #VALUE! | #VALUE! |  |  | #VALUE! | #VALUE! | #VALUE! | #VALUE! | #VALUE! | #VALUE! | #VALUE! | #VALUE! |  |  | #VALUE! | #VALUE! | #VALUE! | #VALUE! | #VALUE! |  |  | #VALUE! | #VALUE! | #VALUE! | #VALUE! | #VALUE! | #VALUE! | #VALUE! | #VALUE! |  |  | #VALUE! | #VALUE! | #VALUE! | #VALUE! | #VALUE! |  |  | #VALUE! | #VALUE! | #VALUE! | #VALUE! | #VALUE! | #VALUE! | #VALUE! | #VALUE! | 0 | #REF! | #VALUE! | #VALUE! | #VALUE! | #VALUE! | #VALUE! | #VALUE! | #VALUE! | 0
|  |  |  | 0 | 51 | 0 |  |  | 1 | 1.0842e-19 | 0 | 1.0669e-18 | 1.0669e-18 | 1.0669e-18 | 0 | 0 |  |  |  |  | #VALUE! | #VALUE! | #VALUE! |  |  | #VALUE! | #VALUE! | #VALUE! | #VALUE! | #VALUE! | #VALUE! | #VALUE! | #VALUE! |  |  |  |  | #VALUE! | #VALUE! | #VALUE! |  |  | #VALUE! | #VALUE! | #VALUE! | #VALUE! | #VALUE! | #VALUE! | #VALUE! | #VALUE! |  |  |  |  | #VALUE! | #VALUE! | #VALUE! |  |  | #VALUE! | #VALUE! | #VALUE! | #VALUE! | #VALUE! | #VALUE! | #VALUE! | #VALUE! |  |  |  |  | #VALUE! | #VALUE! | #VALUE! |  |  | #VALUE! | #VALUE! | #VALUE! | #VALUE! | #VALUE! | #VALUE! | #VALUE! | #VALUE! |  |  |  |  | #VALUE! | #VALUE! | #VALUE! |  |  | #VALUE! | #VALUE! | #VALUE! | #VALUE! | #VALUE! | #VALUE! | #VALUE! | #VALUE! |  |  | #VALUE! | #VALUE! | #VALUE! | #VALUE! | #VALUE! |  |  | #VALUE! | #VALUE! | #VALUE! | #VALUE! | #VALUE! | #VALUE! | #VALUE! | #VALUE! |  |  | #VALUE! | #VALUE! | #VALUE! | #VALUE! | #VALUE! |  |  | #VALUE! | #VALUE! | #VALUE! | #VALUE! | #VALUE! | #VALUE! | #VALUE! | #VALUE! | 0 | #REF! | #VALUE! | #VALUE! | #VALUE! | #VALUE! | #VALUE! | #VALUE! | #VALUE! | 0
|  |  |  | 0 | 51 | 0 |  |  | 1 | 1.0842e-19 | 0 | 1.0669e-18 | 1.0669e-18 | 1.0669e-18 | 0 | 0 |  |  |  |  | #VALUE! | #VALUE! | #VALUE! |  |  | #VALUE! | #VALUE! | #VALUE! | #VALUE! | #VALUE! | #VALUE! | #VALUE! | #VALUE! |  |  |  |  | #VALUE! | #VALUE! | #VALUE! |  |  | #VALUE! | #VALUE! | #VALUE! | #VALUE! | #VALUE! | #VALUE! | #VALUE! | #VALUE! |  |  |  |  | #VALUE! | #VALUE! | #VALUE! |  |  | #VALUE! | #VALUE! | #VALUE! | #VALUE! | #VALUE! | #VALUE! | #VALUE! | #VALUE! |  |  |  |  | #VALUE! | #VALUE! | #VALUE! |  |  | #VALUE! | #VALUE! | #VALUE! | #VALUE! | #VALUE! | #VALUE! | #VALUE! | #VALUE! |  |  |  |  | #VALUE! | #VALUE! | #VALUE! |  |  | #VALUE! | #VALUE! | #VALUE! | #VALUE! | #VALUE! | #VALUE! | #VALUE! | #VALUE! |  |  | #VALUE! | #VALUE! | #VALUE! | #VALUE! | #VALUE! |  |  | #VALUE! | #VALUE! | #VALUE! | #VALUE! | #VALUE! | #VALUE! | #VALUE! | #VALUE! |  |  | #VALUE! | #VALUE! | #VALUE! | #VALUE! | #VALUE! |  |  | #VALUE! | #VALUE! | #VALUE! | #VALUE! | #VALUE! | #VALUE! | #VALUE! | #VALUE! | 0 | #REF! | #VALUE! | #VALUE! | #VALUE! | #VALUE! | #VALUE! | #VALUE! | #VALUE! | 0
|  |  |  | 0 | 51 | 0 |  |  | 1 | 1.0842e-19 | 0 | 1.0669e-18 | 1.0669e-18 | 1.0669e-18 | 0 | 0 |  |  |  |  | #VALUE! | #VALUE! | #VALUE! |  |  | #VALUE! | #VALUE! | #VALUE! | #VALUE! | #VALUE! | #VALUE! | #VALUE! | #VALUE! |  |  |  |  | #VALUE! | #VALUE! | #VALUE! |  |  | #VALUE! | #VALUE! | #VALUE! | #VALUE! | #VALUE! | #VALUE! | #VALUE! | #VALUE! |  |  |  |  | #VALUE! | #VALUE! | #VALUE! |  |  | #VALUE! | #VALUE! | #VALUE! | #VALUE! | #VALUE! | #VALUE! | #VALUE! | #VALUE! |  |  |  |  | #VALUE! | #VALUE! | #VALUE! |  |  | #VALUE! | #VALUE! | #VALUE! | #VALUE! | #VALUE! | #VALUE! | #VALUE! | #VALUE! |  |  |  |  | #VALUE! | #VALUE! | #VALUE! |  |  | #VALUE! | #VALUE! | #VALUE! | #VALUE! | #VALUE! | #VALUE! | #VALUE! | #VALUE! |  |  | #VALUE! | #VALUE! | #VALUE! | #VALUE! | #VALUE! |  |  | #VALUE! | #VALUE! | #VALUE! | #VALUE! | #VALUE! | #VALUE! | #VALUE! | #VALUE! |  |  | #VALUE! | #VALUE! | #VALUE! | #VALUE! | #VALUE! |  |  | #VALUE! | #VALUE! | #VALUE! | #VALUE! | #VALUE! | #VALUE! | #VALUE! | #VALUE! | 0 | #REF! | #VALUE! | #VALUE! | #VALUE! | #VALUE! | #VALUE! | #VALUE! | #VALUE! | 0
|  |  |  | 0 | 51 | 0 |  |  | 1 | 1.0842e-19 | 0 | 1.0669e-18 | 1.0669e-18 | 1.0669e-18 | 0 | 0 |  |  |  |  | #VALUE! | #VALUE! | #VALUE! |  |  | #VALUE! | #VALUE! | #VALUE! | #VALUE! | #VALUE! | #VALUE! | #VALUE! | #VALUE! |  |  |  |  | #VALUE! | #VALUE! | #VALUE! |  |  | #VALUE! | #VALUE! | #VALUE! | #VALUE! | #VALUE! | #VALUE! | #VALUE! | #VALUE! |  |  |  |  | #VALUE! | #VALUE! | #VALUE! |  |  | #VALUE! | #VALUE! | #VALUE! | #VALUE! | #VALUE! | #VALUE! | #VALUE! | #VALUE! |  |  |  |  | #VALUE! | #VALUE! | #VALUE! |  |  | #VALUE! | #VALUE! | #VALUE! | #VALUE! | #VALUE! | #VALUE! | #VALUE! | #VALUE! |  |  |  |  | #VALUE! | #VALUE! | #VALUE! |  |  | #VALUE! | #VALUE! | #VALUE! | #VALUE! | #VALUE! | #VALUE! | #VALUE! | #VALUE! |  |  | #VALUE! | #VALUE! | #VALUE! | #VALUE! | #VALUE! |  |  | #VALUE! | #VALUE! | #VALUE! | #VALUE! | #VALUE! | #VALUE! | #VALUE! | #VALUE! |  |  | #VALUE! | #VALUE! | #VALUE! | #VALUE! | #VALUE! |  |  | #VALUE! | #VALUE! | #VALUE! | #VALUE! | #VALUE! | #VALUE! | #VALUE! | #VALUE! | 0 | #REF! | #VALUE! | #VALUE! | #VALUE! | #VALUE! | #VALUE! | #VALUE! | #VALUE! | 0
|  |  |  | 0 | 51 | 0 |  |  | 1 | 1.0842e-19 | 0 | 1.0669e-18 | 1.0669e-18 | 1.0669e-18 | 0 | 0 |  |  |  |  | #VALUE! | #VALUE! | #VALUE! |  |  | #VALUE! | #VALUE! | #VALUE! | #VALUE! | #VALUE! | #VALUE! | #VALUE! | #VALUE! |  |  |  |  | #VALUE! | #VALUE! | #VALUE! |  |  | #VALUE! | #VALUE! | #VALUE! | #VALUE! | #VALUE! | #VALUE! | #VALUE! | #VALUE! |  |  |  |  | #VALUE! | #VALUE! | #VALUE! |  |  | #VALUE! | #VALUE! | #VALUE! | #VALUE! | #VALUE! | #VALUE! | #VALUE! | #VALUE! |  |  |  |  | #VALUE! | #VALUE! | #VALUE! |  |  | #VALUE! | #VALUE! | #VALUE! | #VALUE! | #VALUE! | #VALUE! | #VALUE! | #VALUE! |  |  |  |  | #VALUE! | #VALUE! | #VALUE! |  |  | #VALUE! | #VALUE! | #VALUE! | #VALUE! | #VALUE! | #VALUE! | #VALUE! | #VALUE! |  |  | #VALUE! | #VALUE! | #VALUE! | #VALUE! | #VALUE! |  |  | #VALUE! | #VALUE! | #VALUE! | #VALUE! | #VALUE! | #VALUE! | #VALUE! | #VALUE! |  |  | #VALUE! | #VALUE! | #VALUE! | #VALUE! | #VALUE! |  |  | #VALUE! | #VALUE! | #VALUE! | #VALUE! | #VALUE! | #VALUE! | #VALUE! | #VALUE! | 0 | #REF! | #VALUE! | #VALUE! | #VALUE! | #VALUE! | #VALUE! | #VALUE! | #VALUE! | 0
|  |  |  | 0 | 51 | 0 |  |  | 1 | 1.0842e-19 | 0 | 1.0669e-18 | 1.0669e-18 | 1.0669e-18 | 0 | 0 |  |  |  |  | #VALUE! | #VALUE! | #VALUE! |  |  | #VALUE! | #VALUE! | #VALUE! | #VALUE! | #VALUE! | #VALUE! | #VALUE! | #VALUE! |  |  |  |  | #VALUE! | #VALUE! | #VALUE! |  |  | #VALUE! | #VALUE! | #VALUE! | #VALUE! | #VALUE! | #VALUE! | #VALUE! | #VALUE! |  |  |  |  | #VALUE! | #VALUE! | #VALUE! |  |  | #VALUE! | #VALUE! | #VALUE! | #VALUE! | #VALUE! | #VALUE! | #VALUE! | #VALUE! |  |  |  |  | #VALUE! | #VALUE! | #VALUE! |  |  | #VALUE! | #VALUE! | #VALUE! | #VALUE! | #VALUE! | #VALUE! | #VALUE! | #VALUE! |  |  |  |  | #VALUE! | #VALUE! | #VALUE! |  |  | #VALUE! | #VALUE! | #VALUE! | #VALUE! | #VALUE! | #VALUE! | #VALUE! | #VALUE! |  |  | #VALUE! | #VALUE! | #VALUE! | #VALUE! | #VALUE! |  |  | #VALUE! | #VALUE! | #VALUE! | #VALUE! | #VALUE! | #VALUE! | #VALUE! | #VALUE! |  |  | #VALUE! | #VALUE! | #VALUE! | #VALUE! | #VALUE! |  |  | #VALUE! | #VALUE! | #VALUE! | #VALUE! | #VALUE! | #VALUE! | #VALUE! | #VALUE! | 0 | #REF! | #VALUE! | #VALUE! | #VALUE! | #VALUE! | #VALUE! | #VALUE! | #VALUE! | 0
|  |  |  | 0 | 51 | 0 |  |  | 1 | 1.0842e-19 | 0 | 1.0669e-18 | 1.0669e-18 | 1.0669e-18 | 0 | 0 |  |  |  |  | #VALUE! | #VALUE! | #VALUE! |  |  | #VALUE! | #VALUE! | #VALUE! | #VALUE! | #VALUE! | #VALUE! | #VALUE! | #VALUE! |  |  |  |  | #VALUE! | #VALUE! | #VALUE! |  |  | #VALUE! | #VALUE! | #VALUE! | #VALUE! | #VALUE! | #VALUE! | #VALUE! | #VALUE! |  |  |  |  | #VALUE! | #VALUE! | #VALUE! |  |  | #VALUE! | #VALUE! | #VALUE! | #VALUE! | #VALUE! | #VALUE! | #VALUE! | #VALUE! |  |  |  |  | #VALUE! | #VALUE! | #VALUE! |  |  | #VALUE! | #VALUE! | #VALUE! | #VALUE! | #VALUE! | #VALUE! | #VALUE! | #VALUE! |  |  |  |  | #VALUE! | #VALUE! | #VALUE! |  |  | #VALUE! | #VALUE! | #VALUE! | #VALUE! | #VALUE! | #VALUE! | #VALUE! | #VALUE! |  |  | #VALUE! | #VALUE! | #VALUE! | #VALUE! | #VALUE! |  |  | #VALUE! | #VALUE! | #VALUE! | #VALUE! | #VALUE! | #VALUE! | #VALUE! | #VALUE! |  |  | #VALUE! | #VALUE! | #VALUE! | #VALUE! | #VALUE! |  |  | #VALUE! | #VALUE! | #VALUE! | #VALUE! | #VALUE! | #VALUE! | #VALUE! | #VALUE! | 0 | #REF! | #VALUE! | #VALUE! | #VALUE! | #VALUE! | #VALUE! | #VALUE! | #VALUE! | 0
|  |  |  | 0 | 51 | 0 |  |  | 1 | 1.0842e-19 | 0 | 1.0669e-18 | 1.0669e-18 | 1.0669e-18 | 0 | 0 |  |  |  |  | #VALUE! | #VALUE! | #VALUE! |  |  | #VALUE! | #VALUE! | #VALUE! | #VALUE! | #VALUE! | #VALUE! | #VALUE! | #VALUE! |  |  |  |  | #VALUE! | #VALUE! | #VALUE! |  |  | #VALUE! | #VALUE! | #VALUE! | #VALUE! | #VALUE! | #VALUE! | #VALUE! | #VALUE! |  |  |  |  | #VALUE! | #VALUE! | #VALUE! |  |  | #VALUE! | #VALUE! | #VALUE! | #VALUE! | #VALUE! | #VALUE! | #VALUE! | #VALUE! |  |  |  |  | #VALUE! | #VALUE! | #VALUE! |  |  | #VALUE! | #VALUE! | #VALUE! | #VALUE! | #VALUE! | #VALUE! | #VALUE! | #VALUE! |  |  |  |  | #VALUE! | #VALUE! | #VALUE! |  |  | #VALUE! | #VALUE! | #VALUE! | #VALUE! | #VALUE! | #VALUE! | #VALUE! | #VALUE! |  |  | #VALUE! | #VALUE! | #VALUE! | #VALUE! | #VALUE! |  |  | #VALUE! | #VALUE! | #VALUE! | #VALUE! | #VALUE! | #VALUE! | #VALUE! | #VALUE! |  |  | #VALUE! | #VALUE! | #VALUE! | #VALUE! | #VALUE! |  |  | #VALUE! | #VALUE! | #VALUE! | #VALUE! | #VALUE! | #VALUE! | #VALUE! | #VALUE! | 0 | #REF! | #VALUE! | #VALUE! | #VALUE! | #VALUE! | #VALUE! | #VALUE! | #VALUE! | 0
|  |  |  | 0 | 51 | 0 |  |  | 1 | 1.0842e-19 | 0 | 1.0669e-18 | 1.0669e-18 | 1.0669e-18 | 0 | 0 |  |  |  |  | #VALUE! | #VALUE! | #VALUE! |  |  | #VALUE! | #VALUE! | #VALUE! | #VALUE! | #VALUE! | #VALUE! | #VALUE! | #VALUE! |  |  |  |  | #VALUE! | #VALUE! | #VALUE! |  |  | #VALUE! | #VALUE! | #VALUE! | #VALUE! | #VALUE! | #VALUE! | #VALUE! | #VALUE! |  |  |  |  | #VALUE! | #VALUE! | #VALUE! |  |  | #VALUE! | #VALUE! | #VALUE! | #VALUE! | #VALUE! | #VALUE! | #VALUE! | #VALUE! |  |  |  |  | #VALUE! | #VALUE! | #VALUE! |  |  | #VALUE! | #VALUE! | #VALUE! | #VALUE! | #VALUE! | #VALUE! | #VALUE! | #VALUE! |  |  |  |  | #VALUE! | #VALUE! | #VALUE! |  |  | #VALUE! | #VALUE! | #VALUE! | #VALUE! | #VALUE! | #VALUE! | #VALUE! | #VALUE! |  |  | #VALUE! | #VALUE! | #VALUE! | #VALUE! | #VALUE! |  |  | #VALUE! | #VALUE! | #VALUE! | #VALUE! | #VALUE! | #VALUE! | #VALUE! | #VALUE! |  |  | #VALUE! | #VALUE! | #VALUE! | #VALUE! | #VALUE! |  |  | #VALUE! | #VALUE! | #VALUE! | #VALUE! | #VALUE! | #VALUE! | #VALUE! | #VALUE! | 0 | #REF! | #VALUE! | #VALUE! | #VALUE! | #VALUE! | #VALUE! | #VALUE! | #VALUE! | 0
|  |  |  | 0 | 51 | 0 |  |  | 1 | 1.0842e-19 | 0 | 1.0669e-18 | 1.0669e-18 | 1.0669e-18 | 0 | 0 |  |  |  |  | #VALUE! | #VALUE! | #VALUE! |  |  | #VALUE! | #VALUE! | #VALUE! | #VALUE! | #VALUE! | #VALUE! | #VALUE! | #VALUE! |  |  |  |  | #VALUE! | #VALUE! | #VALUE! |  |  | #VALUE! | #VALUE! | #VALUE! | #VALUE! | #VALUE! | #VALUE! | #VALUE! | #VALUE! |  |  |  |  | #VALUE! | #VALUE! | #VALUE! |  |  | #VALUE! | #VALUE! | #VALUE! | #VALUE! | #VALUE! | #VALUE! | #VALUE! | #VALUE! |  |  |  |  | #VALUE! | #VALUE! | #VALUE! |  |  | #VALUE! | #VALUE! | #VALUE! | #VALUE! | #VALUE! | #VALUE! | #VALUE! | #VALUE! |  |  |  |  | #VALUE! | #VALUE! | #VALUE! |  |  | #VALUE! | #VALUE! | #VALUE! | #VALUE! | #VALUE! | #VALUE! | #VALUE! | #VALUE! |  |  | #VALUE! | #VALUE! | #VALUE! | #VALUE! | #VALUE! |  |  | #VALUE! | #VALUE! | #VALUE! | #VALUE! | #VALUE! | #VALUE! | #VALUE! | #VALUE! |  |  | #VALUE! | #VALUE! | #VALUE! | #VALUE! | #VALUE! |  |  | #VALUE! | #VALUE! | #VALUE! | #VALUE! | #VALUE! | #VALUE! | #VALUE! | #VALUE! | 0 | #REF! | #VALUE! | #VALUE! | #VALUE! | #VALUE! | #VALUE! | #VALUE! | #VALUE! | 0
|  |  |  | 0 | 51 | 0 |  |  | 1 | 1.0842e-19 | 0 | 1.0669e-18 | 1.0669e-18 | 1.0669e-18 | 0 | 0 |  |  |  |  | #VALUE! | #VALUE! | #VALUE! |  |  | #VALUE! | #VALUE! | #VALUE! | #VALUE! | #VALUE! | #VALUE! | #VALUE! | #VALUE! |  |  |  |  | #VALUE! | #VALUE! | #VALUE! |  |  | #VALUE! | #VALUE! | #VALUE! | #VALUE! | #VALUE! | #VALUE! | #VALUE! | #VALUE! |  |  |  |  | #VALUE! | #VALUE! | #VALUE! |  |  | #VALUE! | #VALUE! | #VALUE! | #VALUE! | #VALUE! | #VALUE! | #VALUE! | #VALUE! |  |  |  |  | #VALUE! | #VALUE! | #VALUE! |  |  | #VALUE! | #VALUE! | #VALUE! | #VALUE! | #VALUE! | #VALUE! | #VALUE! | #VALUE! |  |  |  |  | #VALUE! | #VALUE! | #VALUE! |  |  | #VALUE! | #VALUE! | #VALUE! | #VALUE! | #VALUE! | #VALUE! | #VALUE! | #VALUE! |  |  | #VALUE! | #VALUE! | #VALUE! | #VALUE! | #VALUE! |  |  | #VALUE! | #VALUE! | #VALUE! | #VALUE! | #VALUE! | #VALUE! | #VALUE! | #VALUE! |  |  | #VALUE! | #VALUE! | #VALUE! | #VALUE! | #VALUE! |  |  | #VALUE! | #VALUE! | #VALUE! | #VALUE! | #VALUE! | #VALUE! | #VALUE! | #VALUE! | 0 | #REF! | #VALUE! | #VALUE! | #VALUE! | #VALUE! | #VALUE! | #VALUE! | #VALUE! | 0
|  |  |  | 0 | 51 | 0 |  |  | 1 | 1.0842e-19 | 0 | 1.0669e-18 | 1.0669e-18 | 1.0669e-18 | 0 | 0 |  |  |  |  | #VALUE! | #VALUE! | #VALUE! |  |  | #VALUE! | #VALUE! | #VALUE! | #VALUE! | #VALUE! | #VALUE! | #VALUE! | #VALUE! |  |  |  |  | #VALUE! | #VALUE! | #VALUE! |  |  | #VALUE! | #VALUE! | #VALUE! | #VALUE! | #VALUE! | #VALUE! | #VALUE! | #VALUE! |  |  |  |  | #VALUE! | #VALUE! | #VALUE! |  |  | #VALUE! | #VALUE! | #VALUE! | #VALUE! | #VALUE! | #VALUE! | #VALUE! | #VALUE! |  |  |  |  | #VALUE! | #VALUE! | #VALUE! |  |  | #VALUE! | #VALUE! | #VALUE! | #VALUE! | #VALUE! | #VALUE! | #VALUE! | #VALUE! |  |  |  |  | #VALUE! | #VALUE! | #VALUE! |  |  | #VALUE! | #VALUE! | #VALUE! | #VALUE! | #VALUE! | #VALUE! | #VALUE! | #VALUE! |  |  | #VALUE! | #VALUE! | #VALUE! | #VALUE! | #VALUE! |  |  | #VALUE! | #VALUE! | #VALUE! | #VALUE! | #VALUE! | #VALUE! | #VALUE! | #VALUE! |  |  | #VALUE! | #VALUE! | #VALUE! | #VALUE! | #VALUE! |  |  | #VALUE! | #VALUE! | #VALUE! | #VALUE! | #VALUE! | #VALUE! | #VALUE! | #VALUE! | 0 | #REF! | #VALUE! | #VALUE! | #VALUE! | #VALUE! | #VALUE! | #VALUE! | #VALUE! | 0
|  |  |  | 0 | 51 | 0 |  |  | 1 | 1.0842e-19 | 0 | 1.0669e-18 | 1.0669e-18 | 1.0669e-18 | 0 | 0 |  |  |  |  | #VALUE! | #VALUE! | #VALUE! |  |  | #VALUE! | #VALUE! | #VALUE! | #VALUE! | #VALUE! | #VALUE! | #VALUE! | #VALUE! |  |  |  |  | #VALUE! | #VALUE! | #VALUE! |  |  | #VALUE! | #VALUE! | #VALUE! | #VALUE! | #VALUE! | #VALUE! | #VALUE! | #VALUE! |  |  |  |  | #VALUE! | #VALUE! | #VALUE! |  |  | #VALUE! | #VALUE! | #VALUE! | #VALUE! | #VALUE! | #VALUE! | #VALUE! | #VALUE! |  |  |  |  | #VALUE! | #VALUE! | #VALUE! |  |  | #VALUE! | #VALUE! | #VALUE! | #VALUE! | #VALUE! | #VALUE! | #VALUE! | #VALUE! |  |  |  |  | #VALUE! | #VALUE! | #VALUE! |  |  | #VALUE! | #VALUE! | #VALUE! | #VALUE! | #VALUE! | #VALUE! | #VALUE! | #VALUE! |  |  | #VALUE! | #VALUE! | #VALUE! | #VALUE! | #VALUE! |  |  | #VALUE! | #VALUE! | #VALUE! | #VALUE! | #VALUE! | #VALUE! | #VALUE! | #VALUE! |  |  | #VALUE! | #VALUE! | #VALUE! | #VALUE! | #VALUE! |  |  | #VALUE! | #VALUE! | #VALUE! | #VALUE! | #VALUE! | #VALUE! | #VALUE! | #VALUE! | 0 | #REF! | #VALUE! | #VALUE! | #VALUE! | #VALUE! | #VALUE! | #VALUE! | #VALUE! | 0
|  |  |  | 0 | 51 | 0 |  |  | 1 | 1.0842e-19 | 0 | 1.0669e-18 | 1.0669e-18 | 1.0669e-18 | 0 | 0 |  |  |  |  | #VALUE! | #VALUE! | #VALUE! |  |  | #VALUE! | #VALUE! | #VALUE! | #VALUE! | #VALUE! | #VALUE! | #VALUE! | #VALUE! |  |  |  |  | #VALUE! | #VALUE! | #VALUE! |  |  | #VALUE! | #VALUE! | #VALUE! | #VALUE! | #VALUE! | #VALUE! | #VALUE! | #VALUE! |  |  |  |  | #VALUE! | #VALUE! | #VALUE! |  |  | #VALUE! | #VALUE! | #VALUE! | #VALUE! | #VALUE! | #VALUE! | #VALUE! | #VALUE! |  |  |  |  | #VALUE! | #VALUE! | #VALUE! |  |  | #VALUE! | #VALUE! | #VALUE! | #VALUE! | #VALUE! | #VALUE! | #VALUE! | #VALUE! |  |  |  |  | #VALUE! | #VALUE! | #VALUE! |  |  | #VALUE! | #VALUE! | #VALUE! | #VALUE! | #VALUE! | #VALUE! | #VALUE! | #VALUE! |  |  | #VALUE! | #VALUE! | #VALUE! | #VALUE! | #VALUE! |  |  | #VALUE! | #VALUE! | #VALUE! | #VALUE! | #VALUE! | #VALUE! | #VALUE! | #VALUE! |  |  | #VALUE! | #VALUE! | #VALUE! | #VALUE! | #VALUE! |  |  | #VALUE! | #VALUE! | #VALUE! | #VALUE! | #VALUE! | #VALUE! | #VALUE! | #VALUE! | 0 | #REF! | #VALUE! | #VALUE! | #VALUE! | #VALUE! | #VALUE! | #VALUE! | #VALUE! | 0
|  |  |  | 0 | 51 | 0 |  |  | 1 | 1.0842e-19 | 0 | 1.0669e-18 | 1.0669e-18 | 1.0669e-18 | 0 | 0 |  |  |  |  | #VALUE! | #VALUE! | #VALUE! |  |  | #VALUE! | #VALUE! | #VALUE! | #VALUE! | #VALUE! | #VALUE! | #VALUE! | #VALUE! |  |  |  |  | #VALUE! | #VALUE! | #VALUE! |  |  | #VALUE! | #VALUE! | #VALUE! | #VALUE! | #VALUE! | #VALUE! | #VALUE! | #VALUE! |  |  |  |  | #VALUE! | #VALUE! | #VALUE! |  |  | #VALUE! | #VALUE! | #VALUE! | #VALUE! | #VALUE! | #VALUE! | #VALUE! | #VALUE! |  |  |  |  | #VALUE! | #VALUE! | #VALUE! |  |  | #VALUE! | #VALUE! | #VALUE! | #VALUE! | #VALUE! | #VALUE! | #VALUE! | #VALUE! |  |  |  |  | #VALUE! | #VALUE! | #VALUE! |  |  | #VALUE! | #VALUE! | #VALUE! | #VALUE! | #VALUE! | #VALUE! | #VALUE! | #VALUE! |  |  | #VALUE! | #VALUE! | #VALUE! | #VALUE! | #VALUE! |  |  | #VALUE! | #VALUE! | #VALUE! | #VALUE! | #VALUE! | #VALUE! | #VALUE! | #VALUE! |  |  | #VALUE! | #VALUE! | #VALUE! | #VALUE! | #VALUE! |  |  | #VALUE! | #VALUE! | #VALUE! | #VALUE! | #VALUE! | #VALUE! | #VALUE! | #VALUE! | 0 | #REF! | #VALUE! | #VALUE! | #VALUE! | #VALUE! | #VALUE! | #VALUE! | #VALUE! | 0
|  |  |  | 0 | 51 | 0 |  |  | 1 | 1.0842e-19 | 0 | 1.0669e-18 | 1.0669e-18 | 1.0669e-18 | 0 | 0 |  |  |  |  | #VALUE! | #VALUE! | #VALUE! |  |  | #VALUE! | #VALUE! | #VALUE! | #VALUE! | #VALUE! | #VALUE! | #VALUE! | #VALUE! |  |  |  |  | #VALUE! | #VALUE! | #VALUE! |  |  | #VALUE! | #VALUE! | #VALUE! | #VALUE! | #VALUE! | #VALUE! | #VALUE! | #VALUE! |  |  |  |  | #VALUE! | #VALUE! | #VALUE! |  |  | #VALUE! | #VALUE! | #VALUE! | #VALUE! | #VALUE! | #VALUE! | #VALUE! | #VALUE! |  |  |  |  | #VALUE! | #VALUE! | #VALUE! |  |  | #VALUE! | #VALUE! | #VALUE! | #VALUE! | #VALUE! | #VALUE! | #VALUE! | #VALUE! |  |  |  |  | #VALUE! | #VALUE! | #VALUE! |  |  | #VALUE! | #VALUE! | #VALUE! | #VALUE! | #VALUE! | #VALUE! | #VALUE! | #VALUE! |  |  | #VALUE! | #VALUE! | #VALUE! | #VALUE! | #VALUE! |  |  | #VALUE! | #VALUE! | #VALUE! | #VALUE! | #VALUE! | #VALUE! | #VALUE! | #VALUE! |  |  | #VALUE! | #VALUE! | #VALUE! | #VALUE! | #VALUE! |  |  | #VALUE! | #VALUE! | #VALUE! | #VALUE! | #VALUE! | #VALUE! | #VALUE! | #VALUE! | 0 | #REF! | #VALUE! | #VALUE! | #VALUE! | #VALUE! | #VALUE! | #VALUE! | #VALUE! | 0
|  |  |  | 0 | 51 | 0 |  |  | 1 | 1.0842e-19 | 0 | 1.0669e-18 | 1.0669e-18 | 1.0669e-18 | 0 | 0 |  |  |  |  | #VALUE! | #VALUE! | #VALUE! |  |  | #VALUE! | #VALUE! | #VALUE! | #VALUE! | #VALUE! | #VALUE! | #VALUE! | #VALUE! |  |  |  |  | #VALUE! | #VALUE! | #VALUE! |  |  | #VALUE! | #VALUE! | #VALUE! | #VALUE! | #VALUE! | #VALUE! | #VALUE! | #VALUE! |  |  |  |  | #VALUE! | #VALUE! | #VALUE! |  |  | #VALUE! | #VALUE! | #VALUE! | #VALUE! | #VALUE! | #VALUE! | #VALUE! | #VALUE! |  |  |  |  | #VALUE! | #VALUE! | #VALUE! |  |  | #VALUE! | #VALUE! | #VALUE! | #VALUE! | #VALUE! | #VALUE! | #VALUE! | #VALUE! |  |  |  |  | #VALUE! | #VALUE! | #VALUE! |  |  | #VALUE! | #VALUE! | #VALUE! | #VALUE! | #VALUE! | #VALUE! | #VALUE! | #VALUE! |  |  | #VALUE! | #VALUE! | #VALUE! | #VALUE! | #VALUE! |  |  | #VALUE! | #VALUE! | #VALUE! | #VALUE! | #VALUE! | #VALUE! | #VALUE! | #VALUE! |  |  | #VALUE! | #VALUE! | #VALUE! | #VALUE! | #VALUE! |  |  | #VALUE! | #VALUE! | #VALUE! | #VALUE! | #VALUE! | #VALUE! | #VALUE! | #VALUE! | 0 | #REF! | #VALUE! | #VALUE! | #VALUE! | #VALUE! | #VALUE! | #VALUE! | #VALUE! | 0
|  |  |  | 0 | 51 | 0 |  |  | 1 | 1.0842e-19 | 0 | 1.0669e-18 | 1.0669e-18 | 1.0669e-18 | 0 | 0 |  |  |  |  | #VALUE! | #VALUE! | #VALUE! |  |  | #VALUE! | #VALUE! | #VALUE! | #VALUE! | #VALUE! | #VALUE! | #VALUE! | #VALUE! |  |  |  |  | #VALUE! | #VALUE! | #VALUE! |  |  | #VALUE! | #VALUE! | #VALUE! | #VALUE! | #VALUE! | #VALUE! | #VALUE! | #VALUE! |  |  |  |  | #VALUE! | #VALUE! | #VALUE! |  |  | #VALUE! | #VALUE! | #VALUE! | #VALUE! | #VALUE! | #VALUE! | #VALUE! | #VALUE! |  |  |  |  | #VALUE! | #VALUE! | #VALUE! |  |  | #VALUE! | #VALUE! | #VALUE! | #VALUE! | #VALUE! | #VALUE! | #VALUE! | #VALUE! |  |  |  |  | #VALUE! | #VALUE! | #VALUE! |  |  | #VALUE! | #VALUE! | #VALUE! | #VALUE! | #VALUE! | #VALUE! | #VALUE! | #VALUE! |  |  | #VALUE! | #VALUE! | #VALUE! | #VALUE! | #VALUE! |  |  | #VALUE! | #VALUE! | #VALUE! | #VALUE! | #VALUE! | #VALUE! | #VALUE! | #VALUE! |  |  | #VALUE! | #VALUE! | #VALUE! | #VALUE! | #VALUE! |  |  | #VALUE! | #VALUE! | #VALUE! | #VALUE! | #VALUE! | #VALUE! | #VALUE! | #VALUE! | 0 | #REF! | #VALUE! | #VALUE! | #VALUE! | #VALUE! | #VALUE! | #VALUE! | #VALUE! | 0
|  |  |  | 0 | 51 | 0 |  |  | 1 | 1.0842e-19 | 0 | 1.0669e-18 | 1.0669e-18 | 1.0669e-18 | 0 | 0 |  |  |  |  | #VALUE! | #VALUE! | #VALUE! |  |  | #VALUE! | #VALUE! | #VALUE! | #VALUE! | #VALUE! | #VALUE! | #VALUE! | #VALUE! |  |  |  |  | #VALUE! | #VALUE! | #VALUE! |  |  | #VALUE! | #VALUE! | #VALUE! | #VALUE! | #VALUE! | #VALUE! | #VALUE! | #VALUE! |  |  |  |  | #VALUE! | #VALUE! | #VALUE! |  |  | #VALUE! | #VALUE! | #VALUE! | #VALUE! | #VALUE! | #VALUE! | #VALUE! | #VALUE! |  |  |  |  | #VALUE! | #VALUE! | #VALUE! |  |  | #VALUE! | #VALUE! | #VALUE! | #VALUE! | #VALUE! | #VALUE! | #VALUE! | #VALUE! |  |  |  |  | #VALUE! | #VALUE! | #VALUE! |  |  | #VALUE! | #VALUE! | #VALUE! | #VALUE! | #VALUE! | #VALUE! | #VALUE! | #VALUE! |  |  | #VALUE! | #VALUE! | #VALUE! | #VALUE! | #VALUE! |  |  | #VALUE! | #VALUE! | #VALUE! | #VALUE! | #VALUE! | #VALUE! | #VALUE! | #VALUE! |  |  | #VALUE! | #VALUE! | #VALUE! | #VALUE! | #VALUE! |  |  | #VALUE! | #VALUE! | #VALUE! | #VALUE! | #VALUE! | #VALUE! | #VALUE! | #VALUE! | 0 | #REF! | #VALUE! | #VALUE! | #VALUE! | #VALUE! | #VALUE! | #VALUE! | #VALUE! | 0
|  |  |  | 0 | 51 | 0 |  |  | 1 | 1.0842e-19 | 0 | 1.0669e-18 | 1.0669e-18 | 1.0669e-18 | 0 | 0 |  |  |  |  | #VALUE! | #VALUE! | #VALUE! |  |  | #VALUE! | #VALUE! | #VALUE! | #VALUE! | #VALUE! | #VALUE! | #VALUE! | #VALUE! |  |  |  |  | #VALUE! | #VALUE! | #VALUE! |  |  | #VALUE! | #VALUE! | #VALUE! | #VALUE! | #VALUE! | #VALUE! | #VALUE! | #VALUE! |  |  |  |  | #VALUE! | #VALUE! | #VALUE! |  |  | #VALUE! | #VALUE! | #VALUE! | #VALUE! | #VALUE! | #VALUE! | #VALUE! | #VALUE! |  |  |  |  | #VALUE! | #VALUE! | #VALUE! |  |  | #VALUE! | #VALUE! | #VALUE! | #VALUE! | #VALUE! | #VALUE! | #VALUE! | #VALUE! |  |  |  |  | #VALUE! | #VALUE! | #VALUE! |  |  | #VALUE! | #VALUE! | #VALUE! | #VALUE! | #VALUE! | #VALUE! | #VALUE! | #VALUE! |  |  | #VALUE! | #VALUE! | #VALUE! | #VALUE! | #VALUE! |  |  | #VALUE! | #VALUE! | #VALUE! | #VALUE! | #VALUE! | #VALUE! | #VALUE! | #VALUE! |  |  | #VALUE! | #VALUE! | #VALUE! | #VALUE! | #VALUE! |  |  | #VALUE! | #VALUE! | #VALUE! | #VALUE! | #VALUE! | #VALUE! | #VALUE! | #VALUE! | 0 | #REF! | #VALUE! | #VALUE! | #VALUE! | #VALUE! | #VALUE! | #VALUE! | #VALUE! | 0
|  |  |  | 0 | 51 | 0 |  |  | 1 | 1.0842e-19 | 0 | 1.0669e-18 | 1.0669e-18 | 1.0669e-18 | 0 | 0 |  |  |  |  | #VALUE! | #VALUE! | #VALUE! |  |  | #VALUE! | #VALUE! | #VALUE! | #VALUE! | #VALUE! | #VALUE! | #VALUE! | #VALUE! |  |  |  |  | #VALUE! | #VALUE! | #VALUE! |  |  | #VALUE! | #VALUE! | #VALUE! | #VALUE! | #VALUE! | #VALUE! | #VALUE! | #VALUE! |  |  |  |  | #VALUE! | #VALUE! | #VALUE! |  |  | #VALUE! | #VALUE! | #VALUE! | #VALUE! | #VALUE! | #VALUE! | #VALUE! | #VALUE! |  |  |  |  | #VALUE! | #VALUE! | #VALUE! |  |  | #VALUE! | #VALUE! | #VALUE! | #VALUE! | #VALUE! | #VALUE! | #VALUE! | #VALUE! |  |  |  |  | #VALUE! | #VALUE! | #VALUE! |  |  | #VALUE! | #VALUE! | #VALUE! | #VALUE! | #VALUE! | #VALUE! | #VALUE! | #VALUE! |  |  | #VALUE! | #VALUE! | #VALUE! | #VALUE! | #VALUE! |  |  | #VALUE! | #VALUE! | #VALUE! | #VALUE! | #VALUE! | #VALUE! | #VALUE! | #VALUE! |  |  | #VALUE! | #VALUE! | #VALUE! | #VALUE! | #VALUE! |  |  | #VALUE! | #VALUE! | #VALUE! | #VALUE! | #VALUE! | #VALUE! | #VALUE! | #VALUE! | 0 | #REF! | #VALUE! | #VALUE! | #VALUE! | #VALUE! | #VALUE! | #VALUE! | #VALUE! | 0
|  |  |  | 0 | 51 | 0 |  |  | 1 | 1.0842e-19 | 0 | 1.0669e-18 | 1.0669e-18 | 1.0669e-18 | 0 | 0 |  |  |  |  | #VALUE! | #VALUE! | #VALUE! |  |  | #VALUE! | #VALUE! | #VALUE! | #VALUE! | #VALUE! | #VALUE! | #VALUE! | #VALUE! |  |  |  |  | #VALUE! | #VALUE! | #VALUE! |  |  | #VALUE! | #VALUE! | #VALUE! | #VALUE! | #VALUE! | #VALUE! | #VALUE! | #VALUE! |  |  |  |  | #VALUE! | #VALUE! | #VALUE! |  |  | #VALUE! | #VALUE! | #VALUE! | #VALUE! | #VALUE! | #VALUE! | #VALUE! | #VALUE! |  |  |  |  | #VALUE! | #VALUE! | #VALUE! |  |  | #VALUE! | #VALUE! | #VALUE! | #VALUE! | #VALUE! | #VALUE! | #VALUE! | #VALUE! |  |  |  |  | #VALUE! | #VALUE! | #VALUE! |  |  | #VALUE! | #VALUE! | #VALUE! | #VALUE! | #VALUE! | #VALUE! | #VALUE! | #VALUE! |  |  | #VALUE! | #VALUE! | #VALUE! | #VALUE! | #VALUE! |  |  | #VALUE! | #VALUE! | #VALUE! | #VALUE! | #VALUE! | #VALUE! | #VALUE! | #VALUE! |  |  | #VALUE! | #VALUE! | #VALUE! | #VALUE! | #VALUE! |  |  | #VALUE! | #VALUE! | #VALUE! | #VALUE! | #VALUE! | #VALUE! | #VALUE! | #VALUE! | 0 | #REF! | #VALUE! | #VALUE! | #VALUE! | #VALUE! | #VALUE! | #VALUE! | #VALUE! | 0
|  |  |  | 0 | 51 | 0 |  |  | 1 | 1.0842e-19 | 0 | 1.0669e-18 | 1.0669e-18 | 1.0669e-18 | 0 | 0 |  |  |  |  | #VALUE! | #VALUE! | #VALUE! |  |  | #VALUE! | #VALUE! | #VALUE! | #VALUE! | #VALUE! | #VALUE! | #VALUE! | #VALUE! |  |  |  |  | #VALUE! | #VALUE! | #VALUE! |  |  | #VALUE! | #VALUE! | #VALUE! | #VALUE! | #VALUE! | #VALUE! | #VALUE! | #VALUE! |  |  |  |  | #VALUE! | #VALUE! | #VALUE! |  |  | #VALUE! | #VALUE! | #VALUE! | #VALUE! | #VALUE! | #VALUE! | #VALUE! | #VALUE! |  |  |  |  | #VALUE! | #VALUE! | #VALUE! |  |  | #VALUE! | #VALUE! | #VALUE! | #VALUE! | #VALUE! | #VALUE! | #VALUE! | #VALUE! |  |  |  |  | #VALUE! | #VALUE! | #VALUE! |  |  | #VALUE! | #VALUE! | #VALUE! | #VALUE! | #VALUE! | #VALUE! | #VALUE! | #VALUE! |  |  | #VALUE! | #VALUE! | #VALUE! | #VALUE! | #VALUE! |  |  | #VALUE! | #VALUE! | #VALUE! | #VALUE! | #VALUE! | #VALUE! | #VALUE! | #VALUE! |  |  | #VALUE! | #VALUE! | #VALUE! | #VALUE! | #VALUE! |  |  | #VALUE! | #VALUE! | #VALUE! | #VALUE! | #VALUE! | #VALUE! | #VALUE! | #VALUE! | 0 | #REF! | #VALUE! | #VALUE! | #VALUE! | #VALUE! | #VALUE! | #VALUE! | #VALUE! | 0
|  |  |  | 0 | 51 | 0 |  |  | 1 | 1.0842e-19 | 0 | 1.0669e-18 | 1.0669e-18 | 1.0669e-18 | 0 | 0 |  |  |  |  | #VALUE! | #VALUE! | #VALUE! |  |  | #VALUE! | #VALUE! | #VALUE! | #VALUE! | #VALUE! | #VALUE! | #VALUE! | #VALUE! |  |  |  |  | #VALUE! | #VALUE! | #VALUE! |  |  | #VALUE! | #VALUE! | #VALUE! | #VALUE! | #VALUE! | #VALUE! | #VALUE! | #VALUE! |  |  |  |  | #VALUE! | #VALUE! | #VALUE! |  |  | #VALUE! | #VALUE! | #VALUE! | #VALUE! | #VALUE! | #VALUE! | #VALUE! | #VALUE! |  |  |  |  | #VALUE! | #VALUE! | #VALUE! |  |  | #VALUE! | #VALUE! | #VALUE! | #VALUE! | #VALUE! | #VALUE! | #VALUE! | #VALUE! |  |  |  |  | #VALUE! | #VALUE! | #VALUE! |  |  | #VALUE! | #VALUE! | #VALUE! | #VALUE! | #VALUE! | #VALUE! | #VALUE! | #VALUE! |  |  | #VALUE! | #VALUE! | #VALUE! | #VALUE! | #VALUE! |  |  | #VALUE! | #VALUE! | #VALUE! | #VALUE! | #VALUE! | #VALUE! | #VALUE! | #VALUE! |  |  | #VALUE! | #VALUE! | #VALUE! | #VALUE! | #VALUE! |  |  | #VALUE! | #VALUE! | #VALUE! | #VALUE! | #VALUE! | #VALUE! | #VALUE! | #VALUE! | 0 | #REF! | #VALUE! | #VALUE! | #VALUE! | #VALUE! | #VALUE! | #VALUE! | #VALUE! | 0
|  |  |  | 0 | 51 | 0 |  |  | 1 | 1.0842e-19 | 0 | 1.0669e-18 | 1.0669e-18 | 1.0669e-18 | 0 | 0 |  |  |  |  | #VALUE! | #VALUE! | #VALUE! |  |  | #VALUE! | #VALUE! | #VALUE! | #VALUE! | #VALUE! | #VALUE! | #VALUE! | #VALUE! |  |  |  |  | #VALUE! | #VALUE! | #VALUE! |  |  | #VALUE! | #VALUE! | #VALUE! | #VALUE! | #VALUE! | #VALUE! | #VALUE! | #VALUE! |  |  |  |  | #VALUE! | #VALUE! | #VALUE! |  |  | #VALUE! | #VALUE! | #VALUE! | #VALUE! | #VALUE! | #VALUE! | #VALUE! | #VALUE! |  |  |  |  | #VALUE! | #VALUE! | #VALUE! |  |  | #VALUE! | #VALUE! | #VALUE! | #VALUE! | #VALUE! | #VALUE! | #VALUE! | #VALUE! |  |  |  |  | #VALUE! | #VALUE! | #VALUE! |  |  | #VALUE! | #VALUE! | #VALUE! | #VALUE! | #VALUE! | #VALUE! | #VALUE! | #VALUE! |  |  | #VALUE! | #VALUE! | #VALUE! | #VALUE! | #VALUE! |  |  | #VALUE! | #VALUE! | #VALUE! | #VALUE! | #VALUE! | #VALUE! | #VALUE! | #VALUE! |  |  | #VALUE! | #VALUE! | #VALUE! | #VALUE! | #VALUE! |  |  | #VALUE! | #VALUE! | #VALUE! | #VALUE! | #VALUE! | #VALUE! | #VALUE! | #VALUE! | 0 | #REF! | #VALUE! | #VALUE! | #VALUE! | #VALUE! | #VALUE! | #VALUE! | #VALUE! | 0
|  |  |  | 0 | 51 | 0 |  |  | 1 | 1.0842e-19 | 0 | 1.0669e-18 | 1.0669e-18 | 1.0669e-18 | 0 | 0 |  |  |  |  | #VALUE! | #VALUE! | #VALUE! |  |  | #VALUE! | #VALUE! | #VALUE! | #VALUE! | #VALUE! | #VALUE! | #VALUE! | #VALUE! |  |  |  |  | #VALUE! | #VALUE! | #VALUE! |  |  | #VALUE! | #VALUE! | #VALUE! | #VALUE! | #VALUE! | #VALUE! | #VALUE! | #VALUE! |  |  |  |  | #VALUE! | #VALUE! | #VALUE! |  |  | #VALUE! | #VALUE! | #VALUE! | #VALUE! | #VALUE! | #VALUE! | #VALUE! | #VALUE! |  |  |  |  | #VALUE! | #VALUE! | #VALUE! |  |  | #VALUE! | #VALUE! | #VALUE! | #VALUE! | #VALUE! | #VALUE! | #VALUE! | #VALUE! |  |  |  |  | #VALUE! | #VALUE! | #VALUE! |  |  | #VALUE! | #VALUE! | #VALUE! | #VALUE! | #VALUE! | #VALUE! | #VALUE! | #VALUE! |  |  | #VALUE! | #VALUE! | #VALUE! | #VALUE! | #VALUE! |  |  | #VALUE! | #VALUE! | #VALUE! | #VALUE! | #VALUE! | #VALUE! | #VALUE! | #VALUE! |  |  | #VALUE! | #VALUE! | #VALUE! | #VALUE! | #VALUE! |  |  | #VALUE! | #VALUE! | #VALUE! | #VALUE! | #VALUE! | #VALUE! | #VALUE! | #VALUE! | 0 | #REF! | #VALUE! | #VALUE! | #VALUE! | #VALUE! | #VALUE! | #VALUE! | #VALUE! | 0
|  |  |  | 0 | 51 | 0 |  |  | 1 | 1.0842e-19 | 0 | 1.0669e-18 | 1.0669e-18 | 1.0669e-18 | 0 | 0 |  |  |  |  | #VALUE! | #VALUE! | #VALUE! |  |  | #VALUE! | #VALUE! | #VALUE! | #VALUE! | #VALUE! | #VALUE! | #VALUE! | #VALUE! |  |  |  |  | #VALUE! | #VALUE! | #VALUE! |  |  | #VALUE! | #VALUE! | #VALUE! | #VALUE! | #VALUE! | #VALUE! | #VALUE! | #VALUE! |  |  |  |  | #VALUE! | #VALUE! | #VALUE! |  |  | #VALUE! | #VALUE! | #VALUE! | #VALUE! | #VALUE! | #VALUE! | #VALUE! | #VALUE! |  |  |  |  | #VALUE! | #VALUE! | #VALUE! |  |  | #VALUE! | #VALUE! | #VALUE! | #VALUE! | #VALUE! | #VALUE! | #VALUE! | #VALUE! |  |  |  |  | #VALUE! | #VALUE! | #VALUE! |  |  | #VALUE! | #VALUE! | #VALUE! | #VALUE! | #VALUE! | #VALUE! | #VALUE! | #VALUE! |  |  | #VALUE! | #VALUE! | #VALUE! | #VALUE! | #VALUE! |  |  | #VALUE! | #VALUE! | #VALUE! | #VALUE! | #VALUE! | #VALUE! | #VALUE! | #VALUE! |  |  | #VALUE! | #VALUE! | #VALUE! | #VALUE! | #VALUE! |  |  | #VALUE! | #VALUE! | #VALUE! | #VALUE! | #VALUE! | #VALUE! | #VALUE! | #VALUE! | 0 | #REF! | #VALUE! | #VALUE! | #VALUE! | #VALUE! | #VALUE! | #VALUE! | #VALUE! | 0
|  |  |  | 0 | 51 | 0 |  |  | 1 | 1.0842e-19 | 0 | 1.0669e-18 | 1.0669e-18 | 1.0669e-18 | 0 | 0 |  |  |  |  | #VALUE! | #VALUE! | #VALUE! |  |  | #VALUE! | #VALUE! | #VALUE! | #VALUE! | #VALUE! | #VALUE! | #VALUE! | #VALUE! |  |  |  |  | #VALUE! | #VALUE! | #VALUE! |  |  | #VALUE! | #VALUE! | #VALUE! | #VALUE! | #VALUE! | #VALUE! | #VALUE! | #VALUE! |  |  |  |  | #VALUE! | #VALUE! | #VALUE! |  |  | #VALUE! | #VALUE! | #VALUE! | #VALUE! | #VALUE! | #VALUE! | #VALUE! | #VALUE! |  |  |  |  | #VALUE! | #VALUE! | #VALUE! |  |  | #VALUE! | #VALUE! | #VALUE! | #VALUE! | #VALUE! | #VALUE! | #VALUE! | #VALUE! |  |  |  |  | #VALUE! | #VALUE! | #VALUE! |  |  | #VALUE! | #VALUE! | #VALUE! | #VALUE! | #VALUE! | #VALUE! | #VALUE! | #VALUE! |  |  | #VALUE! | #VALUE! | #VALUE! | #VALUE! | #VALUE! |  |  | #VALUE! | #VALUE! | #VALUE! | #VALUE! | #VALUE! | #VALUE! | #VALUE! | #VALUE! |  |  | #VALUE! | #VALUE! | #VALUE! | #VALUE! | #VALUE! |  |  | #VALUE! | #VALUE! | #VALUE! | #VALUE! | #VALUE! | #VALUE! | #VALUE! | #VALUE! | 0 | #REF! | #VALUE! | #VALUE! | #VALUE! | #VALUE! | #VALUE! | #VALUE! | #VALUE! | 0
|  |  |  | 0 | 51 | 0 |  |  | 1 | 1.0842e-19 | 0 | 1.0669e-18 | 1.0669e-18 | 1.0669e-18 | 0 | 0 |  |  |  |  | #VALUE! | #VALUE! | #VALUE! |  |  | #VALUE! | #VALUE! | #VALUE! | #VALUE! | #VALUE! | #VALUE! | #VALUE! | #VALUE! |  |  |  |  | #VALUE! | #VALUE! | #VALUE! |  |  | #VALUE! | #VALUE! | #VALUE! | #VALUE! | #VALUE! | #VALUE! | #VALUE! | #VALUE! |  |  |  |  | #VALUE! | #VALUE! | #VALUE! |  |  | #VALUE! | #VALUE! | #VALUE! | #VALUE! | #VALUE! | #VALUE! | #VALUE! | #VALUE! |  |  |  |  | #VALUE! | #VALUE! | #VALUE! |  |  | #VALUE! | #VALUE! | #VALUE! | #VALUE! | #VALUE! | #VALUE! | #VALUE! | #VALUE! |  |  |  |  | #VALUE! | #VALUE! | #VALUE! |  |  | #VALUE! | #VALUE! | #VALUE! | #VALUE! | #VALUE! | #VALUE! | #VALUE! | #VALUE! |  |  | #VALUE! | #VALUE! | #VALUE! | #VALUE! | #VALUE! |  |  | #VALUE! | #VALUE! | #VALUE! | #VALUE! | #VALUE! | #VALUE! | #VALUE! | #VALUE! |  |  | #VALUE! | #VALUE! | #VALUE! | #VALUE! | #VALUE! |  |  | #VALUE! | #VALUE! | #VALUE! | #VALUE! | #VALUE! | #VALUE! | #VALUE! | #VALUE! | 0 | #REF! | #VALUE! | #VALUE! | #VALUE! | #VALUE! | #VALUE! | #VALUE! | #VALUE! | 0
|  |  |  | 0 | 51 | 0 |  |  | 1 | 1.0842e-19 | 0 | 1.0669e-18 | 1.0669e-18 | 1.0669e-18 | 0 | 0 |  |  |  |  | #VALUE! | #VALUE! | #VALUE! |  |  | #VALUE! | #VALUE! | #VALUE! | #VALUE! | #VALUE! | #VALUE! | #VALUE! | #VALUE! |  |  |  |  | #VALUE! | #VALUE! | #VALUE! |  |  | #VALUE! | #VALUE! | #VALUE! | #VALUE! | #VALUE! | #VALUE! | #VALUE! | #VALUE! |  |  |  |  | #VALUE! | #VALUE! | #VALUE! |  |  | #VALUE! | #VALUE! | #VALUE! | #VALUE! | #VALUE! | #VALUE! | #VALUE! | #VALUE! |  |  |  |  | #VALUE! | #VALUE! | #VALUE! |  |  | #VALUE! | #VALUE! | #VALUE! | #VALUE! | #VALUE! | #VALUE! | #VALUE! | #VALUE! |  |  |  |  | #VALUE! | #VALUE! | #VALUE! |  |  | #VALUE! | #VALUE! | #VALUE! | #VALUE! | #VALUE! | #VALUE! | #VALUE! | #VALUE! |  |  | #VALUE! | #VALUE! | #VALUE! | #VALUE! | #VALUE! |  |  | #VALUE! | #VALUE! | #VALUE! | #VALUE! | #VALUE! | #VALUE! | #VALUE! | #VALUE! |  |  | #VALUE! | #VALUE! | #VALUE! | #VALUE! | #VALUE! |  |  | #VALUE! | #VALUE! | #VALUE! | #VALUE! | #VALUE! | #VALUE! | #VALUE! | #VALUE! | 0 | #REF! | #VALUE! | #VALUE! | #VALUE! | #VALUE! | #VALUE! | #VALUE! | #VALUE! | 0
|  |  |  | 0 | 51 | 0 |  |  | 1 | 1.0842e-19 | 0 | 1.0669e-18 | 1.0669e-18 | 1.0669e-18 | 0 | 0 |  |  |  |  | #VALUE! | #VALUE! | #VALUE! |  |  | #VALUE! | #VALUE! | #VALUE! | #VALUE! | #VALUE! | #VALUE! | #VALUE! | #VALUE! |  |  |  |  | #VALUE! | #VALUE! | #VALUE! |  |  | #VALUE! | #VALUE! | #VALUE! | #VALUE! | #VALUE! | #VALUE! | #VALUE! | #VALUE! |  |  |  |  | #VALUE! | #VALUE! | #VALUE! |  |  | #VALUE! | #VALUE! | #VALUE! | #VALUE! | #VALUE! | #VALUE! | #VALUE! | #VALUE! |  |  |  |  | #VALUE! | #VALUE! | #VALUE! |  |  | #VALUE! | #VALUE! | #VALUE! | #VALUE! | #VALUE! | #VALUE! | #VALUE! | #VALUE! |  |  |  |  | #VALUE! | #VALUE! | #VALUE! |  |  | #VALUE! | #VALUE! | #VALUE! | #VALUE! | #VALUE! | #VALUE! | #VALUE! | #VALUE! |  |  | #VALUE! | #VALUE! | #VALUE! | #VALUE! | #VALUE! |  |  | #VALUE! | #VALUE! | #VALUE! | #VALUE! | #VALUE! | #VALUE! | #VALUE! | #VALUE! |  |  | #VALUE! | #VALUE! | #VALUE! | #VALUE! | #VALUE! |  |  | #VALUE! | #VALUE! | #VALUE! | #VALUE! | #VALUE! | #VALUE! | #VALUE! | #VALUE! | 0 | #REF! | #VALUE! | #VALUE! | #VALUE! | #VALUE! | #VALUE! | #VALUE! | #VALUE! | 0
|  |  |  | 0 | 51 | 0 |  |  | 1 | 1.0842e-19 | 0 | 1.0669e-18 | 1.0669e-18 | 1.0669e-18 | 0 | 0 |  |  |  |  | #VALUE! | #VALUE! | #VALUE! |  |  | #VALUE! | #VALUE! | #VALUE! | #VALUE! | #VALUE! | #VALUE! | #VALUE! | #VALUE! |  |  |  |  | #VALUE! | #VALUE! | #VALUE! |  |  | #VALUE! | #VALUE! | #VALUE! | #VALUE! | #VALUE! | #VALUE! | #VALUE! | #VALUE! |  |  |  |  | #VALUE! | #VALUE! | #VALUE! |  |  | #VALUE! | #VALUE! | #VALUE! | #VALUE! | #VALUE! | #VALUE! | #VALUE! | #VALUE! |  |  |  |  | #VALUE! | #VALUE! | #VALUE! |  |  | #VALUE! | #VALUE! | #VALUE! | #VALUE! | #VALUE! | #VALUE! | #VALUE! | #VALUE! |  |  |  |  | #VALUE! | #VALUE! | #VALUE! |  |  | #VALUE! | #VALUE! | #VALUE! | #VALUE! | #VALUE! | #VALUE! | #VALUE! | #VALUE! |  |  | #VALUE! | #VALUE! | #VALUE! | #VALUE! | #VALUE! |  |  | #VALUE! | #VALUE! | #VALUE! | #VALUE! | #VALUE! | #VALUE! | #VALUE! | #VALUE! |  |  | #VALUE! | #VALUE! | #VALUE! | #VALUE! | #VALUE! |  |  | #VALUE! | #VALUE! | #VALUE! | #VALUE! | #VALUE! | #VALUE! | #VALUE! | #VALUE! | 0 | #REF! | #VALUE! | #VALUE! | #VALUE! | #VALUE! | #VALUE! | #VALUE! | #VALUE! | 0
|  |  |  | 0 | 51 | 0 |  |  | 1 | 1.0842e-19 | 0 | 1.0669e-18 | 1.0669e-18 | 1.0669e-18 | 0 | 0 |  |  |  |  | #VALUE! | #VALUE! | #VALUE! |  |  | #VALUE! | #VALUE! | #VALUE! | #VALUE! | #VALUE! | #VALUE! | #VALUE! | #VALUE! |  |  |  |  | #VALUE! | #VALUE! | #VALUE! |  |  | #VALUE! | #VALUE! | #VALUE! | #VALUE! | #VALUE! | #VALUE! | #VALUE! | #VALUE! |  |  |  |  | #VALUE! | #VALUE! | #VALUE! |  |  | #VALUE! | #VALUE! | #VALUE! | #VALUE! | #VALUE! | #VALUE! | #VALUE! | #VALUE! |  |  |  |  | #VALUE! | #VALUE! | #VALUE! |  |  | #VALUE! | #VALUE! | #VALUE! | #VALUE! | #VALUE! | #VALUE! | #VALUE! | #VALUE! |  |  |  |  | #VALUE! | #VALUE! | #VALUE! |  |  | #VALUE! | #VALUE! | #VALUE! | #VALUE! | #VALUE! | #VALUE! | #VALUE! | #VALUE! |  |  | #VALUE! | #VALUE! | #VALUE! | #VALUE! | #VALUE! |  |  | #VALUE! | #VALUE! | #VALUE! | #VALUE! | #VALUE! | #VALUE! | #VALUE! | #VALUE! |  |  | #VALUE! | #VALUE! | #VALUE! | #VALUE! | #VALUE! |  |  | #VALUE! | #VALUE! | #VALUE! | #VALUE! | #VALUE! | #VALUE! | #VALUE! | #VALUE! | 0 | #REF! | #VALUE! | #VALUE! | #VALUE! | #VALUE! | #VALUE! | #VALUE! | #VALUE! | 0
|  |  |  | 0 | 51 | 0 |  |  | 1 | 1.0842e-19 | 0 | 1.0669e-18 | 1.0669e-18 | 1.0669e-18 | 0 | 0 |  |  |  |  | #VALUE! | #VALUE! | #VALUE! |  |  | #VALUE! | #VALUE! | #VALUE! | #VALUE! | #VALUE! | #VALUE! | #VALUE! | #VALUE! |  |  |  |  | #VALUE! | #VALUE! | #VALUE! |  |  | #VALUE! | #VALUE! | #VALUE! | #VALUE! | #VALUE! | #VALUE! | #VALUE! | #VALUE! |  |  |  |  | #VALUE! | #VALUE! | #VALUE! |  |  | #VALUE! | #VALUE! | #VALUE! | #VALUE! | #VALUE! | #VALUE! | #VALUE! | #VALUE! |  |  |  |  | #VALUE! | #VALUE! | #VALUE! |  |  | #VALUE! | #VALUE! | #VALUE! | #VALUE! | #VALUE! | #VALUE! | #VALUE! | #VALUE! |  |  |  |  | #VALUE! | #VALUE! | #VALUE! |  |  | #VALUE! | #VALUE! | #VALUE! | #VALUE! | #VALUE! | #VALUE! | #VALUE! | #VALUE! |  |  | #VALUE! | #VALUE! | #VALUE! | #VALUE! | #VALUE! |  |  | #VALUE! | #VALUE! | #VALUE! | #VALUE! | #VALUE! | #VALUE! | #VALUE! | #VALUE! |  |  | #VALUE! | #VALUE! | #VALUE! | #VALUE! | #VALUE! |  |  | #VALUE! | #VALUE! | #VALUE! | #VALUE! | #VALUE! | #VALUE! | #VALUE! | #VALUE! | 0 | #REF! | #VALUE! | #VALUE! | #VALUE! | #VALUE! | #VALUE! | #VALUE! | #VALUE! | 0
|  |  |  | 0 | 51 | 0 |  |  | 1 | 1.0842e-19 | 0 | 1.0669e-18 | 1.0669e-18 | 1.0669e-18 | 0 | 0 |  |  |  |  | #VALUE! | #VALUE! | #VALUE! |  |  | #VALUE! | #VALUE! | #VALUE! | #VALUE! | #VALUE! | #VALUE! | #VALUE! | #VALUE! |  |  |  |  | #VALUE! | #VALUE! | #VALUE! |  |  | #VALUE! | #VALUE! | #VALUE! | #VALUE! | #VALUE! | #VALUE! | #VALUE! | #VALUE! |  |  |  |  | #VALUE! | #VALUE! | #VALUE! |  |  | #VALUE! | #VALUE! | #VALUE! | #VALUE! | #VALUE! | #VALUE! | #VALUE! | #VALUE! |  |  |  |  | #VALUE! | #VALUE! | #VALUE! |  |  | #VALUE! | #VALUE! | #VALUE! | #VALUE! | #VALUE! | #VALUE! | #VALUE! | #VALUE! |  |  |  |  | #VALUE! | #VALUE! | #VALUE! |  |  | #VALUE! | #VALUE! | #VALUE! | #VALUE! | #VALUE! | #VALUE! | #VALUE! | #VALUE! |  |  | #VALUE! | #VALUE! | #VALUE! | #VALUE! | #VALUE! |  |  | #VALUE! | #VALUE! | #VALUE! | #VALUE! | #VALUE! | #VALUE! | #VALUE! | #VALUE! |  |  | #VALUE! | #VALUE! | #VALUE! | #VALUE! | #VALUE! |  |  | #VALUE! | #VALUE! | #VALUE! | #VALUE! | #VALUE! | #VALUE! | #VALUE! | #VALUE! | 0 | #REF! | #VALUE! | #VALUE! | #VALUE! | #VALUE! | #VALUE! | #VALUE! | #VALUE! | 0
|  |  |  | 0 | 51 | 0 |  |  | 1 | 1.0842e-19 | 0 | 1.0669e-18 | 1.0669e-18 | 1.0669e-18 | 0 | 0 |  |  |  |  | #VALUE! | #VALUE! | #VALUE! |  |  | #VALUE! | #VALUE! | #VALUE! | #VALUE! | #VALUE! | #VALUE! | #VALUE! | #VALUE! |  |  |  |  | #VALUE! | #VALUE! | #VALUE! |  |  | #VALUE! | #VALUE! | #VALUE! | #VALUE! | #VALUE! | #VALUE! | #VALUE! | #VALUE! |  |  |  |  | #VALUE! | #VALUE! | #VALUE! |  |  | #VALUE! | #VALUE! | #VALUE! | #VALUE! | #VALUE! | #VALUE! | #VALUE! | #VALUE! |  |  |  |  | #VALUE! | #VALUE! | #VALUE! |  |  | #VALUE! | #VALUE! | #VALUE! | #VALUE! | #VALUE! | #VALUE! | #VALUE! | #VALUE! |  |  |  |  | #VALUE! | #VALUE! | #VALUE! |  |  | #VALUE! | #VALUE! | #VALUE! | #VALUE! | #VALUE! | #VALUE! | #VALUE! | #VALUE! |  |  | #VALUE! | #VALUE! | #VALUE! | #VALUE! | #VALUE! |  |  | #VALUE! | #VALUE! | #VALUE! | #VALUE! | #VALUE! | #VALUE! | #VALUE! | #VALUE! |  |  | #VALUE! | #VALUE! | #VALUE! | #VALUE! | #VALUE! |  |  | #VALUE! | #VALUE! | #VALUE! | #VALUE! | #VALUE! | #VALUE! | #VALUE! | #VALUE! | 0 | #REF! | #VALUE! | #VALUE! | #VALUE! | #VALUE! | #VALUE! | #VALUE! | #VALUE! | 0
|  |  |  | 0 | 51 | 0 |  |  | 1 | 1.0842e-19 | 0 | 1.0669e-18 | 1.0669e-18 | 1.0669e-18 | 0 | 0 |  |  |  |  | #VALUE! | #VALUE! | #VALUE! |  |  | #VALUE! | #VALUE! | #VALUE! | #VALUE! | #VALUE! | #VALUE! | #VALUE! | #VALUE! |  |  |  |  | #VALUE! | #VALUE! | #VALUE! |  |  | #VALUE! | #VALUE! | #VALUE! | #VALUE! | #VALUE! | #VALUE! | #VALUE! | #VALUE! |  |  |  |  | #VALUE! | #VALUE! | #VALUE! |  |  | #VALUE! | #VALUE! | #VALUE! | #VALUE! | #VALUE! | #VALUE! | #VALUE! | #VALUE! |  |  |  |  | #VALUE! | #VALUE! | #VALUE! |  |  | #VALUE! | #VALUE! | #VALUE! | #VALUE! | #VALUE! | #VALUE! | #VALUE! | #VALUE! |  |  |  |  | #VALUE! | #VALUE! | #VALUE! |  |  | #VALUE! | #VALUE! | #VALUE! | #VALUE! | #VALUE! | #VALUE! | #VALUE! | #VALUE! |  |  | #VALUE! | #VALUE! | #VALUE! | #VALUE! | #VALUE! |  |  | #VALUE! | #VALUE! | #VALUE! | #VALUE! | #VALUE! | #VALUE! | #VALUE! | #VALUE! |  |  | #VALUE! | #VALUE! | #VALUE! | #VALUE! | #VALUE! |  |  | #VALUE! | #VALUE! | #VALUE! | #VALUE! | #VALUE! | #VALUE! | #VALUE! | #VALUE! | 0 | #REF! | #VALUE! | #VALUE! | #VALUE! | #VALUE! | #VALUE! | #VALUE! | #VALUE! | 0
|  |  |  | 0 | 51 | 0 |  |  | 1 | 1.0842e-19 | 0 | 1.0669e-18 | 1.0669e-18 | 1.0669e-18 | 0 | 0 |  |  |  |  | #VALUE! | #VALUE! | #VALUE! |  |  | #VALUE! | #VALUE! | #VALUE! | #VALUE! | #VALUE! | #VALUE! | #VALUE! | #VALUE! |  |  |  |  | #VALUE! | #VALUE! | #VALUE! |  |  | #VALUE! | #VALUE! | #VALUE! | #VALUE! | #VALUE! | #VALUE! | #VALUE! | #VALUE! |  |  |  |  | #VALUE! | #VALUE! | #VALUE! |  |  | #VALUE! | #VALUE! | #VALUE! | #VALUE! | #VALUE! | #VALUE! | #VALUE! | #VALUE! |  |  |  |  | #VALUE! | #VALUE! | #VALUE! |  |  | #VALUE! | #VALUE! | #VALUE! | #VALUE! | #VALUE! | #VALUE! | #VALUE! | #VALUE! |  |  |  |  | #VALUE! | #VALUE! | #VALUE! |  |  | #VALUE! | #VALUE! | #VALUE! | #VALUE! | #VALUE! | #VALUE! | #VALUE! | #VALUE! |  |  | #VALUE! | #VALUE! | #VALUE! | #VALUE! | #VALUE! |  |  | #VALUE! | #VALUE! | #VALUE! | #VALUE! | #VALUE! | #VALUE! | #VALUE! | #VALUE! |  |  | #VALUE! | #VALUE! | #VALUE! | #VALUE! | #VALUE! |  |  | #VALUE! | #VALUE! | #VALUE! | #VALUE! | #VALUE! | #VALUE! | #VALUE! | #VALUE! | 0 | #REF! | #VALUE! | #VALUE! | #VALUE! | #VALUE! | #VALUE! | #VALUE! | #VALUE! | 0
|  |  |  | 0 | 51 | 0 |  |  | 1 | 1.0842e-19 | 0 | 1.0669e-18 | 1.0669e-18 | 1.0669e-18 | 0 | 0 |  |  |  |  | #VALUE! | #VALUE! | #VALUE! |  |  | #VALUE! | #VALUE! | #VALUE! | #VALUE! | #VALUE! | #VALUE! | #VALUE! | #VALUE! |  |  |  |  | #VALUE! | #VALUE! | #VALUE! |  |  | #VALUE! | #VALUE! | #VALUE! | #VALUE! | #VALUE! | #VALUE! | #VALUE! | #VALUE! |  |  |  |  | #VALUE! | #VALUE! | #VALUE! |  |  | #VALUE! | #VALUE! | #VALUE! | #VALUE! | #VALUE! | #VALUE! | #VALUE! | #VALUE! |  |  |  |  | #VALUE! | #VALUE! | #VALUE! |  |  | #VALUE! | #VALUE! | #VALUE! | #VALUE! | #VALUE! | #VALUE! | #VALUE! | #VALUE! |  |  |  |  | #VALUE! | #VALUE! | #VALUE! |  |  | #VALUE! | #VALUE! | #VALUE! | #VALUE! | #VALUE! | #VALUE! | #VALUE! | #VALUE! |  |  | #VALUE! | #VALUE! | #VALUE! | #VALUE! | #VALUE! |  |  | #VALUE! | #VALUE! | #VALUE! | #VALUE! | #VALUE! | #VALUE! | #VALUE! | #VALUE! |  |  | #VALUE! | #VALUE! | #VALUE! | #VALUE! | #VALUE! |  |  | #VALUE! | #VALUE! | #VALUE! | #VALUE! | #VALUE! | #VALUE! | #VALUE! | #VALUE! | 0 | #REF! | #VALUE! | #VALUE! | #VALUE! | #VALUE! | #VALUE! | #VALUE! | #VALUE! | 0
|  |  |  | 0 | 51 | 0 |  |  | 1 | 1.0842e-19 | 0 | 1.0669e-18 | 1.0669e-18 | 1.0669e-18 | 0 | 0 |  |  |  |  | #VALUE! | #VALUE! | #VALUE! |  |  | #VALUE! | #VALUE! | #VALUE! | #VALUE! | #VALUE! | #VALUE! | #VALUE! | #VALUE! |  |  |  |  | #VALUE! | #VALUE! | #VALUE! |  |  | #VALUE! | #VALUE! | #VALUE! | #VALUE! | #VALUE! | #VALUE! | #VALUE! | #VALUE! |  |  |  |  | #VALUE! | #VALUE! | #VALUE! |  |  | #VALUE! | #VALUE! | #VALUE! | #VALUE! | #VALUE! | #VALUE! | #VALUE! | #VALUE! |  |  |  |  | #VALUE! | #VALUE! | #VALUE! |  |  | #VALUE! | #VALUE! | #VALUE! | #VALUE! | #VALUE! | #VALUE! | #VALUE! | #VALUE! |  |  |  |  | #VALUE! | #VALUE! | #VALUE! |  |  | #VALUE! | #VALUE! | #VALUE! | #VALUE! | #VALUE! | #VALUE! | #VALUE! | #VALUE! |  |  | #VALUE! | #VALUE! | #VALUE! | #VALUE! | #VALUE! |  |  | #VALUE! | #VALUE! | #VALUE! | #VALUE! | #VALUE! | #VALUE! | #VALUE! | #VALUE! |  |  | #VALUE! | #VALUE! | #VALUE! | #VALUE! | #VALUE! |  |  | #VALUE! | #VALUE! | #VALUE! | #VALUE! | #VALUE! | #VALUE! | #VALUE! | #VALUE! | 0 | #REF! | #VALUE! | #VALUE! | #VALUE! | #VALUE! | #VALUE! | #VALUE! | #VALUE! | 0
|  |  |  | 0 | 51 | 0 |  |  | 1 | 1.0842e-19 | 0 | 1.0669e-18 | 1.0669e-18 | 1.0669e-18 | 0 | 0 |  |  |  |  | #VALUE! | #VALUE! | #VALUE! |  |  | #VALUE! | #VALUE! | #VALUE! | #VALUE! | #VALUE! | #VALUE! | #VALUE! | #VALUE! |  |  |  |  | #VALUE! | #VALUE! | #VALUE! |  |  | #VALUE! | #VALUE! | #VALUE! | #VALUE! | #VALUE! | #VALUE! | #VALUE! | #VALUE! |  |  |  |  | #VALUE! | #VALUE! | #VALUE! |  |  | #VALUE! | #VALUE! | #VALUE! | #VALUE! | #VALUE! | #VALUE! | #VALUE! | #VALUE! |  |  |  |  | #VALUE! | #VALUE! | #VALUE! |  |  | #VALUE! | #VALUE! | #VALUE! | #VALUE! | #VALUE! | #VALUE! | #VALUE! | #VALUE! |  |  |  |  | #VALUE! | #VALUE! | #VALUE! |  |  | #VALUE! | #VALUE! | #VALUE! | #VALUE! | #VALUE! | #VALUE! | #VALUE! | #VALUE! |  |  | #VALUE! | #VALUE! | #VALUE! | #VALUE! | #VALUE! |  |  | #VALUE! | #VALUE! | #VALUE! | #VALUE! | #VALUE! | #VALUE! | #VALUE! | #VALUE! |  |  | #VALUE! | #VALUE! | #VALUE! | #VALUE! | #VALUE! |  |  | #VALUE! | #VALUE! | #VALUE! | #VALUE! | #VALUE! | #VALUE! | #VALUE! | #VALUE! | 0 | #REF! | #VALUE! | #VALUE! | #VALUE! | #VALUE! | #VALUE! | #VALUE! | #VALUE! | 0
|  |  |  | 0 | 51 | 0 |  |  | 1 | 1.0842e-19 | 0 | 1.0669e-18 | 1.0669e-18 | 1.0669e-18 | 0 | 0 |  |  |  |  | #VALUE! | #VALUE! | #VALUE! |  |  | #VALUE! | #VALUE! | #VALUE! | #VALUE! | #VALUE! | #VALUE! | #VALUE! | #VALUE! |  |  |  |  | #VALUE! | #VALUE! | #VALUE! |  |  | #VALUE! | #VALUE! | #VALUE! | #VALUE! | #VALUE! | #VALUE! | #VALUE! | #VALUE! |  |  |  |  | #VALUE! | #VALUE! | #VALUE! |  |  | #VALUE! | #VALUE! | #VALUE! | #VALUE! | #VALUE! | #VALUE! | #VALUE! | #VALUE! |  |  |  |  | #VALUE! | #VALUE! | #VALUE! |  |  | #VALUE! | #VALUE! | #VALUE! | #VALUE! | #VALUE! | #VALUE! | #VALUE! | #VALUE! |  |  |  |  | #VALUE! | #VALUE! | #VALUE! |  |  | #VALUE! | #VALUE! | #VALUE! | #VALUE! | #VALUE! | #VALUE! | #VALUE! | #VALUE! |  |  | #VALUE! | #VALUE! | #VALUE! | #VALUE! | #VALUE! |  |  | #VALUE! | #VALUE! | #VALUE! | #VALUE! | #VALUE! | #VALUE! | #VALUE! | #VALUE! |  |  | #VALUE! | #VALUE! | #VALUE! | #VALUE! | #VALUE! |  |  | #VALUE! | #VALUE! | #VALUE! | #VALUE! | #VALUE! | #VALUE! | #VALUE! | #VALUE! | 0 | #REF! | #VALUE! | #VALUE! | #VALUE! | #VALUE! | #VALUE! | #VALUE! | #VALUE! | 0
|  |  |  | 0 | 51 | 0 |  |  | 1 | 1.0842e-19 | 0 | 1.0669e-18 | 1.0669e-18 | 1.0669e-18 | 0 | 0 |  |  |  |  | #VALUE! | #VALUE! | #VALUE! |  |  | #VALUE! | #VALUE! | #VALUE! | #VALUE! | #VALUE! | #VALUE! | #VALUE! | #VALUE! |  |  |  |  | #VALUE! | #VALUE! | #VALUE! |  |  | #VALUE! | #VALUE! | #VALUE! | #VALUE! | #VALUE! | #VALUE! | #VALUE! | #VALUE! |  |  |  |  | #VALUE! | #VALUE! | #VALUE! |  |  | #VALUE! | #VALUE! | #VALUE! | #VALUE! | #VALUE! | #VALUE! | #VALUE! | #VALUE! |  |  |  |  | #VALUE! | #VALUE! | #VALUE! |  |  | #VALUE! | #VALUE! | #VALUE! | #VALUE! | #VALUE! | #VALUE! | #VALUE! | #VALUE! |  |  |  |  | #VALUE! | #VALUE! | #VALUE! |  |  | #VALUE! | #VALUE! | #VALUE! | #VALUE! | #VALUE! | #VALUE! | #VALUE! | #VALUE! |  |  | #VALUE! | #VALUE! | #VALUE! | #VALUE! | #VALUE! |  |  | #VALUE! | #VALUE! | #VALUE! | #VALUE! | #VALUE! | #VALUE! | #VALUE! | #VALUE! |  |  | #VALUE! | #VALUE! | #VALUE! | #VALUE! | #VALUE! |  |  | #VALUE! | #VALUE! | #VALUE! | #VALUE! | #VALUE! | #VALUE! | #VALUE! | #VALUE! | 0 | #REF! | #VALUE! | #VALUE! | #VALUE! | #VALUE! | #VALUE! | #VALUE! | #VALUE! | 0
|  |  |  | 0 | 51 | 0 |  |  | 1 | 1.0842e-19 | 0 | 1.0669e-18 | 1.0669e-18 | 1.0669e-18 | 0 | 0 |  |  |  |  | #VALUE! | #VALUE! | #VALUE! |  |  | #VALUE! | #VALUE! | #VALUE! | #VALUE! | #VALUE! | #VALUE! | #VALUE! | #VALUE! |  |  |  |  | #VALUE! | #VALUE! | #VALUE! |  |  | #VALUE! | #VALUE! | #VALUE! | #VALUE! | #VALUE! | #VALUE! | #VALUE! | #VALUE! |  |  |  |  | #VALUE! | #VALUE! | #VALUE! |  |  | #VALUE! | #VALUE! | #VALUE! | #VALUE! | #VALUE! | #VALUE! | #VALUE! | #VALUE! |  |  |  |  | #VALUE! | #VALUE! | #VALUE! |  |  | #VALUE! | #VALUE! | #VALUE! | #VALUE! | #VALUE! | #VALUE! | #VALUE! | #VALUE! |  |  |  |  | #VALUE! | #VALUE! | #VALUE! |  |  | #VALUE! | #VALUE! | #VALUE! | #VALUE! | #VALUE! | #VALUE! | #VALUE! | #VALUE! |  |  | #VALUE! | #VALUE! | #VALUE! | #VALUE! | #VALUE! |  |  | #VALUE! | #VALUE! | #VALUE! | #VALUE! | #VALUE! | #VALUE! | #VALUE! | #VALUE! |  |  | #VALUE! | #VALUE! | #VALUE! | #VALUE! | #VALUE! |  |  | #VALUE! | #VALUE! | #VALUE! | #VALUE! | #VALUE! | #VALUE! | #VALUE! | #VALUE! | 0 | #REF! | #VALUE! | #VALUE! | #VALUE! | #VALUE! | #VALUE! | #VALUE! | #VALUE! | 0
|  |  |  | 0 | 51 | 0 |  |  | 1 | 1.0842e-19 | 0 | 1.0669e-18 | 1.0669e-18 | 1.0669e-18 | 0 | 0 |  |  |  |  | #VALUE! | #VALUE! | #VALUE! |  |  | #VALUE! | #VALUE! | #VALUE! | #VALUE! | #VALUE! | #VALUE! | #VALUE! | #VALUE! |  |  |  |  | #VALUE! | #VALUE! | #VALUE! |  |  | #VALUE! | #VALUE! | #VALUE! | #VALUE! | #VALUE! | #VALUE! | #VALUE! | #VALUE! |  |  |  |  | #VALUE! | #VALUE! | #VALUE! |  |  | #VALUE! | #VALUE! | #VALUE! | #VALUE! | #VALUE! | #VALUE! | #VALUE! | #VALUE! |  |  |  |  | #VALUE! | #VALUE! | #VALUE! |  |  | #VALUE! | #VALUE! | #VALUE! | #VALUE! | #VALUE! | #VALUE! | #VALUE! | #VALUE! |  |  |  |  | #VALUE! | #VALUE! | #VALUE! |  |  | #VALUE! | #VALUE! | #VALUE! | #VALUE! | #VALUE! | #VALUE! | #VALUE! | #VALUE! |  |  | #VALUE! | #VALUE! | #VALUE! | #VALUE! | #VALUE! |  |  | #VALUE! | #VALUE! | #VALUE! | #VALUE! | #VALUE! | #VALUE! | #VALUE! | #VALUE! |  |  | #VALUE! | #VALUE! | #VALUE! | #VALUE! | #VALUE! |  |  | #VALUE! | #VALUE! | #VALUE! | #VALUE! | #VALUE! | #VALUE! | #VALUE! | #VALUE! | 0 | #REF! | #VALUE! | #VALUE! | #VALUE! | #VALUE! | #VALUE! | #VALUE! | #VALUE! | 0
|  |  |  | 0 | 51 | 0 |  |  | 1 | 1.0842e-19 | 0 | 1.0669e-18 | 1.0669e-18 | 1.0669e-18 | 0 | 0 |  |  |  |  | #VALUE! | #VALUE! | #VALUE! |  |  | #VALUE! | #VALUE! | #VALUE! | #VALUE! | #VALUE! | #VALUE! | #VALUE! | #VALUE! |  |  |  |  | #VALUE! | #VALUE! | #VALUE! |  |  | #VALUE! | #VALUE! | #VALUE! | #VALUE! | #VALUE! | #VALUE! | #VALUE! | #VALUE! |  |  |  |  | #VALUE! | #VALUE! | #VALUE! |  |  | #VALUE! | #VALUE! | #VALUE! | #VALUE! | #VALUE! | #VALUE! | #VALUE! | #VALUE! |  |  |  |  | #VALUE! | #VALUE! | #VALUE! |  |  | #VALUE! | #VALUE! | #VALUE! | #VALUE! | #VALUE! | #VALUE! | #VALUE! | #VALUE! |  |  |  |  | #VALUE! | #VALUE! | #VALUE! |  |  | #VALUE! | #VALUE! | #VALUE! | #VALUE! | #VALUE! | #VALUE! | #VALUE! | #VALUE! |  |  | #VALUE! | #VALUE! | #VALUE! | #VALUE! | #VALUE! |  |  | #VALUE! | #VALUE! | #VALUE! | #VALUE! | #VALUE! | #VALUE! | #VALUE! | #VALUE! |  |  | #VALUE! | #VALUE! | #VALUE! | #VALUE! | #VALUE! |  |  | #VALUE! | #VALUE! | #VALUE! | #VALUE! | #VALUE! | #VALUE! | #VALUE! | #VALUE! | 0 | #REF! | #VALUE! | #VALUE! | #VALUE! | #VALUE! | #VALUE! | #VALUE! | #VALUE! | 0
|  |  |  | 0 | 51 | 0 |  |  | 1 | 1.0842e-19 | 0 | 1.0669e-18 | 1.0669e-18 | 1.0669e-18 | 0 | 0 |  |  |  |  | #VALUE! | #VALUE! | #VALUE! |  |  | #VALUE! | #VALUE! | #VALUE! | #VALUE! | #VALUE! | #VALUE! | #VALUE! | #VALUE! |  |  |  |  | #VALUE! | #VALUE! | #VALUE! |  |  | #VALUE! | #VALUE! | #VALUE! | #VALUE! | #VALUE! | #VALUE! | #VALUE! | #VALUE! |  |  |  |  | #VALUE! | #VALUE! | #VALUE! |  |  | #VALUE! | #VALUE! | #VALUE! | #VALUE! | #VALUE! | #VALUE! | #VALUE! | #VALUE! |  |  |  |  | #VALUE! | #VALUE! | #VALUE! |  |  | #VALUE! | #VALUE! | #VALUE! | #VALUE! | #VALUE! | #VALUE! | #VALUE! | #VALUE! |  |  |  |  | #VALUE! | #VALUE! | #VALUE! |  |  | #VALUE! | #VALUE! | #VALUE! | #VALUE! | #VALUE! | #VALUE! | #VALUE! | #VALUE! |  |  | #VALUE! | #VALUE! | #VALUE! | #VALUE! | #VALUE! |  |  | #VALUE! | #VALUE! | #VALUE! | #VALUE! | #VALUE! | #VALUE! | #VALUE! | #VALUE! |  |  | #VALUE! | #VALUE! | #VALUE! | #VALUE! | #VALUE! |  |  | #VALUE! | #VALUE! | #VALUE! | #VALUE! | #VALUE! | #VALUE! | #VALUE! | #VALUE! | 0 | #REF! | #VALUE! | #VALUE! | #VALUE! | #VALUE! | #VALUE! | #VALUE! | #VALUE! | 0
|  |  |  | 0 | 51 | 0 |  |  | 1 | 1.0842e-19 | 0 | 1.0669e-18 | 1.0669e-18 | 1.0669e-18 | 0 | 0 |  |  |  |  | #VALUE! | #VALUE! | #VALUE! |  |  | #VALUE! | #VALUE! | #VALUE! | #VALUE! | #VALUE! | #VALUE! | #VALUE! | #VALUE! |  |  |  |  | #VALUE! | #VALUE! | #VALUE! |  |  | #VALUE! | #VALUE! | #VALUE! | #VALUE! | #VALUE! | #VALUE! | #VALUE! | #VALUE! |  |  |  |  | #VALUE! | #VALUE! | #VALUE! |  |  | #VALUE! | #VALUE! | #VALUE! | #VALUE! | #VALUE! | #VALUE! | #VALUE! | #VALUE! |  |  |  |  | #VALUE! | #VALUE! | #VALUE! |  |  | #VALUE! | #VALUE! | #VALUE! | #VALUE! | #VALUE! | #VALUE! | #VALUE! | #VALUE! |  |  |  |  | #VALUE! | #VALUE! | #VALUE! |  |  | #VALUE! | #VALUE! | #VALUE! | #VALUE! | #VALUE! | #VALUE! | #VALUE! | #VALUE! |  |  | #VALUE! | #VALUE! | #VALUE! | #VALUE! | #VALUE! |  |  | #VALUE! | #VALUE! | #VALUE! | #VALUE! | #VALUE! | #VALUE! | #VALUE! | #VALUE! |  |  | #VALUE! | #VALUE! | #VALUE! | #VALUE! | #VALUE! |  |  | #VALUE! | #VALUE! | #VALUE! | #VALUE! | #VALUE! | #VALUE! | #VALUE! | #VALUE! | 0 | #REF! | #VALUE! | #VALUE! | #VALUE! | #VALUE! | #VALUE! | #VALUE! | #VALUE! | 0
|  |  |  | 0 | 51 | 0 |  |  | 1 | 1.0842e-19 | 0 | 1.0669e-18 | 1.0669e-18 | 1.0669e-18 | 0 | 0 |  |  |  |  | #VALUE! | #VALUE! | #VALUE! |  |  | #VALUE! | #VALUE! | #VALUE! | #VALUE! | #VALUE! | #VALUE! | #VALUE! | #VALUE! |  |  |  |  | #VALUE! | #VALUE! | #VALUE! |  |  | #VALUE! | #VALUE! | #VALUE! | #VALUE! | #VALUE! | #VALUE! | #VALUE! | #VALUE! |  |  |  |  | #VALUE! | #VALUE! | #VALUE! |  |  | #VALUE! | #VALUE! | #VALUE! | #VALUE! | #VALUE! | #VALUE! | #VALUE! | #VALUE! |  |  |  |  | #VALUE! | #VALUE! | #VALUE! |  |  | #VALUE! | #VALUE! | #VALUE! | #VALUE! | #VALUE! | #VALUE! | #VALUE! | #VALUE! |  |  |  |  | #VALUE! | #VALUE! | #VALUE! |  |  | #VALUE! | #VALUE! | #VALUE! | #VALUE! | #VALUE! | #VALUE! | #VALUE! | #VALUE! |  |  | #VALUE! | #VALUE! | #VALUE! | #VALUE! | #VALUE! |  |  | #VALUE! | #VALUE! | #VALUE! | #VALUE! | #VALUE! | #VALUE! | #VALUE! | #VALUE! |  |  | #VALUE! | #VALUE! | #VALUE! | #VALUE! | #VALUE! |  |  | #VALUE! | #VALUE! | #VALUE! | #VALUE! | #VALUE! | #VALUE! | #VALUE! | #VALUE! | 0 | #REF! | #VALUE! | #VALUE! | #VALUE! | #VALUE! | #VALUE! | #VALUE! | #VALUE! | 0
|  |  |  | 0 | 51 | 0 |  |  | 1 | 1.0842e-19 | 0 | 1.0669e-18 | 1.0669e-18 | 1.0669e-18 | 0 | 0 |  |  |  |  | #VALUE! | #VALUE! | #VALUE! |  |  | #VALUE! | #VALUE! | #VALUE! | #VALUE! | #VALUE! | #VALUE! | #VALUE! | #VALUE! |  |  |  |  | #VALUE! | #VALUE! | #VALUE! |  |  | #VALUE! | #VALUE! | #VALUE! | #VALUE! | #VALUE! | #VALUE! | #VALUE! | #VALUE! |  |  |  |  | #VALUE! | #VALUE! | #VALUE! |  |  | #VALUE! | #VALUE! | #VALUE! | #VALUE! | #VALUE! | #VALUE! | #VALUE! | #VALUE! |  |  |  |  | #VALUE! | #VALUE! | #VALUE! |  |  | #VALUE! | #VALUE! | #VALUE! | #VALUE! | #VALUE! | #VALUE! | #VALUE! | #VALUE! |  |  |  |  | #VALUE! | #VALUE! | #VALUE! |  |  | #VALUE! | #VALUE! | #VALUE! | #VALUE! | #VALUE! | #VALUE! | #VALUE! | #VALUE! |  |  | #VALUE! | #VALUE! | #VALUE! | #VALUE! | #VALUE! |  |  | #VALUE! | #VALUE! | #VALUE! | #VALUE! | #VALUE! | #VALUE! | #VALUE! | #VALUE! |  |  | #VALUE! | #VALUE! | #VALUE! | #VALUE! | #VALUE! |  |  | #VALUE! | #VALUE! | #VALUE! | #VALUE! | #VALUE! | #VALUE! | #VALUE! | #VALUE! | 0 | #REF! | #VALUE! | #VALUE! | #VALUE! | #VALUE! | #VALUE! | #VALUE! | #VALUE! | 0
|  |  |  | 0 | 51 | 0 |  |  | 1 | 1.0842e-19 | 0 | 1.0669e-18 | 1.0669e-18 | 1.0669e-18 | 0 | 0 |  |  |  |  | #VALUE! | #VALUE! | #VALUE! |  |  | #VALUE! | #VALUE! | #VALUE! | #VALUE! | #VALUE! | #VALUE! | #VALUE! | #VALUE! |  |  |  |  | #VALUE! | #VALUE! | #VALUE! |  |  | #VALUE! | #VALUE! | #VALUE! | #VALUE! | #VALUE! | #VALUE! | #VALUE! | #VALUE! |  |  |  |  | #VALUE! | #VALUE! | #VALUE! |  |  | #VALUE! | #VALUE! | #VALUE! | #VALUE! | #VALUE! | #VALUE! | #VALUE! | #VALUE! |  |  |  |  | #VALUE! | #VALUE! | #VALUE! |  |  | #VALUE! | #VALUE! | #VALUE! | #VALUE! | #VALUE! | #VALUE! | #VALUE! | #VALUE! |  |  |  |  | #VALUE! | #VALUE! | #VALUE! |  |  | #VALUE! | #VALUE! | #VALUE! | #VALUE! | #VALUE! | #VALUE! | #VALUE! | #VALUE! |  |  | #VALUE! | #VALUE! | #VALUE! | #VALUE! | #VALUE! |  |  | #VALUE! | #VALUE! | #VALUE! | #VALUE! | #VALUE! | #VALUE! | #VALUE! | #VALUE! |  |  | #VALUE! | #VALUE! | #VALUE! | #VALUE! | #VALUE! |  |  | #VALUE! | #VALUE! | #VALUE! | #VALUE! | #VALUE! | #VALUE! | #VALUE! | #VALUE! | 0 | #REF! | #VALUE! | #VALUE! | #VALUE! | #VALUE! | #VALUE! | #VALUE! | #VALUE! | 0
|  |  |  | 0 | 51 | 0 |  |  | 1 | 1.0842e-19 | 0 | 1.0669e-18 | 1.0669e-18 | 1.0669e-18 | 0 | 0 |  |  |  |  | #VALUE! | #VALUE! | #VALUE! |  |  | #VALUE! | #VALUE! | #VALUE! | #VALUE! | #VALUE! | #VALUE! | #VALUE! | #VALUE! |  |  |  |  | #VALUE! | #VALUE! | #VALUE! |  |  | #VALUE! | #VALUE! | #VALUE! | #VALUE! | #VALUE! | #VALUE! | #VALUE! | #VALUE! |  |  |  |  | #VALUE! | #VALUE! | #VALUE! |  |  | #VALUE! | #VALUE! | #VALUE! | #VALUE! | #VALUE! | #VALUE! | #VALUE! | #VALUE! |  |  |  |  | #VALUE! | #VALUE! | #VALUE! |  |  | #VALUE! | #VALUE! | #VALUE! | #VALUE! | #VALUE! | #VALUE! | #VALUE! | #VALUE! |  |  |  |  | #VALUE! | #VALUE! | #VALUE! |  |  | #VALUE! | #VALUE! | #VALUE! | #VALUE! | #VALUE! | #VALUE! | #VALUE! | #VALUE! |  |  | #VALUE! | #VALUE! | #VALUE! | #VALUE! | #VALUE! |  |  | #VALUE! | #VALUE! | #VALUE! | #VALUE! | #VALUE! | #VALUE! | #VALUE! | #VALUE! |  |  | #VALUE! | #VALUE! | #VALUE! | #VALUE! | #VALUE! |  |  | #VALUE! | #VALUE! | #VALUE! | #VALUE! | #VALUE! | #VALUE! | #VALUE! | #VALUE! | 0 | #REF! | #VALUE! | #VALUE! | #VALUE! | #VALUE! | #VALUE! | #VALUE! | #VALUE! | 0
|  |  |  | 0 | 51 | 0 |  |  | 1 | 1.0842e-19 | 0 | 1.0669e-18 | 1.0669e-18 | 1.0669e-18 | 0 | 0 |  |  |  |  | #VALUE! | #VALUE! | #VALUE! |  |  | #VALUE! | #VALUE! | #VALUE! | #VALUE! | #VALUE! | #VALUE! | #VALUE! | #VALUE! |  |  |  |  | #VALUE! | #VALUE! | #VALUE! |  |  | #VALUE! | #VALUE! | #VALUE! | #VALUE! | #VALUE! | #VALUE! | #VALUE! | #VALUE! |  |  |  |  | #VALUE! | #VALUE! | #VALUE! |  |  | #VALUE! | #VALUE! | #VALUE! | #VALUE! | #VALUE! | #VALUE! | #VALUE! | #VALUE! |  |  |  |  | #VALUE! | #VALUE! | #VALUE! |  |  | #VALUE! | #VALUE! | #VALUE! | #VALUE! | #VALUE! | #VALUE! | #VALUE! | #VALUE! |  |  |  |  | #VALUE! | #VALUE! | #VALUE! |  |  | #VALUE! | #VALUE! | #VALUE! | #VALUE! | #VALUE! | #VALUE! | #VALUE! | #VALUE! |  |  | #VALUE! | #VALUE! | #VALUE! | #VALUE! | #VALUE! |  |  | #VALUE! | #VALUE! | #VALUE! | #VALUE! | #VALUE! | #VALUE! | #VALUE! | #VALUE! |  |  | #VALUE! | #VALUE! | #VALUE! | #VALUE! | #VALUE! |  |  | #VALUE! | #VALUE! | #VALUE! | #VALUE! | #VALUE! | #VALUE! | #VALUE! | #VALUE! | 0 | #REF! | #VALUE! | #VALUE! | #VALUE! | #VALUE! | #VALUE! | #VALUE! | #VALUE! | 0
|  |  |  | 0 | 51 | 0 |  |  | 1 | 1.0842e-19 | 0 | 1.0669e-18 | 1.0669e-18 | 1.0669e-18 | 0 | 0 |  |  |  |  | #VALUE! | #VALUE! | #VALUE! |  |  | #VALUE! | #VALUE! | #VALUE! | #VALUE! | #VALUE! | #VALUE! | #VALUE! | #VALUE! |  |  |  |  | #VALUE! | #VALUE! | #VALUE! |  |  | #VALUE! | #VALUE! | #VALUE! | #VALUE! | #VALUE! | #VALUE! | #VALUE! | #VALUE! |  |  |  |  | #VALUE! | #VALUE! | #VALUE! |  |  | #VALUE! | #VALUE! | #VALUE! | #VALUE! | #VALUE! | #VALUE! | #VALUE! | #VALUE! |  |  |  |  | #VALUE! | #VALUE! | #VALUE! |  |  | #VALUE! | #VALUE! | #VALUE! | #VALUE! | #VALUE! | #VALUE! | #VALUE! | #VALUE! |  |  |  |  | #VALUE! | #VALUE! | #VALUE! |  |  | #VALUE! | #VALUE! | #VALUE! | #VALUE! | #VALUE! | #VALUE! | #VALUE! | #VALUE! |  |  | #VALUE! | #VALUE! | #VALUE! | #VALUE! | #VALUE! |  |  | #VALUE! | #VALUE! | #VALUE! | #VALUE! | #VALUE! | #VALUE! | #VALUE! | #VALUE! |  |  | #VALUE! | #VALUE! | #VALUE! | #VALUE! | #VALUE! |  |  | #VALUE! | #VALUE! | #VALUE! | #VALUE! | #VALUE! | #VALUE! | #VALUE! | #VALUE! | 0 | #REF! | #VALUE! | #VALUE! | #VALUE! | #VALUE! | #VALUE! | #VALUE! | #VALUE! | 0
|  |  |  | 0 | 51 | 0 |  |  | 1 | 1.0842e-19 | 0 | 1.0669e-18 | 1.0669e-18 | 1.0669e-18 | 0 | 0 |  |  |  |  | #VALUE! | #VALUE! | #VALUE! |  |  | #VALUE! | #VALUE! | #VALUE! | #VALUE! | #VALUE! | #VALUE! | #VALUE! | #VALUE! |  |  |  |  | #VALUE! | #VALUE! | #VALUE! |  |  | #VALUE! | #VALUE! | #VALUE! | #VALUE! | #VALUE! | #VALUE! | #VALUE! | #VALUE! |  |  |  |  | #VALUE! | #VALUE! | #VALUE! |  |  | #VALUE! | #VALUE! | #VALUE! | #VALUE! | #VALUE! | #VALUE! | #VALUE! | #VALUE! |  |  |  |  | #VALUE! | #VALUE! | #VALUE! |  |  | #VALUE! | #VALUE! | #VALUE! | #VALUE! | #VALUE! | #VALUE! | #VALUE! | #VALUE! |  |  |  |  | #VALUE! | #VALUE! | #VALUE! |  |  | #VALUE! | #VALUE! | #VALUE! | #VALUE! | #VALUE! | #VALUE! | #VALUE! | #VALUE! |  |  | #VALUE! | #VALUE! | #VALUE! | #VALUE! | #VALUE! |  |  | #VALUE! | #VALUE! | #VALUE! | #VALUE! | #VALUE! | #VALUE! | #VALUE! | #VALUE! |  |  | #VALUE! | #VALUE! | #VALUE! | #VALUE! | #VALUE! |  |  | #VALUE! | #VALUE! | #VALUE! | #VALUE! | #VALUE! | #VALUE! | #VALUE! | #VALUE! | 0 | #REF! | #VALUE! | #VALUE! | #VALUE! | #VALUE! | #VALUE! | #VALUE! | #VALUE! | 0
|  |  |  | 0 | 51 | 0 |  |  | 1 | 1.0842e-19 | 0 | 1.0669e-18 | 1.0669e-18 | 1.0669e-18 | 0 | 0 |  |  |  |  | #VALUE! | #VALUE! | #VALUE! |  |  | #VALUE! | #VALUE! | #VALUE! | #VALUE! | #VALUE! | #VALUE! | #VALUE! | #VALUE! |  |  |  |  | #VALUE! | #VALUE! | #VALUE! |  |  | #VALUE! | #VALUE! | #VALUE! | #VALUE! | #VALUE! | #VALUE! | #VALUE! | #VALUE! |  |  |  |  | #VALUE! | #VALUE! | #VALUE! |  |  | #VALUE! | #VALUE! | #VALUE! | #VALUE! | #VALUE! | #VALUE! | #VALUE! | #VALUE! |  |  |  |  | #VALUE! | #VALUE! | #VALUE! |  |  | #VALUE! | #VALUE! | #VALUE! | #VALUE! | #VALUE! | #VALUE! | #VALUE! | #VALUE! |  |  |  |  | #VALUE! | #VALUE! | #VALUE! |  |  | #VALUE! | #VALUE! | #VALUE! | #VALUE! | #VALUE! | #VALUE! | #VALUE! | #VALUE! |  |  | #VALUE! | #VALUE! | #VALUE! | #VALUE! | #VALUE! |  |  | #VALUE! | #VALUE! | #VALUE! | #VALUE! | #VALUE! | #VALUE! | #VALUE! | #VALUE! |  |  | #VALUE! | #VALUE! | #VALUE! | #VALUE! | #VALUE! |  |  | #VALUE! | #VALUE! | #VALUE! | #VALUE! | #VALUE! | #VALUE! | #VALUE! | #VALUE! | 0 | #REF! | #VALUE! | #VALUE! | #VALUE! | #VALUE! | #VALUE! | #VALUE! | #VALUE! | 0
|  |  |  | 0 | 51 | 0 |  |  | 1 | 1.0842e-19 | 0 | 1.0669e-18 | 1.0669e-18 | 1.0669e-18 | 0 | 0 |  |  |  |  | #VALUE! | #VALUE! | #VALUE! |  |  | #VALUE! | #VALUE! | #VALUE! | #VALUE! | #VALUE! | #VALUE! | #VALUE! | #VALUE! |  |  |  |  | #VALUE! | #VALUE! | #VALUE! |  |  | #VALUE! | #VALUE! | #VALUE! | #VALUE! | #VALUE! | #VALUE! | #VALUE! | #VALUE! |  |  |  |  | #VALUE! | #VALUE! | #VALUE! |  |  | #VALUE! | #VALUE! | #VALUE! | #VALUE! | #VALUE! | #VALUE! | #VALUE! | #VALUE! |  |  |  |  | #VALUE! | #VALUE! | #VALUE! |  |  | #VALUE! | #VALUE! | #VALUE! | #VALUE! | #VALUE! | #VALUE! | #VALUE! | #VALUE! |  |  |  |  | #VALUE! | #VALUE! | #VALUE! |  |  | #VALUE! | #VALUE! | #VALUE! | #VALUE! | #VALUE! | #VALUE! | #VALUE! | #VALUE! |  |  | #VALUE! | #VALUE! | #VALUE! | #VALUE! | #VALUE! |  |  | #VALUE! | #VALUE! | #VALUE! | #VALUE! | #VALUE! | #VALUE! | #VALUE! | #VALUE! |  |  | #VALUE! | #VALUE! | #VALUE! | #VALUE! | #VALUE! |  |  | #VALUE! | #VALUE! | #VALUE! | #VALUE! | #VALUE! | #VALUE! | #VALUE! | #VALUE! | 0 | #REF! | #VALUE! | #VALUE! | #VALUE! | #VALUE! | #VALUE! | #VALUE! | #VALUE! | 0
|  |  |  | 0 | 51 | 0 |  |  | 1 | 1.0842e-19 | 0 | 1.0669e-18 | 1.0669e-18 | 1.0669e-18 | 0 | 0 |  |  |  |  | #VALUE! | #VALUE! | #VALUE! |  |  | #VALUE! | #VALUE! | #VALUE! | #VALUE! | #VALUE! | #VALUE! | #VALUE! | #VALUE! |  |  |  |  | #VALUE! | #VALUE! | #VALUE! |  |  | #VALUE! | #VALUE! | #VALUE! | #VALUE! | #VALUE! | #VALUE! | #VALUE! | #VALUE! |  |  |  |  | #VALUE! | #VALUE! | #VALUE! |  |  | #VALUE! | #VALUE! | #VALUE! | #VALUE! | #VALUE! | #VALUE! | #VALUE! | #VALUE! |  |  |  |  | #VALUE! | #VALUE! | #VALUE! |  |  | #VALUE! | #VALUE! | #VALUE! | #VALUE! | #VALUE! | #VALUE! | #VALUE! | #VALUE! |  |  |  |  | #VALUE! | #VALUE! | #VALUE! |  |  | #VALUE! | #VALUE! | #VALUE! | #VALUE! | #VALUE! | #VALUE! | #VALUE! | #VALUE! |  |  | #VALUE! | #VALUE! | #VALUE! | #VALUE! | #VALUE! |  |  | #VALUE! | #VALUE! | #VALUE! | #VALUE! | #VALUE! | #VALUE! | #VALUE! | #VALUE! |  |  | #VALUE! | #VALUE! | #VALUE! | #VALUE! | #VALUE! |  |  | #VALUE! | #VALUE! | #VALUE! | #VALUE! | #VALUE! | #VALUE! | #VALUE! | #VALUE! | 0 | #REF! | #VALUE! | #VALUE! | #VALUE! | #VALUE! | #VALUE! | #VALUE! | #VALUE! | 0
|  |  |  | 0 | 51 | 0 |  |  | 1 | 1.0842e-19 | 0 | 1.0669e-18 | 1.0669e-18 | 1.0669e-18 | 0 | 0 |  |  |  |  | #VALUE! | #VALUE! | #VALUE! |  |  | #VALUE! | #VALUE! | #VALUE! | #VALUE! | #VALUE! | #VALUE! | #VALUE! | #VALUE! |  |  |  |  | #VALUE! | #VALUE! | #VALUE! |  |  | #VALUE! | #VALUE! | #VALUE! | #VALUE! | #VALUE! | #VALUE! | #VALUE! | #VALUE! |  |  |  |  | #VALUE! | #VALUE! | #VALUE! |  |  | #VALUE! | #VALUE! | #VALUE! | #VALUE! | #VALUE! | #VALUE! | #VALUE! | #VALUE! |  |  |  |  | #VALUE! | #VALUE! | #VALUE! |  |  | #VALUE! | #VALUE! | #VALUE! | #VALUE! | #VALUE! | #VALUE! | #VALUE! | #VALUE! |  |  |  |  | #VALUE! | #VALUE! | #VALUE! |  |  | #VALUE! | #VALUE! | #VALUE! | #VALUE! | #VALUE! | #VALUE! | #VALUE! | #VALUE! |  |  | #VALUE! | #VALUE! | #VALUE! | #VALUE! | #VALUE! |  |  | #VALUE! | #VALUE! | #VALUE! | #VALUE! | #VALUE! | #VALUE! | #VALUE! | #VALUE! |  |  | #VALUE! | #VALUE! | #VALUE! | #VALUE! | #VALUE! |  |  | #VALUE! | #VALUE! | #VALUE! | #VALUE! | #VALUE! | #VALUE! | #VALUE! | #VALUE! | 0 | #REF! | #VALUE! | #VALUE! | #VALUE! | #VALUE! | #VALUE! | #VALUE! | #VALUE! | 0
|  |  |  | 0 | 51 | 0 |  |  | 1 | 1.0842e-19 | 0 | 1.0669e-18 | 1.0669e-18 | 1.0669e-18 | 0 | 0 |  |  |  |  | #VALUE! | #VALUE! | #VALUE! |  |  | #VALUE! | #VALUE! | #VALUE! | #VALUE! | #VALUE! | #VALUE! | #VALUE! | #VALUE! |  |  |  |  | #VALUE! | #VALUE! | #VALUE! |  |  | #VALUE! | #VALUE! | #VALUE! | #VALUE! | #VALUE! | #VALUE! | #VALUE! | #VALUE! |  |  |  |  | #VALUE! | #VALUE! | #VALUE! |  |  | #VALUE! | #VALUE! | #VALUE! | #VALUE! | #VALUE! | #VALUE! | #VALUE! | #VALUE! |  |  |  |  | #VALUE! | #VALUE! | #VALUE! |  |  | #VALUE! | #VALUE! | #VALUE! | #VALUE! | #VALUE! | #VALUE! | #VALUE! | #VALUE! |  |  |  |  | #VALUE! | #VALUE! | #VALUE! |  |  | #VALUE! | #VALUE! | #VALUE! | #VALUE! | #VALUE! | #VALUE! | #VALUE! | #VALUE! |  |  | #VALUE! | #VALUE! | #VALUE! | #VALUE! | #VALUE! |  |  | #VALUE! | #VALUE! | #VALUE! | #VALUE! | #VALUE! | #VALUE! | #VALUE! | #VALUE! |  |  | #VALUE! | #VALUE! | #VALUE! | #VALUE! | #VALUE! |  |  | #VALUE! | #VALUE! | #VALUE! | #VALUE! | #VALUE! | #VALUE! | #VALUE! | #VALUE! | 0 | #REF! | #VALUE! | #VALUE! | #VALUE! | #VALUE! | #VALUE! | #VALUE! | #VALUE! | 0
|  |  |  | 0 | 51 | 0 |  |  | 1 | 1.0842e-19 | 0 | 1.0669e-18 | 1.0669e-18 | 1.0669e-18 | 0 | 0 |  |  |  |  | #VALUE! | #VALUE! | #VALUE! |  |  | #VALUE! | #VALUE! | #VALUE! | #VALUE! | #VALUE! | #VALUE! | #VALUE! | #VALUE! |  |  |  |  | #VALUE! | #VALUE! | #VALUE! |  |  | #VALUE! | #VALUE! | #VALUE! | #VALUE! | #VALUE! | #VALUE! | #VALUE! | #VALUE! |  |  |  |  | #VALUE! | #VALUE! | #VALUE! |  |  | #VALUE! | #VALUE! | #VALUE! | #VALUE! | #VALUE! | #VALUE! | #VALUE! | #VALUE! |  |  |  |  | #VALUE! | #VALUE! | #VALUE! |  |  | #VALUE! | #VALUE! | #VALUE! | #VALUE! | #VALUE! | #VALUE! | #VALUE! | #VALUE! |  |  |  |  | #VALUE! | #VALUE! | #VALUE! |  |  | #VALUE! | #VALUE! | #VALUE! | #VALUE! | #VALUE! | #VALUE! | #VALUE! | #VALUE! |  |  | #VALUE! | #VALUE! | #VALUE! | #VALUE! | #VALUE! |  |  | #VALUE! | #VALUE! | #VALUE! | #VALUE! | #VALUE! | #VALUE! | #VALUE! | #VALUE! |  |  | #VALUE! | #VALUE! | #VALUE! | #VALUE! | #VALUE! |  |  | #VALUE! | #VALUE! | #VALUE! | #VALUE! | #VALUE! | #VALUE! | #VALUE! | #VALUE! | 0 | #REF! | #VALUE! | #VALUE! | #VALUE! | #VALUE! | #VALUE! | #VALUE! | #VALUE! | 0
|  |  |  | 0 | 51 | 0 |  |  | 1 | 1.0842e-19 | 0 | 1.0669e-18 | 1.0669e-18 | 1.0669e-18 | 0 | 0 |  |  |  |  | #VALUE! | #VALUE! | #VALUE! |  |  | #VALUE! | #VALUE! | #VALUE! | #VALUE! | #VALUE! | #VALUE! | #VALUE! | #VALUE! |  |  |  |  | #VALUE! | #VALUE! | #VALUE! |  |  | #VALUE! | #VALUE! | #VALUE! | #VALUE! | #VALUE! | #VALUE! | #VALUE! | #VALUE! |  |  |  |  | #VALUE! | #VALUE! | #VALUE! |  |  | #VALUE! | #VALUE! | #VALUE! | #VALUE! | #VALUE! | #VALUE! | #VALUE! | #VALUE! |  |  |  |  | #VALUE! | #VALUE! | #VALUE! |  |  | #VALUE! | #VALUE! | #VALUE! | #VALUE! | #VALUE! | #VALUE! | #VALUE! | #VALUE! |  |  |  |  | #VALUE! | #VALUE! | #VALUE! |  |  | #VALUE! | #VALUE! | #VALUE! | #VALUE! | #VALUE! | #VALUE! | #VALUE! | #VALUE! |  |  | #VALUE! | #VALUE! | #VALUE! | #VALUE! | #VALUE! |  |  | #VALUE! | #VALUE! | #VALUE! | #VALUE! | #VALUE! | #VALUE! | #VALUE! | #VALUE! |  |  | #VALUE! | #VALUE! | #VALUE! | #VALUE! | #VALUE! |  |  | #VALUE! | #VALUE! | #VALUE! | #VALUE! | #VALUE! | #VALUE! | #VALUE! | #VALUE! | 0 | #REF! | #VALUE! | #VALUE! | #VALUE! | #VALUE! | #VALUE! | #VALUE! | #VALUE! | 0
|  |  |  | 0 | 51 | 0 |  |  | 1 | 1.0842e-19 | 0 | 1.0669e-18 | 1.0669e-18 | 1.0669e-18 | 0 | 0 |  |  |  |  | #VALUE! | #VALUE! | #VALUE! |  |  | #VALUE! | #VALUE! | #VALUE! | #VALUE! | #VALUE! | #VALUE! | #VALUE! | #VALUE! |  |  |  |  | #VALUE! | #VALUE! | #VALUE! |  |  | #VALUE! | #VALUE! | #VALUE! | #VALUE! | #VALUE! | #VALUE! | #VALUE! | #VALUE! |  |  |  |  | #VALUE! | #VALUE! | #VALUE! |  |  | #VALUE! | #VALUE! | #VALUE! | #VALUE! | #VALUE! | #VALUE! | #VALUE! | #VALUE! |  |  |  |  | #VALUE! | #VALUE! | #VALUE! |  |  | #VALUE! | #VALUE! | #VALUE! | #VALUE! | #VALUE! | #VALUE! | #VALUE! | #VALUE! |  |  |  |  | #VALUE! | #VALUE! | #VALUE! |  |  | #VALUE! | #VALUE! | #VALUE! | #VALUE! | #VALUE! | #VALUE! | #VALUE! | #VALUE! |  |  | #VALUE! | #VALUE! | #VALUE! | #VALUE! | #VALUE! |  |  | #VALUE! | #VALUE! | #VALUE! | #VALUE! | #VALUE! | #VALUE! | #VALUE! | #VALUE! |  |  | #VALUE! | #VALUE! | #VALUE! | #VALUE! | #VALUE! |  |  | #VALUE! | #VALUE! | #VALUE! | #VALUE! | #VALUE! | #VALUE! | #VALUE! | #VALUE! | 0 | #REF! | #VALUE! | #VALUE! | #VALUE! | #VALUE! | #VALUE! | #VALUE! | #VALUE! | 0
|  |  |  | 0 | 51 | 0 |  |  | 1 | 1.0842e-19 | 0 | 1.0669e-18 | 1.0669e-18 | 1.0669e-18 | 0 | 0 |  |  |  |  | #VALUE! | #VALUE! | #VALUE! |  |  | #VALUE! | #VALUE! | #VALUE! | #VALUE! | #VALUE! | #VALUE! | #VALUE! | #VALUE! |  |  |  |  | #VALUE! | #VALUE! | #VALUE! |  |  | #VALUE! | #VALUE! | #VALUE! | #VALUE! | #VALUE! | #VALUE! | #VALUE! | #VALUE! |  |  |  |  | #VALUE! | #VALUE! | #VALUE! |  |  | #VALUE! | #VALUE! | #VALUE! | #VALUE! | #VALUE! | #VALUE! | #VALUE! | #VALUE! |  |  |  |  | #VALUE! | #VALUE! | #VALUE! |  |  | #VALUE! | #VALUE! | #VALUE! | #VALUE! | #VALUE! | #VALUE! | #VALUE! | #VALUE! |  |  |  |  | #VALUE! | #VALUE! | #VALUE! |  |  | #VALUE! | #VALUE! | #VALUE! | #VALUE! | #VALUE! | #VALUE! | #VALUE! | #VALUE! |  |  | #VALUE! | #VALUE! | #VALUE! | #VALUE! | #VALUE! |  |  | #VALUE! | #VALUE! | #VALUE! | #VALUE! | #VALUE! | #VALUE! | #VALUE! | #VALUE! |  |  | #VALUE! | #VALUE! | #VALUE! | #VALUE! | #VALUE! |  |  | #VALUE! | #VALUE! | #VALUE! | #VALUE! | #VALUE! | #VALUE! | #VALUE! | #VALUE! | 0 | #REF! | #VALUE! | #VALUE! | #VALUE! | #VALUE! | #VALUE! | #VALUE! | #VALUE! | 0
|  |  |  | 0 | 51 | 0 |  |  | 1 | 1.0842e-19 | 0 | 1.0669e-18 | 1.0669e-18 | 1.0669e-18 | 0 | 0 |  |  |  |  | #VALUE! | #VALUE! | #VALUE! |  |  | #VALUE! | #VALUE! | #VALUE! | #VALUE! | #VALUE! | #VALUE! | #VALUE! | #VALUE! |  |  |  |  | #VALUE! | #VALUE! | #VALUE! |  |  | #VALUE! | #VALUE! | #VALUE! | #VALUE! | #VALUE! | #VALUE! | #VALUE! | #VALUE! |  |  |  |  | #VALUE! | #VALUE! | #VALUE! |  |  | #VALUE! | #VALUE! | #VALUE! | #VALUE! | #VALUE! | #VALUE! | #VALUE! | #VALUE! |  |  |  |  | #VALUE! | #VALUE! | #VALUE! |  |  | #VALUE! | #VALUE! | #VALUE! | #VALUE! | #VALUE! | #VALUE! | #VALUE! | #VALUE! |  |  |  |  | #VALUE! | #VALUE! | #VALUE! |  |  | #VALUE! | #VALUE! | #VALUE! | #VALUE! | #VALUE! | #VALUE! | #VALUE! | #VALUE! |  |  | #VALUE! | #VALUE! | #VALUE! | #VALUE! | #VALUE! |  |  | #VALUE! | #VALUE! | #VALUE! | #VALUE! | #VALUE! | #VALUE! | #VALUE! | #VALUE! |  |  | #VALUE! | #VALUE! | #VALUE! | #VALUE! | #VALUE! |  |  | #VALUE! | #VALUE! | #VALUE! | #VALUE! | #VALUE! | #VALUE! | #VALUE! | #VALUE! | 0 | #REF! | #VALUE! | #VALUE! | #VALUE! | #VALUE! | #VALUE! | #VALUE! | #VALUE! | 0
|  |  |  | 0 | 51 | 0 |  |  | 1 | 1.0842e-19 | 0 | 1.0669e-18 | 1.0669e-18 | 1.0669e-18 | 0 | 0 |  |  |  |  | #VALUE! | #VALUE! | #VALUE! |  |  | #VALUE! | #VALUE! | #VALUE! | #VALUE! | #VALUE! | #VALUE! | #VALUE! | #VALUE! |  |  |  |  | #VALUE! | #VALUE! | #VALUE! |  |  | #VALUE! | #VALUE! | #VALUE! | #VALUE! | #VALUE! | #VALUE! | #VALUE! | #VALUE! |  |  |  |  | #VALUE! | #VALUE! | #VALUE! |  |  | #VALUE! | #VALUE! | #VALUE! | #VALUE! | #VALUE! | #VALUE! | #VALUE! | #VALUE! |  |  |  |  | #VALUE! | #VALUE! | #VALUE! |  |  | #VALUE! | #VALUE! | #VALUE! | #VALUE! | #VALUE! | #VALUE! | #VALUE! | #VALUE! |  |  |  |  | #VALUE! | #VALUE! | #VALUE! |  |  | #VALUE! | #VALUE! | #VALUE! | #VALUE! | #VALUE! | #VALUE! | #VALUE! | #VALUE! |  |  | #VALUE! | #VALUE! | #VALUE! | #VALUE! | #VALUE! |  |  | #VALUE! | #VALUE! | #VALUE! | #VALUE! | #VALUE! | #VALUE! | #VALUE! | #VALUE! |  |  | #VALUE! | #VALUE! | #VALUE! | #VALUE! | #VALUE! |  |  | #VALUE! | #VALUE! | #VALUE! | #VALUE! | #VALUE! | #VALUE! | #VALUE! | #VALUE! | 0 | #REF! | #VALUE! | #VALUE! | #VALUE! | #VALUE! | #VALUE! | #VALUE! | #VALUE! | 0
|  |  |  | 0 | 51 | 0 |  |  | 1 | 1.0842e-19 | 0 | 1.0669e-18 | 1.0669e-18 | 1.0669e-18 | 0 | 0 |  |  |  |  | #VALUE! | #VALUE! | #VALUE! |  |  | #VALUE! | #VALUE! | #VALUE! | #VALUE! | #VALUE! | #VALUE! | #VALUE! | #VALUE! |  |  |  |  | #VALUE! | #VALUE! | #VALUE! |  |  | #VALUE! | #VALUE! | #VALUE! | #VALUE! | #VALUE! | #VALUE! | #VALUE! | #VALUE! |  |  |  |  | #VALUE! | #VALUE! | #VALUE! |  |  | #VALUE! | #VALUE! | #VALUE! | #VALUE! | #VALUE! | #VALUE! | #VALUE! | #VALUE! |  |  |  |  | #VALUE! | #VALUE! | #VALUE! |  |  | #VALUE! | #VALUE! | #VALUE! | #VALUE! | #VALUE! | #VALUE! | #VALUE! | #VALUE! |  |  |  |  | #VALUE! | #VALUE! | #VALUE! |  |  | #VALUE! | #VALUE! | #VALUE! | #VALUE! | #VALUE! | #VALUE! | #VALUE! | #VALUE! |  |  | #VALUE! | #VALUE! | #VALUE! | #VALUE! | #VALUE! |  |  | #VALUE! | #VALUE! | #VALUE! | #VALUE! | #VALUE! | #VALUE! | #VALUE! | #VALUE! |  |  | #VALUE! | #VALUE! | #VALUE! | #VALUE! | #VALUE! |  |  | #VALUE! | #VALUE! | #VALUE! | #VALUE! | #VALUE! | #VALUE! | #VALUE! | #VALUE! | 0 | #REF! | #VALUE! | #VALUE! | #VALUE! | #VALUE! | #VALUE! | #VALUE! | #VALUE! | 0
|  |  |  | 0 | 51 | 0 |  |  | 1 | 1.0842e-19 | 0 | 1.0669e-18 | 1.0669e-18 | 1.0669e-18 | 0 | 0 |  |  |  |  | #VALUE! | #VALUE! | #VALUE! |  |  | #VALUE! | #VALUE! | #VALUE! | #VALUE! | #VALUE! | #VALUE! | #VALUE! | #VALUE! |  |  |  |  | #VALUE! | #VALUE! | #VALUE! |  |  | #VALUE! | #VALUE! | #VALUE! | #VALUE! | #VALUE! | #VALUE! | #VALUE! | #VALUE! |  |  |  |  | #VALUE! | #VALUE! | #VALUE! |  |  | #VALUE! | #VALUE! | #VALUE! | #VALUE! | #VALUE! | #VALUE! | #VALUE! | #VALUE! |  |  |  |  | #VALUE! | #VALUE! | #VALUE! |  |  | #VALUE! | #VALUE! | #VALUE! | #VALUE! | #VALUE! | #VALUE! | #VALUE! | #VALUE! |  |  |  |  | #VALUE! | #VALUE! | #VALUE! |  |  | #VALUE! | #VALUE! | #VALUE! | #VALUE! | #VALUE! | #VALUE! | #VALUE! | #VALUE! |  |  | #VALUE! | #VALUE! | #VALUE! | #VALUE! | #VALUE! |  |  | #VALUE! | #VALUE! | #VALUE! | #VALUE! | #VALUE! | #VALUE! | #VALUE! | #VALUE! |  |  | #VALUE! | #VALUE! | #VALUE! | #VALUE! | #VALUE! |  |  | #VALUE! | #VALUE! | #VALUE! | #VALUE! | #VALUE! | #VALUE! | #VALUE! | #VALUE! | 0 | #REF! | #VALUE! | #VALUE! | #VALUE! | #VALUE! | #VALUE! | #VALUE! | #VALUE! | 0
|  |  |  | 0 | 51 | 0 |  |  | 1 | 1.0842e-19 | 0 | 1.0669e-18 | 1.0669e-18 | 1.0669e-18 | 0 | 0 |  |  |  |  | #VALUE! | #VALUE! | #VALUE! |  |  | #VALUE! | #VALUE! | #VALUE! | #VALUE! | #VALUE! | #VALUE! | #VALUE! | #VALUE! |  |  |  |  | #VALUE! | #VALUE! | #VALUE! |  |  | #VALUE! | #VALUE! | #VALUE! | #VALUE! | #VALUE! | #VALUE! | #VALUE! | #VALUE! |  |  |  |  | #VALUE! | #VALUE! | #VALUE! |  |  | #VALUE! | #VALUE! | #VALUE! | #VALUE! | #VALUE! | #VALUE! | #VALUE! | #VALUE! |  |  |  |  | #VALUE! | #VALUE! | #VALUE! |  |  | #VALUE! | #VALUE! | #VALUE! | #VALUE! | #VALUE! | #VALUE! | #VALUE! | #VALUE! |  |  |  |  | #VALUE! | #VALUE! | #VALUE! |  |  | #VALUE! | #VALUE! | #VALUE! | #VALUE! | #VALUE! | #VALUE! | #VALUE! | #VALUE! |  |  | #VALUE! | #VALUE! | #VALUE! | #VALUE! | #VALUE! |  |  | #VALUE! | #VALUE! | #VALUE! | #VALUE! | #VALUE! | #VALUE! | #VALUE! | #VALUE! |  |  | #VALUE! | #VALUE! | #VALUE! | #VALUE! | #VALUE! |  |  | #VALUE! | #VALUE! | #VALUE! | #VALUE! | #VALUE! | #VALUE! | #VALUE! | #VALUE! | 0 | #REF! | #VALUE! | #VALUE! | #VALUE! | #VALUE! | #VALUE! | #VALUE! | #VALUE! | 0
|  |  |  | 0 | 51 | 0 |  |  | 1 | 1.0842e-19 | 0 | 1.0669e-18 | 1.0669e-18 | 1.0669e-18 | 0 | 0 |  |  |  |  | #VALUE! | #VALUE! | #VALUE! |  |  | #VALUE! | #VALUE! | #VALUE! | #VALUE! | #VALUE! | #VALUE! | #VALUE! | #VALUE! |  |  |  |  | #VALUE! | #VALUE! | #VALUE! |  |  | #VALUE! | #VALUE! | #VALUE! | #VALUE! | #VALUE! | #VALUE! | #VALUE! | #VALUE! |  |  |  |  | #VALUE! | #VALUE! | #VALUE! |  |  | #VALUE! | #VALUE! | #VALUE! | #VALUE! | #VALUE! | #VALUE! | #VALUE! | #VALUE! |  |  |  |  | #VALUE! | #VALUE! | #VALUE! |  |  | #VALUE! | #VALUE! | #VALUE! | #VALUE! | #VALUE! | #VALUE! | #VALUE! | #VALUE! |  |  |  |  | #VALUE! | #VALUE! | #VALUE! |  |  | #VALUE! | #VALUE! | #VALUE! | #VALUE! | #VALUE! | #VALUE! | #VALUE! | #VALUE! |  |  | #VALUE! | #VALUE! | #VALUE! | #VALUE! | #VALUE! |  |  | #VALUE! | #VALUE! | #VALUE! | #VALUE! | #VALUE! | #VALUE! | #VALUE! | #VALUE! |  |  | #VALUE! | #VALUE! | #VALUE! | #VALUE! | #VALUE! |  |  | #VALUE! | #VALUE! | #VALUE! | #VALUE! | #VALUE! | #VALUE! | #VALUE! | #VALUE! | 0 | #REF! | #VALUE! | #VALUE! | #VALUE! | #VALUE! | #VALUE! | #VALUE! | #VALUE! | 0
|  |  |  | 0 | 51 | 0 |  |  | 1 | 1.0842e-19 | 0 | 1.0669e-18 | 1.0669e-18 | 1.0669e-18 | 0 | 0 |  |  |  |  | #VALUE! | #VALUE! | #VALUE! |  |  | #VALUE! | #VALUE! | #VALUE! | #VALUE! | #VALUE! | #VALUE! | #VALUE! | #VALUE! |  |  |  |  | #VALUE! | #VALUE! | #VALUE! |  |  | #VALUE! | #VALUE! | #VALUE! | #VALUE! | #VALUE! | #VALUE! | #VALUE! | #VALUE! |  |  |  |  | #VALUE! | #VALUE! | #VALUE! |  |  | #VALUE! | #VALUE! | #VALUE! | #VALUE! | #VALUE! | #VALUE! | #VALUE! | #VALUE! |  |  |  |  | #VALUE! | #VALUE! | #VALUE! |  |  | #VALUE! | #VALUE! | #VALUE! | #VALUE! | #VALUE! | #VALUE! | #VALUE! | #VALUE! |  |  |  |  | #VALUE! | #VALUE! | #VALUE! |  |  | #VALUE! | #VALUE! | #VALUE! | #VALUE! | #VALUE! | #VALUE! | #VALUE! | #VALUE! |  |  | #VALUE! | #VALUE! | #VALUE! | #VALUE! | #VALUE! |  |  | #VALUE! | #VALUE! | #VALUE! | #VALUE! | #VALUE! | #VALUE! | #VALUE! | #VALUE! |  |  | #VALUE! | #VALUE! | #VALUE! | #VALUE! | #VALUE! |  |  | #VALUE! | #VALUE! | #VALUE! | #VALUE! | #VALUE! | #VALUE! | #VALUE! | #VALUE! | 0 | #REF! | #VALUE! | #VALUE! | #VALUE! | #VALUE! | #VALUE! | #VALUE! | #VALUE! | 0
|  |  |  | 0 | 51 | 0 |  |  | 1 | 1.0842e-19 | 0 | 1.0669e-18 | 1.0669e-18 | 1.0669e-18 | 0 | 0 |  |  |  |  | #VALUE! | #VALUE! | #VALUE! |  |  | #VALUE! | #VALUE! | #VALUE! | #VALUE! | #VALUE! | #VALUE! | #VALUE! | #VALUE! |  |  |  |  | #VALUE! | #VALUE! | #VALUE! |  |  | #VALUE! | #VALUE! | #VALUE! | #VALUE! | #VALUE! | #VALUE! | #VALUE! | #VALUE! |  |  |  |  | #VALUE! | #VALUE! | #VALUE! |  |  | #VALUE! | #VALUE! | #VALUE! | #VALUE! | #VALUE! | #VALUE! | #VALUE! | #VALUE! |  |  |  |  | #VALUE! | #VALUE! | #VALUE! |  |  | #VALUE! | #VALUE! | #VALUE! | #VALUE! | #VALUE! | #VALUE! | #VALUE! | #VALUE! |  |  |  |  | #VALUE! | #VALUE! | #VALUE! |  |  | #VALUE! | #VALUE! | #VALUE! | #VALUE! | #VALUE! | #VALUE! | #VALUE! | #VALUE! |  |  | #VALUE! | #VALUE! | #VALUE! | #VALUE! | #VALUE! |  |  | #VALUE! | #VALUE! | #VALUE! | #VALUE! | #VALUE! | #VALUE! | #VALUE! | #VALUE! |  |  | #VALUE! | #VALUE! | #VALUE! | #VALUE! | #VALUE! |  |  | #VALUE! | #VALUE! | #VALUE! | #VALUE! | #VALUE! | #VALUE! | #VALUE! | #VALUE! | 0 | #REF! | #VALUE! | #VALUE! | #VALUE! | #VALUE! | #VALUE! | #VALUE! | #VALUE! | 0
|  |  |  | 0 | 51 | 0 |  |  | 1 | 1.0842e-19 | 0 | 1.0669e-18 | 1.0669e-18 | 1.0669e-18 | 0 | 0 |  |  |  |  | #VALUE! | #VALUE! | #VALUE! |  |  | #VALUE! | #VALUE! | #VALUE! | #VALUE! | #VALUE! | #VALUE! | #VALUE! | #VALUE! |  |  |  |  | #VALUE! | #VALUE! | #VALUE! |  |  | #VALUE! | #VALUE! | #VALUE! | #VALUE! | #VALUE! | #VALUE! | #VALUE! | #VALUE! |  |  |  |  | #VALUE! | #VALUE! | #VALUE! |  |  | #VALUE! | #VALUE! | #VALUE! | #VALUE! | #VALUE! | #VALUE! | #VALUE! | #VALUE! |  |  |  |  | #VALUE! | #VALUE! | #VALUE! |  |  | #VALUE! | #VALUE! | #VALUE! | #VALUE! | #VALUE! | #VALUE! | #VALUE! | #VALUE! |  |  |  |  | #VALUE! | #VALUE! | #VALUE! |  |  | #VALUE! | #VALUE! | #VALUE! | #VALUE! | #VALUE! | #VALUE! | #VALUE! | #VALUE! |  |  | #VALUE! | #VALUE! | #VALUE! | #VALUE! | #VALUE! |  |  | #VALUE! | #VALUE! | #VALUE! | #VALUE! | #VALUE! | #VALUE! | #VALUE! | #VALUE! |  |  | #VALUE! | #VALUE! | #VALUE! | #VALUE! | #VALUE! |  |  | #VALUE! | #VALUE! | #VALUE! | #VALUE! | #VALUE! | #VALUE! | #VALUE! | #VALUE! | 0 | #REF! | #VALUE! | #VALUE! | #VALUE! | #VALUE! | #VALUE! | #VALUE! | #VALUE! | 0
|  |  |  | 0 | 51 | 0 |  |  | 1 | 1.0842e-19 | 0 | 1.0669e-18 | 1.0669e-18 | 1.0669e-18 | 0 | 0 |  |  |  |  | #VALUE! | #VALUE! | #VALUE! |  |  | #VALUE! | #VALUE! | #VALUE! | #VALUE! | #VALUE! | #VALUE! | #VALUE! | #VALUE! |  |  |  |  | #VALUE! | #VALUE! | #VALUE! |  |  | #VALUE! | #VALUE! | #VALUE! | #VALUE! | #VALUE! | #VALUE! | #VALUE! | #VALUE! |  |  |  |  | #VALUE! | #VALUE! | #VALUE! |  |  | #VALUE! | #VALUE! | #VALUE! | #VALUE! | #VALUE! | #VALUE! | #VALUE! | #VALUE! |  |  |  |  | #VALUE! | #VALUE! | #VALUE! |  |  | #VALUE! | #VALUE! | #VALUE! | #VALUE! | #VALUE! | #VALUE! | #VALUE! | #VALUE! |  |  |  |  | #VALUE! | #VALUE! | #VALUE! |  |  | #VALUE! | #VALUE! | #VALUE! | #VALUE! | #VALUE! | #VALUE! | #VALUE! | #VALUE! |  |  | #VALUE! | #VALUE! | #VALUE! | #VALUE! | #VALUE! |  |  | #VALUE! | #VALUE! | #VALUE! | #VALUE! | #VALUE! | #VALUE! | #VALUE! | #VALUE! |  |  | #VALUE! | #VALUE! | #VALUE! | #VALUE! | #VALUE! |  |  | #VALUE! | #VALUE! | #VALUE! | #VALUE! | #VALUE! | #VALUE! | #VALUE! | #VALUE! | 0 | #REF! | #VALUE! | #VALUE! | #VALUE! | #VALUE! | #VALUE! | #VALUE! | #VALUE! | 0
|  |  |  | 0 | 51 | 0 |  |  | 1 | 1.0842e-19 | 0 | 1.0669e-18 | 1.0669e-18 | 1.0669e-18 | 0 | 0 |  |  |  |  | #VALUE! | #VALUE! | #VALUE! |  |  | #VALUE! | #VALUE! | #VALUE! | #VALUE! | #VALUE! | #VALUE! | #VALUE! | #VALUE! |  |  |  |  | #VALUE! | #VALUE! | #VALUE! |  |  | #VALUE! | #VALUE! | #VALUE! | #VALUE! | #VALUE! | #VALUE! | #VALUE! | #VALUE! |  |  |  |  | #VALUE! | #VALUE! | #VALUE! |  |  | #VALUE! | #VALUE! | #VALUE! | #VALUE! | #VALUE! | #VALUE! | #VALUE! | #VALUE! |  |  |  |  | #VALUE! | #VALUE! | #VALUE! |  |  | #VALUE! | #VALUE! | #VALUE! | #VALUE! | #VALUE! | #VALUE! | #VALUE! | #VALUE! |  |  |  |  | #VALUE! | #VALUE! | #VALUE! |  |  | #VALUE! | #VALUE! | #VALUE! | #VALUE! | #VALUE! | #VALUE! | #VALUE! | #VALUE! |  |  | #VALUE! | #VALUE! | #VALUE! | #VALUE! | #VALUE! |  |  | #VALUE! | #VALUE! | #VALUE! | #VALUE! | #VALUE! | #VALUE! | #VALUE! | #VALUE! |  |  | #VALUE! | #VALUE! | #VALUE! | #VALUE! | #VALUE! |  |  | #VALUE! | #VALUE! | #VALUE! | #VALUE! | #VALUE! | #VALUE! | #VALUE! | #VALUE! | 0 | #REF! | #VALUE! | #VALUE! | #VALUE! | #VALUE! | #VALUE! | #VALUE! | #VALUE! | 0
|  |  |  | 0 | 51 | 0 |  |  | 1 | 1.0842e-19 | 0 | 1.0669e-18 | 1.0669e-18 | 1.0669e-18 | 0 | 0 |  |  |  |  | #VALUE! | #VALUE! | #VALUE! |  |  | #VALUE! | #VALUE! | #VALUE! | #VALUE! | #VALUE! | #VALUE! | #VALUE! | #VALUE! |  |  |  |  | #VALUE! | #VALUE! | #VALUE! |  |  | #VALUE! | #VALUE! | #VALUE! | #VALUE! | #VALUE! | #VALUE! | #VALUE! | #VALUE! |  |  |  |  | #VALUE! | #VALUE! | #VALUE! |  |  | #VALUE! | #VALUE! | #VALUE! | #VALUE! | #VALUE! | #VALUE! | #VALUE! | #VALUE! |  |  |  |  | #VALUE! | #VALUE! | #VALUE! |  |  | #VALUE! | #VALUE! | #VALUE! | #VALUE! | #VALUE! | #VALUE! | #VALUE! | #VALUE! |  |  |  |  | #VALUE! | #VALUE! | #VALUE! |  |  | #VALUE! | #VALUE! | #VALUE! | #VALUE! | #VALUE! | #VALUE! | #VALUE! | #VALUE! |  |  | #VALUE! | #VALUE! | #VALUE! | #VALUE! | #VALUE! |  |  | #VALUE! | #VALUE! | #VALUE! | #VALUE! | #VALUE! | #VALUE! | #VALUE! | #VALUE! |  |  | #VALUE! | #VALUE! | #VALUE! | #VALUE! | #VALUE! |  |  | #VALUE! | #VALUE! | #VALUE! | #VALUE! | #VALUE! | #VALUE! | #VALUE! | #VALUE! | 0 | #REF! | #VALUE! | #VALUE! | #VALUE! | #VALUE! | #VALUE! | #VALUE! | #VALUE! | 0
|  |  |  | 0 | 51 | 0 |  |  | 1 | 1.0842e-19 | 0 | 1.0669e-18 | 1.0669e-18 | 1.0669e-18 | 0 | 0 |  |  |  |  | #VALUE! | #VALUE! | #VALUE! |  |  | #VALUE! | #VALUE! | #VALUE! | #VALUE! | #VALUE! | #VALUE! | #VALUE! | #VALUE! |  |  |  |  | #VALUE! | #VALUE! | #VALUE! |  |  | #VALUE! | #VALUE! | #VALUE! | #VALUE! | #VALUE! | #VALUE! | #VALUE! | #VALUE! |  |  |  |  | #VALUE! | #VALUE! | #VALUE! |  |  | #VALUE! | #VALUE! | #VALUE! | #VALUE! | #VALUE! | #VALUE! | #VALUE! | #VALUE! |  |  |  |  | #VALUE! | #VALUE! | #VALUE! |  |  | #VALUE! | #VALUE! | #VALUE! | #VALUE! | #VALUE! | #VALUE! | #VALUE! | #VALUE! |  |  |  |  | #VALUE! | #VALUE! | #VALUE! |  |  | #VALUE! | #VALUE! | #VALUE! | #VALUE! | #VALUE! | #VALUE! | #VALUE! | #VALUE! |  |  | #VALUE! | #VALUE! | #VALUE! | #VALUE! | #VALUE! |  |  | #VALUE! | #VALUE! | #VALUE! | #VALUE! | #VALUE! | #VALUE! | #VALUE! | #VALUE! |  |  | #VALUE! | #VALUE! | #VALUE! | #VALUE! | #VALUE! |  |  | #VALUE! | #VALUE! | #VALUE! | #VALUE! | #VALUE! | #VALUE! | #VALUE! | #VALUE! | 0 | #REF! | #VALUE! | #VALUE! | #VALUE! | #VALUE! | #VALUE! | #VALUE! | #VALUE! | 0
|  |  |  | 0 | 51 | 0 |  |  | 1 | 1.0842e-19 | 0 | 1.0669e-18 | 1.0669e-18 | 1.0669e-18 | 0 | 0 |  |  |  |  | #VALUE! | #VALUE! | #VALUE! |  |  | #VALUE! | #VALUE! | #VALUE! | #VALUE! | #VALUE! | #VALUE! | #VALUE! | #VALUE! |  |  |  |  | #VALUE! | #VALUE! | #VALUE! |  |  | #VALUE! | #VALUE! | #VALUE! | #VALUE! | #VALUE! | #VALUE! | #VALUE! | #VALUE! |  |  |  |  | #VALUE! | #VALUE! | #VALUE! |  |  | #VALUE! | #VALUE! | #VALUE! | #VALUE! | #VALUE! | #VALUE! | #VALUE! | #VALUE! |  |  |  |  | #VALUE! | #VALUE! | #VALUE! |  |  | #VALUE! | #VALUE! | #VALUE! | #VALUE! | #VALUE! | #VALUE! | #VALUE! | #VALUE! |  |  |  |  | #VALUE! | #VALUE! | #VALUE! |  |  | #VALUE! | #VALUE! | #VALUE! | #VALUE! | #VALUE! | #VALUE! | #VALUE! | #VALUE! |  |  | #VALUE! | #VALUE! | #VALUE! | #VALUE! | #VALUE! |  |  | #VALUE! | #VALUE! | #VALUE! | #VALUE! | #VALUE! | #VALUE! | #VALUE! | #VALUE! |  |  | #VALUE! | #VALUE! | #VALUE! | #VALUE! | #VALUE! |  |  | #VALUE! | #VALUE! | #VALUE! | #VALUE! | #VALUE! | #VALUE! | #VALUE! | #VALUE! | 0 | #REF! | #VALUE! | #VALUE! | #VALUE! | #VALUE! | #VALUE! | #VALUE! | #VALUE! | 0
|  |  |  | 0 | 51 | 0 |  |  | 1 | 1.0842e-19 | 0 | 1.0669e-18 | 1.0669e-18 | 1.0669e-18 | 0 | 0 |  |  |  |  | #VALUE! | #VALUE! | #VALUE! |  |  | #VALUE! | #VALUE! | #VALUE! | #VALUE! | #VALUE! | #VALUE! | #VALUE! | #VALUE! |  |  |  |  | #VALUE! | #VALUE! | #VALUE! |  |  | #VALUE! | #VALUE! | #VALUE! | #VALUE! | #VALUE! | #VALUE! | #VALUE! | #VALUE! |  |  |  |  | #VALUE! | #VALUE! | #VALUE! |  |  | #VALUE! | #VALUE! | #VALUE! | #VALUE! | #VALUE! | #VALUE! | #VALUE! | #VALUE! |  |  |  |  | #VALUE! | #VALUE! | #VALUE! |  |  | #VALUE! | #VALUE! | #VALUE! | #VALUE! | #VALUE! | #VALUE! | #VALUE! | #VALUE! |  |  |  |  | #VALUE! | #VALUE! | #VALUE! |  |  | #VALUE! | #VALUE! | #VALUE! | #VALUE! | #VALUE! | #VALUE! | #VALUE! | #VALUE! |  |  | #VALUE! | #VALUE! | #VALUE! | #VALUE! | #VALUE! |  |  | #VALUE! | #VALUE! | #VALUE! | #VALUE! | #VALUE! | #VALUE! | #VALUE! | #VALUE! |  |  | #VALUE! | #VALUE! | #VALUE! | #VALUE! | #VALUE! |  |  | #VALUE! | #VALUE! | #VALUE! | #VALUE! | #VALUE! | #VALUE! | #VALUE! | #VALUE! | 0 | #REF! | #VALUE! | #VALUE! | #VALUE! | #VALUE! | #VALUE! | #VALUE! | #VALUE! | 0
|  |  |  | 0 | 51 | 0 |  |  | 1 | 1.0842e-19 | 0 | 1.0669e-18 | 1.0669e-18 | 1.0669e-18 | 0 | 0 |  |  |  |  | #VALUE! | #VALUE! | #VALUE! |  |  | #VALUE! | #VALUE! | #VALUE! | #VALUE! | #VALUE! | #VALUE! | #VALUE! | #VALUE! |  |  |  |  | #VALUE! | #VALUE! | #VALUE! |  |  | #VALUE! | #VALUE! | #VALUE! | #VALUE! | #VALUE! | #VALUE! | #VALUE! | #VALUE! |  |  |  |  | #VALUE! | #VALUE! | #VALUE! |  |  | #VALUE! | #VALUE! | #VALUE! | #VALUE! | #VALUE! | #VALUE! | #VALUE! | #VALUE! |  |  |  |  | #VALUE! | #VALUE! | #VALUE! |  |  | #VALUE! | #VALUE! | #VALUE! | #VALUE! | #VALUE! | #VALUE! | #VALUE! | #VALUE! |  |  |  |  | #VALUE! | #VALUE! | #VALUE! |  |  | #VALUE! | #VALUE! | #VALUE! | #VALUE! | #VALUE! | #VALUE! | #VALUE! | #VALUE! |  |  | #VALUE! | #VALUE! | #VALUE! | #VALUE! | #VALUE! |  |  | #VALUE! | #VALUE! | #VALUE! | #VALUE! | #VALUE! | #VALUE! | #VALUE! | #VALUE! |  |  | #VALUE! | #VALUE! | #VALUE! | #VALUE! | #VALUE! |  |  | #VALUE! | #VALUE! | #VALUE! | #VALUE! | #VALUE! | #VALUE! | #VALUE! | #VALUE! | 0 | #REF! | #VALUE! | #VALUE! | #VALUE! | #VALUE! | #VALUE! | #VALUE! | #VALUE! | 0
|  |  |  | 0 | 51 | 0 |  |  | 1 | 1.0842e-19 | 0 | 1.0669e-18 | 1.0669e-18 | 1.0669e-18 | 0 | 0 |  |  |  |  | #VALUE! | #VALUE! | #VALUE! |  |  | #VALUE! | #VALUE! | #VALUE! | #VALUE! | #VALUE! | #VALUE! | #VALUE! | #VALUE! |  |  |  |  | #VALUE! | #VALUE! | #VALUE! |  |  | #VALUE! | #VALUE! | #VALUE! | #VALUE! | #VALUE! | #VALUE! | #VALUE! | #VALUE! |  |  |  |  | #VALUE! | #VALUE! | #VALUE! |  |  | #VALUE! | #VALUE! | #VALUE! | #VALUE! | #VALUE! | #VALUE! | #VALUE! | #VALUE! |  |  |  |  | #VALUE! | #VALUE! | #VALUE! |  |  | #VALUE! | #VALUE! | #VALUE! | #VALUE! | #VALUE! | #VALUE! | #VALUE! | #VALUE! |  |  |  |  | #VALUE! | #VALUE! | #VALUE! |  |  | #VALUE! | #VALUE! | #VALUE! | #VALUE! | #VALUE! | #VALUE! | #VALUE! | #VALUE! |  |  | #VALUE! | #VALUE! | #VALUE! | #VALUE! | #VALUE! |  |  | #VALUE! | #VALUE! | #VALUE! | #VALUE! | #VALUE! | #VALUE! | #VALUE! | #VALUE! |  |  | #VALUE! | #VALUE! | #VALUE! | #VALUE! | #VALUE! |  |  | #VALUE! | #VALUE! | #VALUE! | #VALUE! | #VALUE! | #VALUE! | #VALUE! | #VALUE! | 0 | #REF! | #VALUE! | #VALUE! | #VALUE! | #VALUE! | #VALUE! | #VALUE! | #VALUE! | 0
|  |  |  | 0 | 51 | 0 |  |  | 1 | 1.0842e-19 | 0 | 1.0669e-18 | 1.0669e-18 | 1.0669e-18 | 0 | 0 |  |  |  |  | #VALUE! | #VALUE! | #VALUE! |  |  | #VALUE! | #VALUE! | #VALUE! | #VALUE! | #VALUE! | #VALUE! | #VALUE! | #VALUE! |  |  |  |  | #VALUE! | #VALUE! | #VALUE! |  |  | #VALUE! | #VALUE! | #VALUE! | #VALUE! | #VALUE! | #VALUE! | #VALUE! | #VALUE! |  |  |  |  | #VALUE! | #VALUE! | #VALUE! |  |  | #VALUE! | #VALUE! | #VALUE! | #VALUE! | #VALUE! | #VALUE! | #VALUE! | #VALUE! |  |  |  |  | #VALUE! | #VALUE! | #VALUE! |  |  | #VALUE! | #VALUE! | #VALUE! | #VALUE! | #VALUE! | #VALUE! | #VALUE! | #VALUE! |  |  |  |  | #VALUE! | #VALUE! | #VALUE! |  |  | #VALUE! | #VALUE! | #VALUE! | #VALUE! | #VALUE! | #VALUE! | #VALUE! | #VALUE! |  |  | #VALUE! | #VALUE! | #VALUE! | #VALUE! | #VALUE! |  |  | #VALUE! | #VALUE! | #VALUE! | #VALUE! | #VALUE! | #VALUE! | #VALUE! | #VALUE! |  |  | #VALUE! | #VALUE! | #VALUE! | #VALUE! | #VALUE! |  |  | #VALUE! | #VALUE! | #VALUE! | #VALUE! | #VALUE! | #VALUE! | #VALUE! | #VALUE! | 0 | #REF! | #VALUE! | #VALUE! | #VALUE! | #VALUE! | #VALUE! | #VALUE! | #VALUE! | 0
|  |  |  | 0 | 51 | 0 |  |  | 1 | 1.0842e-19 | 0 | 1.0669e-18 | 1.0669e-18 | 1.0669e-18 | 0 | 0 |  |  |  |  | #VALUE! | #VALUE! | #VALUE! |  |  | #VALUE! | #VALUE! | #VALUE! | #VALUE! | #VALUE! | #VALUE! | #VALUE! | #VALUE! |  |  |  |  | #VALUE! | #VALUE! | #VALUE! |  |  | #VALUE! | #VALUE! | #VALUE! | #VALUE! | #VALUE! | #VALUE! | #VALUE! | #VALUE! |  |  |  |  | #VALUE! | #VALUE! | #VALUE! |  |  | #VALUE! | #VALUE! | #VALUE! | #VALUE! | #VALUE! | #VALUE! | #VALUE! | #VALUE! |  |  |  |  | #VALUE! | #VALUE! | #VALUE! |  |  | #VALUE! | #VALUE! | #VALUE! | #VALUE! | #VALUE! | #VALUE! | #VALUE! | #VALUE! |  |  |  |  | #VALUE! | #VALUE! | #VALUE! |  |  | #VALUE! | #VALUE! | #VALUE! | #VALUE! | #VALUE! | #VALUE! | #VALUE! | #VALUE! |  |  | #VALUE! | #VALUE! | #VALUE! | #VALUE! | #VALUE! |  |  | #VALUE! | #VALUE! | #VALUE! | #VALUE! | #VALUE! | #VALUE! | #VALUE! | #VALUE! |  |  | #VALUE! | #VALUE! | #VALUE! | #VALUE! | #VALUE! |  |  | #VALUE! | #VALUE! | #VALUE! | #VALUE! | #VALUE! | #VALUE! | #VALUE! | #VALUE! | 0 | #REF! | #VALUE! | #VALUE! | #VALUE! | #VALUE! | #VALUE! | #VALUE! | #VALUE! | 0
|  |  |  | 0 | 51 | 0 |  |  | 1 | 1.0842e-19 | 0 | 1.0669e-18 | 1.0669e-18 | 1.0669e-18 | 0 | 0 |  |  |  |  | #VALUE! | #VALUE! | #VALUE! |  |  | #VALUE! | #VALUE! | #VALUE! | #VALUE! | #VALUE! | #VALUE! | #VALUE! | #VALUE! |  |  |  |  | #VALUE! | #VALUE! | #VALUE! |  |  | #VALUE! | #VALUE! | #VALUE! | #VALUE! | #VALUE! | #VALUE! | #VALUE! | #VALUE! |  |  |  |  | #VALUE! | #VALUE! | #VALUE! |  |  | #VALUE! | #VALUE! | #VALUE! | #VALUE! | #VALUE! | #VALUE! | #VALUE! | #VALUE! |  |  |  |  | #VALUE! | #VALUE! | #VALUE! |  |  | #VALUE! | #VALUE! | #VALUE! | #VALUE! | #VALUE! | #VALUE! | #VALUE! | #VALUE! |  |  |  |  | #VALUE! | #VALUE! | #VALUE! |  |  | #VALUE! | #VALUE! | #VALUE! | #VALUE! | #VALUE! | #VALUE! | #VALUE! | #VALUE! |  |  | #VALUE! | #VALUE! | #VALUE! | #VALUE! | #VALUE! |  |  | #VALUE! | #VALUE! | #VALUE! | #VALUE! | #VALUE! | #VALUE! | #VALUE! | #VALUE! |  |  | #VALUE! | #VALUE! | #VALUE! | #VALUE! | #VALUE! |  |  | #VALUE! | #VALUE! | #VALUE! | #VALUE! | #VALUE! | #VALUE! | #VALUE! | #VALUE! | 0 | #REF! | #VALUE! | #VALUE! | #VALUE! | #VALUE! | #VALUE! | #VALUE! | #VALUE! | 0
|  |  |  | 0 | 51 | 0 |  |  | 1 | 1.0842e-19 | 0 | 1.0669e-18 | 1.0669e-18 | 1.0669e-18 | 0 | 0 |  |  |  |  | #VALUE! | #VALUE! | #VALUE! |  |  | #VALUE! | #VALUE! | #VALUE! | #VALUE! | #VALUE! | #VALUE! | #VALUE! | #VALUE! |  |  |  |  | #VALUE! | #VALUE! | #VALUE! |  |  | #VALUE! | #VALUE! | #VALUE! | #VALUE! | #VALUE! | #VALUE! | #VALUE! | #VALUE! |  |  |  |  | #VALUE! | #VALUE! | #VALUE! |  |  | #VALUE! | #VALUE! | #VALUE! | #VALUE! | #VALUE! | #VALUE! | #VALUE! | #VALUE! |  |  |  |  | #VALUE! | #VALUE! | #VALUE! |  |  | #VALUE! | #VALUE! | #VALUE! | #VALUE! | #VALUE! | #VALUE! | #VALUE! | #VALUE! |  |  |  |  | #VALUE! | #VALUE! | #VALUE! |  |  | #VALUE! | #VALUE! | #VALUE! | #VALUE! | #VALUE! | #VALUE! | #VALUE! | #VALUE! |  |  | #VALUE! | #VALUE! | #VALUE! | #VALUE! | #VALUE! |  |  | #VALUE! | #VALUE! | #VALUE! | #VALUE! | #VALUE! | #VALUE! | #VALUE! | #VALUE! |  |  | #VALUE! | #VALUE! | #VALUE! | #VALUE! | #VALUE! |  |  | #VALUE! | #VALUE! | #VALUE! | #VALUE! | #VALUE! | #VALUE! | #VALUE! | #VALUE! | 0 | #REF! | #VALUE! | #VALUE! | #VALUE! | #VALUE! | #VALUE! | #VALUE! | #VALUE! | 0
|  |  |  | 0 | 51 | 0 |  |  | 1 | 1.0842e-19 | 0 | 1.0669e-18 | 1.0669e-18 | 1.0669e-18 | 0 | 0 |  |  |  |  | #VALUE! | #VALUE! | #VALUE! |  |  | #VALUE! | #VALUE! | #VALUE! | #VALUE! | #VALUE! | #VALUE! | #VALUE! | #VALUE! |  |  |  |  | #VALUE! | #VALUE! | #VALUE! |  |  | #VALUE! | #VALUE! | #VALUE! | #VALUE! | #VALUE! | #VALUE! | #VALUE! | #VALUE! |  |  |  |  | #VALUE! | #VALUE! | #VALUE! |  |  | #VALUE! | #VALUE! | #VALUE! | #VALUE! | #VALUE! | #VALUE! | #VALUE! | #VALUE! |  |  |  |  | #VALUE! | #VALUE! | #VALUE! |  |  | #VALUE! | #VALUE! | #VALUE! | #VALUE! | #VALUE! | #VALUE! | #VALUE! | #VALUE! |  |  |  |  | #VALUE! | #VALUE! | #VALUE! |  |  | #VALUE! | #VALUE! | #VALUE! | #VALUE! | #VALUE! | #VALUE! | #VALUE! | #VALUE! |  |  | #VALUE! | #VALUE! | #VALUE! | #VALUE! | #VALUE! |  |  | #VALUE! | #VALUE! | #VALUE! | #VALUE! | #VALUE! | #VALUE! | #VALUE! | #VALUE! |  |  | #VALUE! | #VALUE! | #VALUE! | #VALUE! | #VALUE! |  |  | #VALUE! | #VALUE! | #VALUE! | #VALUE! | #VALUE! | #VALUE! | #VALUE! | #VALUE! | 0 | #REF! | #VALUE! | #VALUE! | #VALUE! | #VALUE! | #VALUE! | #VALUE! | #VALUE! | 0
|  |  |  | 0 | 51 | 0 |  |  | 1 | 1.0842e-19 | 0 | 1.0669e-18 | 1.0669e-18 | 1.0669e-18 | 0 | 0 |  |  |  |  | #VALUE! | #VALUE! | #VALUE! |  |  | #VALUE! | #VALUE! | #VALUE! | #VALUE! | #VALUE! | #VALUE! | #VALUE! | #VALUE! |  |  |  |  | #VALUE! | #VALUE! | #VALUE! |  |  | #VALUE! | #VALUE! | #VALUE! | #VALUE! | #VALUE! | #VALUE! | #VALUE! | #VALUE! |  |  |  |  | #VALUE! | #VALUE! | #VALUE! |  |  | #VALUE! | #VALUE! | #VALUE! | #VALUE! | #VALUE! | #VALUE! | #VALUE! | #VALUE! |  |  |  |  | #VALUE! | #VALUE! | #VALUE! |  |  | #VALUE! | #VALUE! | #VALUE! | #VALUE! | #VALUE! | #VALUE! | #VALUE! | #VALUE! |  |  |  |  | #VALUE! | #VALUE! | #VALUE! |  |  | #VALUE! | #VALUE! | #VALUE! | #VALUE! | #VALUE! | #VALUE! | #VALUE! | #VALUE! |  |  | #VALUE! | #VALUE! | #VALUE! | #VALUE! | #VALUE! |  |  | #VALUE! | #VALUE! | #VALUE! | #VALUE! | #VALUE! | #VALUE! | #VALUE! | #VALUE! |  |  | #VALUE! | #VALUE! | #VALUE! | #VALUE! | #VALUE! |  |  | #VALUE! | #VALUE! | #VALUE! | #VALUE! | #VALUE! | #VALUE! | #VALUE! | #VALUE! | 0 | #REF! | #VALUE! | #VALUE! | #VALUE! | #VALUE! | #VALUE! | #VALUE! | #VALUE! | 0
|  |  |  | 0 | 51 | 0 |  |  | 1 | 1.0842e-19 | 0 | 1.0669e-18 | 1.0669e-18 | 1.0669e-18 | 0 | 0 |  |  |  |  | #VALUE! | #VALUE! | #VALUE! |  |  | #VALUE! | #VALUE! | #VALUE! | #VALUE! | #VALUE! | #VALUE! | #VALUE! | #VALUE! |  |  |  |  | #VALUE! | #VALUE! | #VALUE! |  |  | #VALUE! | #VALUE! | #VALUE! | #VALUE! | #VALUE! | #VALUE! | #VALUE! | #VALUE! |  |  |  |  | #VALUE! | #VALUE! | #VALUE! |  |  | #VALUE! | #VALUE! | #VALUE! | #VALUE! | #VALUE! | #VALUE! | #VALUE! | #VALUE! |  |  |  |  | #VALUE! | #VALUE! | #VALUE! |  |  | #VALUE! | #VALUE! | #VALUE! | #VALUE! | #VALUE! | #VALUE! | #VALUE! | #VALUE! |  |  |  |  | #VALUE! | #VALUE! | #VALUE! |  |  | #VALUE! | #VALUE! | #VALUE! | #VALUE! | #VALUE! | #VALUE! | #VALUE! | #VALUE! |  |  | #VALUE! | #VALUE! | #VALUE! | #VALUE! | #VALUE! |  |  | #VALUE! | #VALUE! | #VALUE! | #VALUE! | #VALUE! | #VALUE! | #VALUE! | #VALUE! |  |  | #VALUE! | #VALUE! | #VALUE! | #VALUE! | #VALUE! |  |  | #VALUE! | #VALUE! | #VALUE! | #VALUE! | #VALUE! | #VALUE! | #VALUE! | #VALUE! | 0 | #REF! | #VALUE! | #VALUE! | #VALUE! | #VALUE! | #VALUE! | #VALUE! | #VALUE! | 0
|  |  |  | 0 | 51 | 0 |  |  | 1 | 1.0842e-19 | 0 | 1.0669e-18 | 1.0669e-18 | 1.0669e-18 | 0 | 0 |  |  |  |  | #VALUE! | #VALUE! | #VALUE! |  |  | #VALUE! | #VALUE! | #VALUE! | #VALUE! | #VALUE! | #VALUE! | #VALUE! | #VALUE! |  |  |  |  | #VALUE! | #VALUE! | #VALUE! |  |  | #VALUE! | #VALUE! | #VALUE! | #VALUE! | #VALUE! | #VALUE! | #VALUE! | #VALUE! |  |  |  |  | #VALUE! | #VALUE! | #VALUE! |  |  | #VALUE! | #VALUE! | #VALUE! | #VALUE! | #VALUE! | #VALUE! | #VALUE! | #VALUE! |  |  |  |  | #VALUE! | #VALUE! | #VALUE! |  |  | #VALUE! | #VALUE! | #VALUE! | #VALUE! | #VALUE! | #VALUE! | #VALUE! | #VALUE! |  |  |  |  | #VALUE! | #VALUE! | #VALUE! |  |  | #VALUE! | #VALUE! | #VALUE! | #VALUE! | #VALUE! | #VALUE! | #VALUE! | #VALUE! |  |  | #VALUE! | #VALUE! | #VALUE! | #VALUE! | #VALUE! |  |  | #VALUE! | #VALUE! | #VALUE! | #VALUE! | #VALUE! | #VALUE! | #VALUE! | #VALUE! |  |  | #VALUE! | #VALUE! | #VALUE! | #VALUE! | #VALUE! |  |  | #VALUE! | #VALUE! | #VALUE! | #VALUE! | #VALUE! | #VALUE! | #VALUE! | #VALUE! | 0 | #REF! | #VALUE! | #VALUE! | #VALUE! | #VALUE! | #VALUE! | #VALUE! | #VALUE! | 0
|  |  |  | 0 | 51 | 0 |  |  | 1 | 1.0842e-19 | 0 | 1.0669e-18 | 1.0669e-18 | 1.0669e-18 | 0 | 0 |  |  |  |  | #VALUE! | #VALUE! | #VALUE! |  |  | #VALUE! | #VALUE! | #VALUE! | #VALUE! | #VALUE! | #VALUE! | #VALUE! | #VALUE! |  |  |  |  | #VALUE! | #VALUE! | #VALUE! |  |  | #VALUE! | #VALUE! | #VALUE! | #VALUE! | #VALUE! | #VALUE! | #VALUE! | #VALUE! |  |  |  |  | #VALUE! | #VALUE! | #VALUE! |  |  | #VALUE! | #VALUE! | #VALUE! | #VALUE! | #VALUE! | #VALUE! | #VALUE! | #VALUE! |  |  |  |  | #VALUE! | #VALUE! | #VALUE! |  |  | #VALUE! | #VALUE! | #VALUE! | #VALUE! | #VALUE! | #VALUE! | #VALUE! | #VALUE! |  |  |  |  | #VALUE! | #VALUE! | #VALUE! |  |  | #VALUE! | #VALUE! | #VALUE! | #VALUE! | #VALUE! | #VALUE! | #VALUE! | #VALUE! |  |  | #VALUE! | #VALUE! | #VALUE! | #VALUE! | #VALUE! |  |  | #VALUE! | #VALUE! | #VALUE! | #VALUE! | #VALUE! | #VALUE! | #VALUE! | #VALUE! |  |  | #VALUE! | #VALUE! | #VALUE! | #VALUE! | #VALUE! |  |  | #VALUE! | #VALUE! | #VALUE! | #VALUE! | #VALUE! | #VALUE! | #VALUE! | #VALUE! | 0 | #REF! | #VALUE! | #VALUE! | #VALUE! | #VALUE! | #VALUE! | #VALUE! | #VALUE! | 0
|  |  |  | 0 | 51 | 0 |  |  | 1 | 1.0842e-19 | 0 | 1.0669e-18 | 1.0669e-18 | 1.0669e-18 | 0 | 0 |  |  |  |  | #VALUE! | #VALUE! | #VALUE! |  |  | #VALUE! | #VALUE! | #VALUE! | #VALUE! | #VALUE! | #VALUE! | #VALUE! | #VALUE! |  |  |  |  | #VALUE! | #VALUE! | #VALUE! |  |  | #VALUE! | #VALUE! | #VALUE! | #VALUE! | #VALUE! | #VALUE! | #VALUE! | #VALUE! |  |  |  |  | #VALUE! | #VALUE! | #VALUE! |  |  | #VALUE! | #VALUE! | #VALUE! | #VALUE! | #VALUE! | #VALUE! | #VALUE! | #VALUE! |  |  |  |  | #VALUE! | #VALUE! | #VALUE! |  |  | #VALUE! | #VALUE! | #VALUE! | #VALUE! | #VALUE! | #VALUE! | #VALUE! | #VALUE! |  |  |  |  | #VALUE! | #VALUE! | #VALUE! |  |  | #VALUE! | #VALUE! | #VALUE! | #VALUE! | #VALUE! | #VALUE! | #VALUE! | #VALUE! |  |  | #VALUE! | #VALUE! | #VALUE! | #VALUE! | #VALUE! |  |  | #VALUE! | #VALUE! | #VALUE! | #VALUE! | #VALUE! | #VALUE! | #VALUE! | #VALUE! |  |  | #VALUE! | #VALUE! | #VALUE! | #VALUE! | #VALUE! |  |  | #VALUE! | #VALUE! | #VALUE! | #VALUE! | #VALUE! | #VALUE! | #VALUE! | #VALUE! | 0 | #REF! | #VALUE! | #VALUE! | #VALUE! | #VALUE! | #VALUE! | #VALUE! | #VALUE! | 0
|  |  |  | 0 | 51 | 0 |  |  | 1 | 1.0842e-19 | 0 | 1.0669e-18 | 1.0669e-18 | 1.0669e-18 | 0 | 0 |  |  |  |  | #VALUE! | #VALUE! | #VALUE! |  |  | #VALUE! | #VALUE! | #VALUE! | #VALUE! | #VALUE! | #VALUE! | #VALUE! | #VALUE! |  |  |  |  | #VALUE! | #VALUE! | #VALUE! |  |  | #VALUE! | #VALUE! | #VALUE! | #VALUE! | #VALUE! | #VALUE! | #VALUE! | #VALUE! |  |  |  |  | #VALUE! | #VALUE! | #VALUE! |  |  | #VALUE! | #VALUE! | #VALUE! | #VALUE! | #VALUE! | #VALUE! | #VALUE! | #VALUE! |  |  |  |  | #VALUE! | #VALUE! | #VALUE! |  |  | #VALUE! | #VALUE! | #VALUE! | #VALUE! | #VALUE! | #VALUE! | #VALUE! | #VALUE! |  |  |  |  | #VALUE! | #VALUE! | #VALUE! |  |  | #VALUE! | #VALUE! | #VALUE! | #VALUE! | #VALUE! | #VALUE! | #VALUE! | #VALUE! |  |  | #VALUE! | #VALUE! | #VALUE! | #VALUE! | #VALUE! |  |  | #VALUE! | #VALUE! | #VALUE! | #VALUE! | #VALUE! | #VALUE! | #VALUE! | #VALUE! |  |  | #VALUE! | #VALUE! | #VALUE! | #VALUE! | #VALUE! |  |  | #VALUE! | #VALUE! | #VALUE! | #VALUE! | #VALUE! | #VALUE! | #VALUE! | #VALUE! | 0 | #REF! | #VALUE! | #VALUE! | #VALUE! | #VALUE! | #VALUE! | #VALUE! | #VALUE! | 0
|  |  |  | 0 | 51 | 0 |  |  | 1 | 1.0842e-19 | 0 | 1.0669e-18 | 1.0669e-18 | 1.0669e-18 | 0 | 0 |  |  |  |  | #VALUE! | #VALUE! | #VALUE! |  |  | #VALUE! | #VALUE! | #VALUE! | #VALUE! | #VALUE! | #VALUE! | #VALUE! | #VALUE! |  |  |  |  | #VALUE! | #VALUE! | #VALUE! |  |  | #VALUE! | #VALUE! | #VALUE! | #VALUE! | #VALUE! | #VALUE! | #VALUE! | #VALUE! |  |  |  |  | #VALUE! | #VALUE! | #VALUE! |  |  | #VALUE! | #VALUE! | #VALUE! | #VALUE! | #VALUE! | #VALUE! | #VALUE! | #VALUE! |  |  |  |  | #VALUE! | #VALUE! | #VALUE! |  |  | #VALUE! | #VALUE! | #VALUE! | #VALUE! | #VALUE! | #VALUE! | #VALUE! | #VALUE! |  |  |  |  | #VALUE! | #VALUE! | #VALUE! |  |  | #VALUE! | #VALUE! | #VALUE! | #VALUE! | #VALUE! | #VALUE! | #VALUE! | #VALUE! |  |  | #VALUE! | #VALUE! | #VALUE! | #VALUE! | #VALUE! |  |  | #VALUE! | #VALUE! | #VALUE! | #VALUE! | #VALUE! | #VALUE! | #VALUE! | #VALUE! |  |  | #VALUE! | #VALUE! | #VALUE! | #VALUE! | #VALUE! |  |  | #VALUE! | #VALUE! | #VALUE! | #VALUE! | #VALUE! | #VALUE! | #VALUE! | #VALUE! | 0 | #REF! | #VALUE! | #VALUE! | #VALUE! | #VALUE! | #VALUE! | #VALUE! | #VALUE! | 0
|  |  |  | 0 | 51 | 0 |  |  | 1 | 1.0842e-19 | 0 | 1.0669e-18 | 1.0669e-18 | 1.0669e-18 | 0 | 0 |  |  |  |  | #VALUE! | #VALUE! | #VALUE! |  |  | #VALUE! | #VALUE! | #VALUE! | #VALUE! | #VALUE! | #VALUE! | #VALUE! | #VALUE! |  |  |  |  | #VALUE! | #VALUE! | #VALUE! |  |  | #VALUE! | #VALUE! | #VALUE! | #VALUE! | #VALUE! | #VALUE! | #VALUE! | #VALUE! |  |  |  |  | #VALUE! | #VALUE! | #VALUE! |  |  | #VALUE! | #VALUE! | #VALUE! | #VALUE! | #VALUE! | #VALUE! | #VALUE! | #VALUE! |  |  |  |  | #VALUE! | #VALUE! | #VALUE! |  |  | #VALUE! | #VALUE! | #VALUE! | #VALUE! | #VALUE! | #VALUE! | #VALUE! | #VALUE! |  |  |  |  | #VALUE! | #VALUE! | #VALUE! |  |  | #VALUE! | #VALUE! | #VALUE! | #VALUE! | #VALUE! | #VALUE! | #VALUE! | #VALUE! |  |  | #VALUE! | #VALUE! | #VALUE! | #VALUE! | #VALUE! |  |  | #VALUE! | #VALUE! | #VALUE! | #VALUE! | #VALUE! | #VALUE! | #VALUE! | #VALUE! |  |  | #VALUE! | #VALUE! | #VALUE! | #VALUE! | #VALUE! |  |  | #VALUE! | #VALUE! | #VALUE! | #VALUE! | #VALUE! | #VALUE! | #VALUE! | #VALUE! | 0 | #REF! | #VALUE! | #VALUE! | #VALUE! | #VALUE! | #VALUE! | #VALUE! | #VALUE! | 0
|  |  |  | 0 | 51 | 0 |  |  | 1 | 1.0842e-19 | 0 | 1.0669e-18 | 1.0669e-18 | 1.0669e-18 | 0 | 0 |  |  |  |  | #VALUE! | #VALUE! | #VALUE! |  |  | #VALUE! | #VALUE! | #VALUE! | #VALUE! | #VALUE! | #VALUE! | #VALUE! | #VALUE! |  |  |  |  | #VALUE! | #VALUE! | #VALUE! |  |  | #VALUE! | #VALUE! | #VALUE! | #VALUE! | #VALUE! | #VALUE! | #VALUE! | #VALUE! |  |  |  |  | #VALUE! | #VALUE! | #VALUE! |  |  | #VALUE! | #VALUE! | #VALUE! | #VALUE! | #VALUE! | #VALUE! | #VALUE! | #VALUE! |  |  |  |  | #VALUE! | #VALUE! | #VALUE! |  |  | #VALUE! | #VALUE! | #VALUE! | #VALUE! | #VALUE! | #VALUE! | #VALUE! | #VALUE! |  |  |  |  | #VALUE! | #VALUE! | #VALUE! |  |  | #VALUE! | #VALUE! | #VALUE! | #VALUE! | #VALUE! | #VALUE! | #VALUE! | #VALUE! |  |  | #VALUE! | #VALUE! | #VALUE! | #VALUE! | #VALUE! |  |  | #VALUE! | #VALUE! | #VALUE! | #VALUE! | #VALUE! | #VALUE! | #VALUE! | #VALUE! |  |  | #VALUE! | #VALUE! | #VALUE! | #VALUE! | #VALUE! |  |  | #VALUE! | #VALUE! | #VALUE! | #VALUE! | #VALUE! | #VALUE! | #VALUE! | #VALUE! | 0 | #REF! | #VALUE! | #VALUE! | #VALUE! | #VALUE! | #VALUE! | #VALUE! | #VALUE! | 0
|  |  |  | 0 | 51 | 0 |  |  | 1 | 1.0842e-19 | 0 | 1.0669e-18 | 1.0669e-18 | 1.0669e-18 | 0 | 0 |  |  |  |  | #VALUE! | #VALUE! | #VALUE! |  |  | #VALUE! | #VALUE! | #VALUE! | #VALUE! | #VALUE! | #VALUE! | #VALUE! | #VALUE! |  |  |  |  | #VALUE! | #VALUE! | #VALUE! |  |  | #VALUE! | #VALUE! | #VALUE! | #VALUE! | #VALUE! | #VALUE! | #VALUE! | #VALUE! |  |  |  |  | #VALUE! | #VALUE! | #VALUE! |  |  | #VALUE! | #VALUE! | #VALUE! | #VALUE! | #VALUE! | #VALUE! | #VALUE! | #VALUE! |  |  |  |  | #VALUE! | #VALUE! | #VALUE! |  |  | #VALUE! | #VALUE! | #VALUE! | #VALUE! | #VALUE! | #VALUE! | #VALUE! | #VALUE! |  |  |  |  | #VALUE! | #VALUE! | #VALUE! |  |  | #VALUE! | #VALUE! | #VALUE! | #VALUE! | #VALUE! | #VALUE! | #VALUE! | #VALUE! |  |  | #VALUE! | #VALUE! | #VALUE! | #VALUE! | #VALUE! |  |  | #VALUE! | #VALUE! | #VALUE! | #VALUE! | #VALUE! | #VALUE! | #VALUE! | #VALUE! |  |  | #VALUE! | #VALUE! | #VALUE! | #VALUE! | #VALUE! |  |  | #VALUE! | #VALUE! | #VALUE! | #VALUE! | #VALUE! | #VALUE! | #VALUE! | #VALUE! | 0 | #REF! | #VALUE! | #VALUE! | #VALUE! | #VALUE! | #VALUE! | #VALUE! | #VALUE! | 0
|  |  |  | 0 | 51 | 0 |  |  | 1 | 1.0842e-19 | 0 | 1.0669e-18 | 1.0669e-18 | 1.0669e-18 | 0 | 0 |  |  |  |  | #VALUE! | #VALUE! | #VALUE! |  |  | #VALUE! | #VALUE! | #VALUE! | #VALUE! | #VALUE! | #VALUE! | #VALUE! | #VALUE! |  |  |  |  | #VALUE! | #VALUE! | #VALUE! |  |  | #VALUE! | #VALUE! | #VALUE! | #VALUE! | #VALUE! | #VALUE! | #VALUE! | #VALUE! |  |  |  |  | #VALUE! | #VALUE! | #VALUE! |  |  | #VALUE! | #VALUE! | #VALUE! | #VALUE! | #VALUE! | #VALUE! | #VALUE! | #VALUE! |  |  |  |  | #VALUE! | #VALUE! | #VALUE! |  |  | #VALUE! | #VALUE! | #VALUE! | #VALUE! | #VALUE! | #VALUE! | #VALUE! | #VALUE! |  |  |  |  | #VALUE! | #VALUE! | #VALUE! |  |  | #VALUE! | #VALUE! | #VALUE! | #VALUE! | #VALUE! | #VALUE! | #VALUE! | #VALUE! |  |  | #VALUE! | #VALUE! | #VALUE! | #VALUE! | #VALUE! |  |  | #VALUE! | #VALUE! | #VALUE! | #VALUE! | #VALUE! | #VALUE! | #VALUE! | #VALUE! |  |  | #VALUE! | #VALUE! | #VALUE! | #VALUE! | #VALUE! |  |  | #VALUE! | #VALUE! | #VALUE! | #VALUE! | #VALUE! | #VALUE! | #VALUE! | #VALUE! | 0 | #REF! | #VALUE! | #VALUE! | #VALUE! | #VALUE! | #VALUE! | #VALUE! | #VALUE! | 0
|  |  |  | 0 | 51 | 0 |  |  | 1 | 1.0842e-19 | 0 | 1.0669e-18 | 1.0669e-18 | 1.0669e-18 | 0 | 0 |  |  |  |  | #VALUE! | #VALUE! | #VALUE! |  |  | #VALUE! | #VALUE! | #VALUE! | #VALUE! | #VALUE! | #VALUE! | #VALUE! | #VALUE! |  |  |  |  | #VALUE! | #VALUE! | #VALUE! |  |  | #VALUE! | #VALUE! | #VALUE! | #VALUE! | #VALUE! | #VALUE! | #VALUE! | #VALUE! |  |  |  |  | #VALUE! | #VALUE! | #VALUE! |  |  | #VALUE! | #VALUE! | #VALUE! | #VALUE! | #VALUE! | #VALUE! | #VALUE! | #VALUE! |  |  |  |  | #VALUE! | #VALUE! | #VALUE! |  |  | #VALUE! | #VALUE! | #VALUE! | #VALUE! | #VALUE! | #VALUE! | #VALUE! | #VALUE! |  |  |  |  | #VALUE! | #VALUE! | #VALUE! |  |  | #VALUE! | #VALUE! | #VALUE! | #VALUE! | #VALUE! | #VALUE! | #VALUE! | #VALUE! |  |  | #VALUE! | #VALUE! | #VALUE! | #VALUE! | #VALUE! |  |  | #VALUE! | #VALUE! | #VALUE! | #VALUE! | #VALUE! | #VALUE! | #VALUE! | #VALUE! |  |  | #VALUE! | #VALUE! | #VALUE! | #VALUE! | #VALUE! |  |  | #VALUE! | #VALUE! | #VALUE! | #VALUE! | #VALUE! | #VALUE! | #VALUE! | #VALUE! | 0 | #REF! | #VALUE! | #VALUE! | #VALUE! | #VALUE! | #VALUE! | #VALUE! | #VALUE! | 0
|  |  |  | 0 | 51 | 0 |  |  | 1 | 1.0842e-19 | 0 | 1.0669e-18 | 1.0669e-18 | 1.0669e-18 | 0 | 0 |  |  |  |  | #VALUE! | #VALUE! | #VALUE! |  |  | #VALUE! | #VALUE! | #VALUE! | #VALUE! | #VALUE! | #VALUE! | #VALUE! | #VALUE! |  |  |  |  | #VALUE! | #VALUE! | #VALUE! |  |  | #VALUE! | #VALUE! | #VALUE! | #VALUE! | #VALUE! | #VALUE! | #VALUE! | #VALUE! |  |  |  |  | #VALUE! | #VALUE! | #VALUE! |  |  | #VALUE! | #VALUE! | #VALUE! | #VALUE! | #VALUE! | #VALUE! | #VALUE! | #VALUE! |  |  |  |  | #VALUE! | #VALUE! | #VALUE! |  |  | #VALUE! | #VALUE! | #VALUE! | #VALUE! | #VALUE! | #VALUE! | #VALUE! | #VALUE! |  |  |  |  | #VALUE! | #VALUE! | #VALUE! |  |  | #VALUE! | #VALUE! | #VALUE! | #VALUE! | #VALUE! | #VALUE! | #VALUE! | #VALUE! |  |  | #VALUE! | #VALUE! | #VALUE! | #VALUE! | #VALUE! |  |  | #VALUE! | #VALUE! | #VALUE! | #VALUE! | #VALUE! | #VALUE! | #VALUE! | #VALUE! |  |  | #VALUE! | #VALUE! | #VALUE! | #VALUE! | #VALUE! |  |  | #VALUE! | #VALUE! | #VALUE! | #VALUE! | #VALUE! | #VALUE! | #VALUE! | #VALUE! | 0 | #REF! | #VALUE! | #VALUE! | #VALUE! | #VALUE! | #VALUE! | #VALUE! | #VALUE! | 0
|  |  |  | 0 | 51 | 0 |  |  | 1 | 1.0842e-19 | 0 | 1.0669e-18 | 1.0669e-18 | 1.0669e-18 | 0 | 0 |  |  |  |  | #VALUE! | #VALUE! | #VALUE! |  |  | #VALUE! | #VALUE! | #VALUE! | #VALUE! | #VALUE! | #VALUE! | #VALUE! | #VALUE! |  |  |  |  | #VALUE! | #VALUE! | #VALUE! |  |  | #VALUE! | #VALUE! | #VALUE! | #VALUE! | #VALUE! | #VALUE! | #VALUE! | #VALUE! |  |  |  |  | #VALUE! | #VALUE! | #VALUE! |  |  | #VALUE! | #VALUE! | #VALUE! | #VALUE! | #VALUE! | #VALUE! | #VALUE! | #VALUE! |  |  |  |  | #VALUE! | #VALUE! | #VALUE! |  |  | #VALUE! | #VALUE! | #VALUE! | #VALUE! | #VALUE! | #VALUE! | #VALUE! | #VALUE! |  |  |  |  | #VALUE! | #VALUE! | #VALUE! |  |  | #VALUE! | #VALUE! | #VALUE! | #VALUE! | #VALUE! | #VALUE! | #VALUE! | #VALUE! |  |  | #VALUE! | #VALUE! | #VALUE! | #VALUE! | #VALUE! |  |  | #VALUE! | #VALUE! | #VALUE! | #VALUE! | #VALUE! | #VALUE! | #VALUE! | #VALUE! |  |  | #VALUE! | #VALUE! | #VALUE! | #VALUE! | #VALUE! |  |  | #VALUE! | #VALUE! | #VALUE! | #VALUE! | #VALUE! | #VALUE! | #VALUE! | #VALUE! | 0 | #REF! | #VALUE! | #VALUE! | #VALUE! | #VALUE! | #VALUE! | #VALUE! | #VALUE! | 0
|  |  |  | 0 | 51 | 0 |  |  | 1 | 1.0842e-19 | 0 | 1.0669e-18 | 1.0669e-18 | 1.0669e-18 | 0 | 0 |  |  |  |  | #VALUE! | #VALUE! | #VALUE! |  |  | #VALUE! | #VALUE! | #VALUE! | #VALUE! | #VALUE! | #VALUE! | #VALUE! | #VALUE! |  |  |  |  | #VALUE! | #VALUE! | #VALUE! |  |  | #VALUE! | #VALUE! | #VALUE! | #VALUE! | #VALUE! | #VALUE! | #VALUE! | #VALUE! |  |  |  |  | #VALUE! | #VALUE! | #VALUE! |  |  | #VALUE! | #VALUE! | #VALUE! | #VALUE! | #VALUE! | #VALUE! | #VALUE! | #VALUE! |  |  |  |  | #VALUE! | #VALUE! | #VALUE! |  |  | #VALUE! | #VALUE! | #VALUE! | #VALUE! | #VALUE! | #VALUE! | #VALUE! | #VALUE! |  |  |  |  | #VALUE! | #VALUE! | #VALUE! |  |  | #VALUE! | #VALUE! | #VALUE! | #VALUE! | #VALUE! | #VALUE! | #VALUE! | #VALUE! |  |  | #VALUE! | #VALUE! | #VALUE! | #VALUE! | #VALUE! |  |  | #VALUE! | #VALUE! | #VALUE! | #VALUE! | #VALUE! | #VALUE! | #VALUE! | #VALUE! |  |  | #VALUE! | #VALUE! | #VALUE! | #VALUE! | #VALUE! |  |  | #VALUE! | #VALUE! | #VALUE! | #VALUE! | #VALUE! | #VALUE! | #VALUE! | #VALUE! | 0 | #REF! | #VALUE! | #VALUE! | #VALUE! | #VALUE! | #VALUE! | #VALUE! | #VALUE! | 0
|  |  |  | 0 | 51 | 0 |  |  | 1 | 1.0842e-19 | 0 | 1.0669e-18 | 1.0669e-18 | 1.0669e-18 | 0 | 0 |  |  |  |  | #VALUE! | #VALUE! | #VALUE! |  |  | #VALUE! | #VALUE! | #VALUE! | #VALUE! | #VALUE! | #VALUE! | #VALUE! | #VALUE! |  |  |  |  | #VALUE! | #VALUE! | #VALUE! |  |  | #VALUE! | #VALUE! | #VALUE! | #VALUE! | #VALUE! | #VALUE! | #VALUE! | #VALUE! |  |  |  |  | #VALUE! | #VALUE! | #VALUE! |  |  | #VALUE! | #VALUE! | #VALUE! | #VALUE! | #VALUE! | #VALUE! | #VALUE! | #VALUE! |  |  |  |  | #VALUE! | #VALUE! | #VALUE! |  |  | #VALUE! | #VALUE! | #VALUE! | #VALUE! | #VALUE! | #VALUE! | #VALUE! | #VALUE! |  |  |  |  | #VALUE! | #VALUE! | #VALUE! |  |  | #VALUE! | #VALUE! | #VALUE! | #VALUE! | #VALUE! | #VALUE! | #VALUE! | #VALUE! |  |  | #VALUE! | #VALUE! | #VALUE! | #VALUE! | #VALUE! |  |  | #VALUE! | #VALUE! | #VALUE! | #VALUE! | #VALUE! | #VALUE! | #VALUE! | #VALUE! |  |  | #VALUE! | #VALUE! | #VALUE! | #VALUE! | #VALUE! |  |  | #VALUE! | #VALUE! | #VALUE! | #VALUE! | #VALUE! | #VALUE! | #VALUE! | #VALUE! | 0 | #REF! | #VALUE! | #VALUE! | #VALUE! | #VALUE! | #VALUE! | #VALUE! | #VALUE! | 0
|  |  |  | 0 | 51 | 0 |  |  | 1 | 1.0842e-19 | 0 | 1.0669e-18 | 1.0669e-18 | 1.0669e-18 | 0 | 0 |  |  |  |  | #VALUE! | #VALUE! | #VALUE! |  |  | #VALUE! | #VALUE! | #VALUE! | #VALUE! | #VALUE! | #VALUE! | #VALUE! | #VALUE! |  |  |  |  | #VALUE! | #VALUE! | #VALUE! |  |  | #VALUE! | #VALUE! | #VALUE! | #VALUE! | #VALUE! | #VALUE! | #VALUE! | #VALUE! |  |  |  |  | #VALUE! | #VALUE! | #VALUE! |  |  | #VALUE! | #VALUE! | #VALUE! | #VALUE! | #VALUE! | #VALUE! | #VALUE! | #VALUE! |  |  |  |  | #VALUE! | #VALUE! | #VALUE! |  |  | #VALUE! | #VALUE! | #VALUE! | #VALUE! | #VALUE! | #VALUE! | #VALUE! | #VALUE! |  |  |  |  | #VALUE! | #VALUE! | #VALUE! |  |  | #VALUE! | #VALUE! | #VALUE! | #VALUE! | #VALUE! | #VALUE! | #VALUE! | #VALUE! |  |  | #VALUE! | #VALUE! | #VALUE! | #VALUE! | #VALUE! |  |  | #VALUE! | #VALUE! | #VALUE! | #VALUE! | #VALUE! | #VALUE! | #VALUE! | #VALUE! |  |  | #VALUE! | #VALUE! | #VALUE! | #VALUE! | #VALUE! |  |  | #VALUE! | #VALUE! | #VALUE! | #VALUE! | #VALUE! | #VALUE! | #VALUE! | #VALUE! | 0 | #REF! | #VALUE! | #VALUE! | #VALUE! | #VALUE! | #VALUE! | #VALUE! | #VALUE! | 0
|  |  |  | 0 | 51 | 0 |  |  | 1 | 1.0842e-19 | 0 | 1.0669e-18 | 1.0669e-18 | 1.0669e-18 | 0 | 0 |  |  |  |  | #VALUE! | #VALUE! | #VALUE! |  |  | #VALUE! | #VALUE! | #VALUE! | #VALUE! | #VALUE! | #VALUE! | #VALUE! | #VALUE! |  |  |  |  | #VALUE! | #VALUE! | #VALUE! |  |  | #VALUE! | #VALUE! | #VALUE! | #VALUE! | #VALUE! | #VALUE! | #VALUE! | #VALUE! |  |  |  |  | #VALUE! | #VALUE! | #VALUE! |  |  | #VALUE! | #VALUE! | #VALUE! | #VALUE! | #VALUE! | #VALUE! | #VALUE! | #VALUE! |  |  |  |  | #VALUE! | #VALUE! | #VALUE! |  |  | #VALUE! | #VALUE! | #VALUE! | #VALUE! | #VALUE! | #VALUE! | #VALUE! | #VALUE! |  |  |  |  | #VALUE! | #VALUE! | #VALUE! |  |  | #VALUE! | #VALUE! | #VALUE! | #VALUE! | #VALUE! | #VALUE! | #VALUE! | #VALUE! |  |  | #VALUE! | #VALUE! | #VALUE! | #VALUE! | #VALUE! |  |  | #VALUE! | #VALUE! | #VALUE! | #VALUE! | #VALUE! | #VALUE! | #VALUE! | #VALUE! |  |  | #VALUE! | #VALUE! | #VALUE! | #VALUE! | #VALUE! |  |  | #VALUE! | #VALUE! | #VALUE! | #VALUE! | #VALUE! | #VALUE! | #VALUE! | #VALUE! | 0 | #REF! | #VALUE! | #VALUE! | #VALUE! | #VALUE! | #VALUE! | #VALUE! | #VALUE! | 0
|  |  |  | 0 | 51 | 0 |  |  | 1 | 1.0842e-19 | 0 | 1.0669e-18 | 1.0669e-18 | 1.0669e-18 | 0 | 0 |  |  |  |  | #VALUE! | #VALUE! | #VALUE! |  |  | #VALUE! | #VALUE! | #VALUE! | #VALUE! | #VALUE! | #VALUE! | #VALUE! | #VALUE! |  |  |  |  | #VALUE! | #VALUE! | #VALUE! |  |  | #VALUE! | #VALUE! | #VALUE! | #VALUE! | #VALUE! | #VALUE! | #VALUE! | #VALUE! |  |  |  |  | #VALUE! | #VALUE! | #VALUE! |  |  | #VALUE! | #VALUE! | #VALUE! | #VALUE! | #VALUE! | #VALUE! | #VALUE! | #VALUE! |  |  |  |  | #VALUE! | #VALUE! | #VALUE! |  |  | #VALUE! | #VALUE! | #VALUE! | #VALUE! | #VALUE! | #VALUE! | #VALUE! | #VALUE! |  |  |  |  | #VALUE! | #VALUE! | #VALUE! |  |  | #VALUE! | #VALUE! | #VALUE! | #VALUE! | #VALUE! | #VALUE! | #VALUE! | #VALUE! |  |  | #VALUE! | #VALUE! | #VALUE! | #VALUE! | #VALUE! |  |  | #VALUE! | #VALUE! | #VALUE! | #VALUE! | #VALUE! | #VALUE! | #VALUE! | #VALUE! |  |  | #VALUE! | #VALUE! | #VALUE! | #VALUE! | #VALUE! |  |  | #VALUE! | #VALUE! | #VALUE! | #VALUE! | #VALUE! | #VALUE! | #VALUE! | #VALUE! | 0 | #REF! | #VALUE! | #VALUE! | #VALUE! | #VALUE! | #VALUE! | #VALUE! | #VALUE! | 0
|  |  |  | 0 | 51 | 0 |  |  | 1 | 1.0842e-19 | 0 | 1.0669e-18 | 1.0669e-18 | 1.0669e-18 | 0 | 0 |  |  |  |  | #VALUE! | #VALUE! | #VALUE! |  |  | #VALUE! | #VALUE! | #VALUE! | #VALUE! | #VALUE! | #VALUE! | #VALUE! | #VALUE! |  |  |  |  | #VALUE! | #VALUE! | #VALUE! |  |  | #VALUE! | #VALUE! | #VALUE! | #VALUE! | #VALUE! | #VALUE! | #VALUE! | #VALUE! |  |  |  |  | #VALUE! | #VALUE! | #VALUE! |  |  | #VALUE! | #VALUE! | #VALUE! | #VALUE! | #VALUE! | #VALUE! | #VALUE! | #VALUE! |  |  |  |  | #VALUE! | #VALUE! | #VALUE! |  |  | #VALUE! | #VALUE! | #VALUE! | #VALUE! | #VALUE! | #VALUE! | #VALUE! | #VALUE! |  |  |  |  | #VALUE! | #VALUE! | #VALUE! |  |  | #VALUE! | #VALUE! | #VALUE! | #VALUE! | #VALUE! | #VALUE! | #VALUE! | #VALUE! |  |  | #VALUE! | #VALUE! | #VALUE! | #VALUE! | #VALUE! |  |  | #VALUE! | #VALUE! | #VALUE! | #VALUE! | #VALUE! | #VALUE! | #VALUE! | #VALUE! |  |  | #VALUE! | #VALUE! | #VALUE! | #VALUE! | #VALUE! |  |  | #VALUE! | #VALUE! | #VALUE! | #VALUE! | #VALUE! | #VALUE! | #VALUE! | #VALUE! | 0 | #REF! | #VALUE! | #VALUE! | #VALUE! | #VALUE! | #VALUE! | #VALUE! | #VALUE! | 0
|  |  |  | 0 | 51 | 0 |  |  | 1 | 1.0842e-19 | 0 | 1.0669e-18 | 1.0669e-18 | 1.0669e-18 | 0 | 0 |  |  |  |  | #VALUE! | #VALUE! | #VALUE! |  |  | #VALUE! | #VALUE! | #VALUE! | #VALUE! | #VALUE! | #VALUE! | #VALUE! | #VALUE! |  |  |  |  | #VALUE! | #VALUE! | #VALUE! |  |  | #VALUE! | #VALUE! | #VALUE! | #VALUE! | #VALUE! | #VALUE! | #VALUE! | #VALUE! |  |  |  |  | #VALUE! | #VALUE! | #VALUE! |  |  | #VALUE! | #VALUE! | #VALUE! | #VALUE! | #VALUE! | #VALUE! | #VALUE! | #VALUE! |  |  |  |  | #VALUE! | #VALUE! | #VALUE! |  |  | #VALUE! | #VALUE! | #VALUE! | #VALUE! | #VALUE! | #VALUE! | #VALUE! | #VALUE! |  |  |  |  | #VALUE! | #VALUE! | #VALUE! |  |  | #VALUE! | #VALUE! | #VALUE! | #VALUE! | #VALUE! | #VALUE! | #VALUE! | #VALUE! |  |  | #VALUE! | #VALUE! | #VALUE! | #VALUE! | #VALUE! |  |  | #VALUE! | #VALUE! | #VALUE! | #VALUE! | #VALUE! | #VALUE! | #VALUE! | #VALUE! |  |  | #VALUE! | #VALUE! | #VALUE! | #VALUE! | #VALUE! |  |  | #VALUE! | #VALUE! | #VALUE! | #VALUE! | #VALUE! | #VALUE! | #VALUE! | #VALUE! | 0 | #REF! | #VALUE! | #VALUE! | #VALUE! | #VALUE! | #VALUE! | #VALUE! | #VALUE! | 0
|  |  |  | 0 | 51 | 0 |  |  | 1 | 1.0842e-19 | 0 | 1.0669e-18 | 1.0669e-18 | 1.0669e-18 | 0 | 0 |  |  |  |  | #VALUE! | #VALUE! | #VALUE! |  |  | #VALUE! | #VALUE! | #VALUE! | #VALUE! | #VALUE! | #VALUE! | #VALUE! | #VALUE! |  |  |  |  | #VALUE! | #VALUE! | #VALUE! |  |  | #VALUE! | #VALUE! | #VALUE! | #VALUE! | #VALUE! | #VALUE! | #VALUE! | #VALUE! |  |  |  |  | #VALUE! | #VALUE! | #VALUE! |  |  | #VALUE! | #VALUE! | #VALUE! | #VALUE! | #VALUE! | #VALUE! | #VALUE! | #VALUE! |  |  |  |  | #VALUE! | #VALUE! | #VALUE! |  |  | #VALUE! | #VALUE! | #VALUE! | #VALUE! | #VALUE! | #VALUE! | #VALUE! | #VALUE! |  |  |  |  | #VALUE! | #VALUE! | #VALUE! |  |  | #VALUE! | #VALUE! | #VALUE! | #VALUE! | #VALUE! | #VALUE! | #VALUE! | #VALUE! |  |  | #VALUE! | #VALUE! | #VALUE! | #VALUE! | #VALUE! |  |  | #VALUE! | #VALUE! | #VALUE! | #VALUE! | #VALUE! | #VALUE! | #VALUE! | #VALUE! |  |  | #VALUE! | #VALUE! | #VALUE! | #VALUE! | #VALUE! |  |  | #VALUE! | #VALUE! | #VALUE! | #VALUE! | #VALUE! | #VALUE! | #VALUE! | #VALUE! | 0 | #REF! | #VALUE! | #VALUE! | #VALUE! | #VALUE! | #VALUE! | #VALUE! | #VALUE! | 0
|  |  |  | 0 | 51 | 0 |  |  | 1 | 1.0842e-19 | 0 | 1.0669e-18 | 1.0669e-18 | 1.0669e-18 | 0 | 0 |  |  |  |  | #VALUE! | #VALUE! | #VALUE! |  |  | #VALUE! | #VALUE! | #VALUE! | #VALUE! | #VALUE! | #VALUE! | #VALUE! | #VALUE! |  |  |  |  | #VALUE! | #VALUE! | #VALUE! |  |  | #VALUE! | #VALUE! | #VALUE! | #VALUE! | #VALUE! | #VALUE! | #VALUE! | #VALUE! |  |  |  |  | #VALUE! | #VALUE! | #VALUE! |  |  | #VALUE! | #VALUE! | #VALUE! | #VALUE! | #VALUE! | #VALUE! | #VALUE! | #VALUE! |  |  |  |  | #VALUE! | #VALUE! | #VALUE! |  |  | #VALUE! | #VALUE! | #VALUE! | #VALUE! | #VALUE! | #VALUE! | #VALUE! | #VALUE! |  |  |  |  | #VALUE! | #VALUE! | #VALUE! |  |  | #VALUE! | #VALUE! | #VALUE! | #VALUE! | #VALUE! | #VALUE! | #VALUE! | #VALUE! |  |  | #VALUE! | #VALUE! | #VALUE! | #VALUE! | #VALUE! |  |  | #VALUE! | #VALUE! | #VALUE! | #VALUE! | #VALUE! | #VALUE! | #VALUE! | #VALUE! |  |  | #VALUE! | #VALUE! | #VALUE! | #VALUE! | #VALUE! |  |  | #VALUE! | #VALUE! | #VALUE! | #VALUE! | #VALUE! | #VALUE! | #VALUE! | #VALUE! | 0 | #REF! | #VALUE! | #VALUE! | #VALUE! | #VALUE! | #VALUE! | #VALUE! | #VALUE! | 0
|  |  |  | 0 | 51 | 0 |  |  | 1 | 1.0842e-19 | 0 | 1.0669e-18 | 1.0669e-18 | 1.0669e-18 | 0 | 0 |  |  |  |  | #VALUE! | #VALUE! | #VALUE! |  |  | #VALUE! | #VALUE! | #VALUE! | #VALUE! | #VALUE! | #VALUE! | #VALUE! | #VALUE! |  |  |  |  | #VALUE! | #VALUE! | #VALUE! |  |  | #VALUE! | #VALUE! | #VALUE! | #VALUE! | #VALUE! | #VALUE! | #VALUE! | #VALUE! |  |  |  |  | #VALUE! | #VALUE! | #VALUE! |  |  | #VALUE! | #VALUE! | #VALUE! | #VALUE! | #VALUE! | #VALUE! | #VALUE! | #VALUE! |  |  |  |  | #VALUE! | #VALUE! | #VALUE! |  |  | #VALUE! | #VALUE! | #VALUE! | #VALUE! | #VALUE! | #VALUE! | #VALUE! | #VALUE! |  |  |  |  | #VALUE! | #VALUE! | #VALUE! |  |  | #VALUE! | #VALUE! | #VALUE! | #VALUE! | #VALUE! | #VALUE! | #VALUE! | #VALUE! |  |  | #VALUE! | #VALUE! | #VALUE! | #VALUE! | #VALUE! |  |  | #VALUE! | #VALUE! | #VALUE! | #VALUE! | #VALUE! | #VALUE! | #VALUE! | #VALUE! |  |  | #VALUE! | #VALUE! | #VALUE! | #VALUE! | #VALUE! |  |  | #VALUE! | #VALUE! | #VALUE! | #VALUE! | #VALUE! | #VALUE! | #VALUE! | #VALUE! | 0 | #REF! | #VALUE! | #VALUE! | #VALUE! | #VALUE! | #VALUE! | #VALUE! | #VALUE! | 0
|  |  |  | 0 | 51 | 0 |  |  | 1 | 1.0842e-19 | 0 | 1.0669e-18 | 1.0669e-18 | 1.0669e-18 | 0 | 0 |  |  |  |  | #VALUE! | #VALUE! | #VALUE! |  |  | #VALUE! | #VALUE! | #VALUE! | #VALUE! | #VALUE! | #VALUE! | #VALUE! | #VALUE! |  |  |  |  | #VALUE! | #VALUE! | #VALUE! |  |  | #VALUE! | #VALUE! | #VALUE! | #VALUE! | #VALUE! | #VALUE! | #VALUE! | #VALUE! |  |  |  |  | #VALUE! | #VALUE! | #VALUE! |  |  | #VALUE! | #VALUE! | #VALUE! | #VALUE! | #VALUE! | #VALUE! | #VALUE! | #VALUE! |  |  |  |  | #VALUE! | #VALUE! | #VALUE! |  |  | #VALUE! | #VALUE! | #VALUE! | #VALUE! | #VALUE! | #VALUE! | #VALUE! | #VALUE! |  |  |  |  | #VALUE! | #VALUE! | #VALUE! |  |  | #VALUE! | #VALUE! | #VALUE! | #VALUE! | #VALUE! | #VALUE! | #VALUE! | #VALUE! |  |  | #VALUE! | #VALUE! | #VALUE! | #VALUE! | #VALUE! |  |  | #VALUE! | #VALUE! | #VALUE! | #VALUE! | #VALUE! | #VALUE! | #VALUE! | #VALUE! |  |  | #VALUE! | #VALUE! | #VALUE! | #VALUE! | #VALUE! |  |  | #VALUE! | #VALUE! | #VALUE! | #VALUE! | #VALUE! | #VALUE! | #VALUE! | #VALUE! | 0 | #REF! | #VALUE! | #VALUE! | #VALUE! | #VALUE! | #VALUE! | #VALUE! | #VALUE! | 0
|  |  |  | 0 | 51 | 0 |  |  | 1 | 1.0842e-19 | 0 | 1.0669e-18 | 1.0669e-18 | 1.0669e-18 | 0 | 0 |  |  |  |  | #VALUE! | #VALUE! | #VALUE! |  |  | #VALUE! | #VALUE! | #VALUE! | #VALUE! | #VALUE! | #VALUE! | #VALUE! | #VALUE! |  |  |  |  | #VALUE! | #VALUE! | #VALUE! |  |  | #VALUE! | #VALUE! | #VALUE! | #VALUE! | #VALUE! | #VALUE! | #VALUE! | #VALUE! |  |  |  |  | #VALUE! | #VALUE! | #VALUE! |  |  | #VALUE! | #VALUE! | #VALUE! | #VALUE! | #VALUE! | #VALUE! | #VALUE! | #VALUE! |  |  |  |  | #VALUE! | #VALUE! | #VALUE! |  |  | #VALUE! | #VALUE! | #VALUE! | #VALUE! | #VALUE! | #VALUE! | #VALUE! | #VALUE! |  |  |  |  | #VALUE! | #VALUE! | #VALUE! |  |  | #VALUE! | #VALUE! | #VALUE! | #VALUE! | #VALUE! | #VALUE! | #VALUE! | #VALUE! |  |  | #VALUE! | #VALUE! | #VALUE! | #VALUE! | #VALUE! |  |  | #VALUE! | #VALUE! | #VALUE! | #VALUE! | #VALUE! | #VALUE! | #VALUE! | #VALUE! |  |  | #VALUE! | #VALUE! | #VALUE! | #VALUE! | #VALUE! |  |  | #VALUE! | #VALUE! | #VALUE! | #VALUE! | #VALUE! | #VALUE! | #VALUE! | #VALUE! | 0 | #REF! | #VALUE! | #VALUE! | #VALUE! | #VALUE! | #VALUE! | #VALUE! | #VALUE! | 0
|  |  |  | 0 | 51 | 0 |  |  | 1 | 1.0842e-19 | 0 | 1.0669e-18 | 1.0669e-18 | 1.0669e-18 | 0 | 0 |  |  |  |  | #VALUE! | #VALUE! | #VALUE! |  |  | #VALUE! | #VALUE! | #VALUE! | #VALUE! | #VALUE! | #VALUE! | #VALUE! | #VALUE! |  |  |  |  | #VALUE! | #VALUE! | #VALUE! |  |  | #VALUE! | #VALUE! | #VALUE! | #VALUE! | #VALUE! | #VALUE! | #VALUE! | #VALUE! |  |  |  |  | #VALUE! | #VALUE! | #VALUE! |  |  | #VALUE! | #VALUE! | #VALUE! | #VALUE! | #VALUE! | #VALUE! | #VALUE! | #VALUE! |  |  |  |  | #VALUE! | #VALUE! | #VALUE! |  |  | #VALUE! | #VALUE! | #VALUE! | #VALUE! | #VALUE! | #VALUE! | #VALUE! | #VALUE! |  |  |  |  | #VALUE! | #VALUE! | #VALUE! |  |  | #VALUE! | #VALUE! | #VALUE! | #VALUE! | #VALUE! | #VALUE! | #VALUE! | #VALUE! |  |  | #VALUE! | #VALUE! | #VALUE! | #VALUE! | #VALUE! |  |  | #VALUE! | #VALUE! | #VALUE! | #VALUE! | #VALUE! | #VALUE! | #VALUE! | #VALUE! |  |  | #VALUE! | #VALUE! | #VALUE! | #VALUE! | #VALUE! |  |  | #VALUE! | #VALUE! | #VALUE! | #VALUE! | #VALUE! | #VALUE! | #VALUE! | #VALUE! | 0 | #REF! | #VALUE! | #VALUE! | #VALUE! | #VALUE! | #VALUE! | #VALUE! | #VALUE! | 0
|  |  |  | 0 | 51 | 0 |  |  | 1 | 1.0842e-19 | 0 | 1.0669e-18 | 1.0669e-18 | 1.0669e-18 | 0 | 0 |  |  |  |  | #VALUE! | #VALUE! | #VALUE! |  |  | #VALUE! | #VALUE! | #VALUE! | #VALUE! | #VALUE! | #VALUE! | #VALUE! | #VALUE! |  |  |  |  | #VALUE! | #VALUE! | #VALUE! |  |  | #VALUE! | #VALUE! | #VALUE! | #VALUE! | #VALUE! | #VALUE! | #VALUE! | #VALUE! |  |  |  |  | #VALUE! | #VALUE! | #VALUE! |  |  | #VALUE! | #VALUE! | #VALUE! | #VALUE! | #VALUE! | #VALUE! | #VALUE! | #VALUE! |  |  |  |  | #VALUE! | #VALUE! | #VALUE! |  |  | #VALUE! | #VALUE! | #VALUE! | #VALUE! | #VALUE! | #VALUE! | #VALUE! | #VALUE! |  |  |  |  | #VALUE! | #VALUE! | #VALUE! |  |  | #VALUE! | #VALUE! | #VALUE! | #VALUE! | #VALUE! | #VALUE! | #VALUE! | #VALUE! |  |  | #VALUE! | #VALUE! | #VALUE! | #VALUE! | #VALUE! |  |  | #VALUE! | #VALUE! | #VALUE! | #VALUE! | #VALUE! | #VALUE! | #VALUE! | #VALUE! |  |  | #VALUE! | #VALUE! | #VALUE! | #VALUE! | #VALUE! |  |  | #VALUE! | #VALUE! | #VALUE! | #VALUE! | #VALUE! | #VALUE! | #VALUE! | #VALUE! | 0 | #REF! | #VALUE! | #VALUE! | #VALUE! | #VALUE! | #VALUE! | #VALUE! | #VALUE! | 0
|  |  |  | 0 | 51 | 0 |  |  | 1 | 1.0842e-19 | 0 | 1.0669e-18 | 1.0669e-18 | 1.0669e-18 | 0 | 0 |  |  |  |  | #VALUE! | #VALUE! | #VALUE! |  |  | #VALUE! | #VALUE! | #VALUE! | #VALUE! | #VALUE! | #VALUE! | #VALUE! | #VALUE! |  |  |  |  | #VALUE! | #VALUE! | #VALUE! |  |  | #VALUE! | #VALUE! | #VALUE! | #VALUE! | #VALUE! | #VALUE! | #VALUE! | #VALUE! |  |  |  |  | #VALUE! | #VALUE! | #VALUE! |  |  | #VALUE! | #VALUE! | #VALUE! | #VALUE! | #VALUE! | #VALUE! | #VALUE! | #VALUE! |  |  |  |  | #VALUE! | #VALUE! | #VALUE! |  |  | #VALUE! | #VALUE! | #VALUE! | #VALUE! | #VALUE! | #VALUE! | #VALUE! | #VALUE! |  |  |  |  | #VALUE! | #VALUE! | #VALUE! |  |  | #VALUE! | #VALUE! | #VALUE! | #VALUE! | #VALUE! | #VALUE! | #VALUE! | #VALUE! |  |  | #VALUE! | #VALUE! | #VALUE! | #VALUE! | #VALUE! |  |  | #VALUE! | #VALUE! | #VALUE! | #VALUE! | #VALUE! | #VALUE! | #VALUE! | #VALUE! |  |  | #VALUE! | #VALUE! | #VALUE! | #VALUE! | #VALUE! |  |  | #VALUE! | #VALUE! | #VALUE! | #VALUE! | #VALUE! | #VALUE! | #VALUE! | #VALUE! | 0 | #REF! | #VALUE! | #VALUE! | #VALUE! | #VALUE! | #VALUE! | #VALUE! | #VALUE! | 0
|  |  |  | 0 | 51 | 0 |  |  | 1 | 1.0842e-19 | 0 | 1.0669e-18 | 1.0669e-18 | 1.0669e-18 | 0 | 0 |  |  |  |  | #VALUE! | #VALUE! | #VALUE! |  |  | #VALUE! | #VALUE! | #VALUE! | #VALUE! | #VALUE! | #VALUE! | #VALUE! | #VALUE! |  |  |  |  | #VALUE! | #VALUE! | #VALUE! |  |  | #VALUE! | #VALUE! | #VALUE! | #VALUE! | #VALUE! | #VALUE! | #VALUE! | #VALUE! |  |  |  |  | #VALUE! | #VALUE! | #VALUE! |  |  | #VALUE! | #VALUE! | #VALUE! | #VALUE! | #VALUE! | #VALUE! | #VALUE! | #VALUE! |  |  |  |  | #VALUE! | #VALUE! | #VALUE! |  |  | #VALUE! | #VALUE! | #VALUE! | #VALUE! | #VALUE! | #VALUE! | #VALUE! | #VALUE! |  |  |  |  | #VALUE! | #VALUE! | #VALUE! |  |  | #VALUE! | #VALUE! | #VALUE! | #VALUE! | #VALUE! | #VALUE! | #VALUE! | #VALUE! |  |  | #VALUE! | #VALUE! | #VALUE! | #VALUE! | #VALUE! |  |  | #VALUE! | #VALUE! | #VALUE! | #VALUE! | #VALUE! | #VALUE! | #VALUE! | #VALUE! |  |  | #VALUE! | #VALUE! | #VALUE! | #VALUE! | #VALUE! |  |  | #VALUE! | #VALUE! | #VALUE! | #VALUE! | #VALUE! | #VALUE! | #VALUE! | #VALUE! | 0 | #REF! | #VALUE! | #VALUE! | #VALUE! | #VALUE! | #VALUE! | #VALUE! | #VALUE! | 0
|  |  |  | 0 | 51 | 0 |  |  | 1 | 1.0842e-19 | 0 | 1.0669e-18 | 1.0669e-18 | 1.0669e-18 | 0 | 0 |  |  |  |  | #VALUE! | #VALUE! | #VALUE! |  |  | #VALUE! | #VALUE! | #VALUE! | #VALUE! | #VALUE! | #VALUE! | #VALUE! | #VALUE! |  |  |  |  | #VALUE! | #VALUE! | #VALUE! |  |  | #VALUE! | #VALUE! | #VALUE! | #VALUE! | #VALUE! | #VALUE! | #VALUE! | #VALUE! |  |  |  |  | #VALUE! | #VALUE! | #VALUE! |  |  | #VALUE! | #VALUE! | #VALUE! | #VALUE! | #VALUE! | #VALUE! | #VALUE! | #VALUE! |  |  |  |  | #VALUE! | #VALUE! | #VALUE! |  |  | #VALUE! | #VALUE! | #VALUE! | #VALUE! | #VALUE! | #VALUE! | #VALUE! | #VALUE! |  |  |  |  | #VALUE! | #VALUE! | #VALUE! |  |  | #VALUE! | #VALUE! | #VALUE! | #VALUE! | #VALUE! | #VALUE! | #VALUE! | #VALUE! |  |  | #VALUE! | #VALUE! | #VALUE! | #VALUE! | #VALUE! |  |  | #VALUE! | #VALUE! | #VALUE! | #VALUE! | #VALUE! | #VALUE! | #VALUE! | #VALUE! |  |  | #VALUE! | #VALUE! | #VALUE! | #VALUE! | #VALUE! |  |  | #VALUE! | #VALUE! | #VALUE! | #VALUE! | #VALUE! | #VALUE! | #VALUE! | #VALUE! | 0 | #REF! | #VALUE! | #VALUE! | #VALUE! | #VALUE! | #VALUE! | #VALUE! | #VALUE! | 0
|  |  |  | 0 | 51 | 0 |  |  | 1 | 1.0842e-19 | 0 | 1.0669e-18 | 1.0669e-18 | 1.0669e-18 | 0 | 0 |  |  |  |  | #VALUE! | #VALUE! | #VALUE! |  |  | #VALUE! | #VALUE! | #VALUE! | #VALUE! | #VALUE! | #VALUE! | #VALUE! | #VALUE! |  |  |  |  | #VALUE! | #VALUE! | #VALUE! |  |  | #VALUE! | #VALUE! | #VALUE! | #VALUE! | #VALUE! | #VALUE! | #VALUE! | #VALUE! |  |  |  |  | #VALUE! | #VALUE! | #VALUE! |  |  | #VALUE! | #VALUE! | #VALUE! | #VALUE! | #VALUE! | #VALUE! | #VALUE! | #VALUE! |  |  |  |  | #VALUE! | #VALUE! | #VALUE! |  |  | #VALUE! | #VALUE! | #VALUE! | #VALUE! | #VALUE! | #VALUE! | #VALUE! | #VALUE! |  |  |  |  | #VALUE! | #VALUE! | #VALUE! |  |  | #VALUE! | #VALUE! | #VALUE! | #VALUE! | #VALUE! | #VALUE! | #VALUE! | #VALUE! |  |  | #VALUE! | #VALUE! | #VALUE! | #VALUE! | #VALUE! |  |  | #VALUE! | #VALUE! | #VALUE! | #VALUE! | #VALUE! | #VALUE! | #VALUE! | #VALUE! |  |  | #VALUE! | #VALUE! | #VALUE! | #VALUE! | #VALUE! |  |  | #VALUE! | #VALUE! | #VALUE! | #VALUE! | #VALUE! | #VALUE! | #VALUE! | #VALUE! | 0 | #REF! | #VALUE! | #VALUE! | #VALUE! | #VALUE! | #VALUE! | #VALUE! | #VALUE! | 0
|  |  |  | 0 | 51 | 0 |  |  | 1 | 1.0842e-19 | 0 | 1.0669e-18 | 1.0669e-18 | 1.0669e-18 | 0 | 0 |  |  |  |  | #VALUE! | #VALUE! | #VALUE! |  |  | #VALUE! | #VALUE! | #VALUE! | #VALUE! | #VALUE! | #VALUE! | #VALUE! | #VALUE! |  |  |  |  | #VALUE! | #VALUE! | #VALUE! |  |  | #VALUE! | #VALUE! | #VALUE! | #VALUE! | #VALUE! | #VALUE! | #VALUE! | #VALUE! |  |  |  |  | #VALUE! | #VALUE! | #VALUE! |  |  | #VALUE! | #VALUE! | #VALUE! | #VALUE! | #VALUE! | #VALUE! | #VALUE! | #VALUE! |  |  |  |  | #VALUE! | #VALUE! | #VALUE! |  |  | #VALUE! | #VALUE! | #VALUE! | #VALUE! | #VALUE! | #VALUE! | #VALUE! | #VALUE! |  |  |  |  | #VALUE! | #VALUE! | #VALUE! |  |  | #VALUE! | #VALUE! | #VALUE! | #VALUE! | #VALUE! | #VALUE! | #VALUE! | #VALUE! |  |  | #VALUE! | #VALUE! | #VALUE! | #VALUE! | #VALUE! |  |  | #VALUE! | #VALUE! | #VALUE! | #VALUE! | #VALUE! | #VALUE! | #VALUE! | #VALUE! |  |  | #VALUE! | #VALUE! | #VALUE! | #VALUE! | #VALUE! |  |  | #VALUE! | #VALUE! | #VALUE! | #VALUE! | #VALUE! | #VALUE! | #VALUE! | #VALUE! | 0 | #REF! | #VALUE! | #VALUE! | #VALUE! | #VALUE! | #VALUE! | #VALUE! | #VALUE! | 0
|  |  |  | 0 | 51 | 0 |  |  | 1 | 1.0842e-19 | 0 | 1.0669e-18 | 1.0669e-18 | 1.0669e-18 | 0 | 0 |  |  |  |  | #VALUE! | #VALUE! | #VALUE! |  |  | #VALUE! | #VALUE! | #VALUE! | #VALUE! | #VALUE! | #VALUE! | #VALUE! | #VALUE! |  |  |  |  | #VALUE! | #VALUE! | #VALUE! |  |  | #VALUE! | #VALUE! | #VALUE! | #VALUE! | #VALUE! | #VALUE! | #VALUE! | #VALUE! |  |  |  |  | #VALUE! | #VALUE! | #VALUE! |  |  | #VALUE! | #VALUE! | #VALUE! | #VALUE! | #VALUE! | #VALUE! | #VALUE! | #VALUE! |  |  |  |  | #VALUE! | #VALUE! | #VALUE! |  |  | #VALUE! | #VALUE! | #VALUE! | #VALUE! | #VALUE! | #VALUE! | #VALUE! | #VALUE! |  |  |  |  | #VALUE! | #VALUE! | #VALUE! |  |  | #VALUE! | #VALUE! | #VALUE! | #VALUE! | #VALUE! | #VALUE! | #VALUE! | #VALUE! |  |  | #VALUE! | #VALUE! | #VALUE! | #VALUE! | #VALUE! |  |  | #VALUE! | #VALUE! | #VALUE! | #VALUE! | #VALUE! | #VALUE! | #VALUE! | #VALUE! |  |  | #VALUE! | #VALUE! | #VALUE! | #VALUE! | #VALUE! |  |  | #VALUE! | #VALUE! | #VALUE! | #VALUE! | #VALUE! | #VALUE! | #VALUE! | #VALUE! | 0 | #REF! | #VALUE! | #VALUE! | #VALUE! | #VALUE! | #VALUE! | #VALUE! | #VALUE! | 0
|  |  |  | 0 | 51 | 0 |  |  | 1 | 1.0842e-19 | 0 | 1.0669e-18 | 1.0669e-18 | 1.0669e-18 | 0 | 0 |  |  |  |  | #VALUE! | #VALUE! | #VALUE! |  |  | #VALUE! | #VALUE! | #VALUE! | #VALUE! | #VALUE! | #VALUE! | #VALUE! | #VALUE! |  |  |  |  | #VALUE! | #VALUE! | #VALUE! |  |  | #VALUE! | #VALUE! | #VALUE! | #VALUE! | #VALUE! | #VALUE! | #VALUE! | #VALUE! |  |  |  |  | #VALUE! | #VALUE! | #VALUE! |  |  | #VALUE! | #VALUE! | #VALUE! | #VALUE! | #VALUE! | #VALUE! | #VALUE! | #VALUE! |  |  |  |  | #VALUE! | #VALUE! | #VALUE! |  |  | #VALUE! | #VALUE! | #VALUE! | #VALUE! | #VALUE! | #VALUE! | #VALUE! | #VALUE! |  |  |  |  | #VALUE! | #VALUE! | #VALUE! |  |  | #VALUE! | #VALUE! | #VALUE! | #VALUE! | #VALUE! | #VALUE! | #VALUE! | #VALUE! |  |  | #VALUE! | #VALUE! | #VALUE! | #VALUE! | #VALUE! |  |  | #VALUE! | #VALUE! | #VALUE! | #VALUE! | #VALUE! | #VALUE! | #VALUE! | #VALUE! |  |  | #VALUE! | #VALUE! | #VALUE! | #VALUE! | #VALUE! |  |  | #VALUE! | #VALUE! | #VALUE! | #VALUE! | #VALUE! | #VALUE! | #VALUE! | #VALUE! | 0 | #REF! | #VALUE! | #VALUE! | #VALUE! | #VALUE! | #VALUE! | #VALUE! | #VALUE! | 0
|  |  |  | 0 | 51 | 0 |  |  | 1 | 1.0842e-19 | 0 | 1.0669e-18 | 1.0669e-18 | 1.0669e-18 | 0 | 0 |  |  |  |  | #VALUE! | #VALUE! | #VALUE! |  |  | #VALUE! | #VALUE! | #VALUE! | #VALUE! | #VALUE! | #VALUE! | #VALUE! | #VALUE! |  |  |  |  | #VALUE! | #VALUE! | #VALUE! |  |  | #VALUE! | #VALUE! | #VALUE! | #VALUE! | #VALUE! | #VALUE! | #VALUE! | #VALUE! |  |  |  |  | #VALUE! | #VALUE! | #VALUE! |  |  | #VALUE! | #VALUE! | #VALUE! | #VALUE! | #VALUE! | #VALUE! | #VALUE! | #VALUE! |  |  |  |  | #VALUE! | #VALUE! | #VALUE! |  |  | #VALUE! | #VALUE! | #VALUE! | #VALUE! | #VALUE! | #VALUE! | #VALUE! | #VALUE! |  |  |  |  | #VALUE! | #VALUE! | #VALUE! |  |  | #VALUE! | #VALUE! | #VALUE! | #VALUE! | #VALUE! | #VALUE! | #VALUE! | #VALUE! |  |  | #VALUE! | #VALUE! | #VALUE! | #VALUE! | #VALUE! |  |  | #VALUE! | #VALUE! | #VALUE! | #VALUE! | #VALUE! | #VALUE! | #VALUE! | #VALUE! |  |  | #VALUE! | #VALUE! | #VALUE! | #VALUE! | #VALUE! |  |  | #VALUE! | #VALUE! | #VALUE! | #VALUE! | #VALUE! | #VALUE! | #VALUE! | #VALUE! | 0 | #REF! | #VALUE! | #VALUE! | #VALUE! | #VALUE! | #VALUE! | #VALUE! | #VALUE! | 0
|  |  |  | 0 | 51 | 0 |  |  | 1 | 1.0842e-19 | 0 | 1.0669e-18 | 1.0669e-18 | 1.0669e-18 | 0 | 0 |  |  |  |  | #VALUE! | #VALUE! | #VALUE! |  |  | #VALUE! | #VALUE! | #VALUE! | #VALUE! | #VALUE! | #VALUE! | #VALUE! | #VALUE! |  |  |  |  | #VALUE! | #VALUE! | #VALUE! |  |  | #VALUE! | #VALUE! | #VALUE! | #VALUE! | #VALUE! | #VALUE! | #VALUE! | #VALUE! |  |  |  |  | #VALUE! | #VALUE! | #VALUE! |  |  | #VALUE! | #VALUE! | #VALUE! | #VALUE! | #VALUE! | #VALUE! | #VALUE! | #VALUE! |  |  |  |  | #VALUE! | #VALUE! | #VALUE! |  |  | #VALUE! | #VALUE! | #VALUE! | #VALUE! | #VALUE! | #VALUE! | #VALUE! | #VALUE! |  |  |  |  | #VALUE! | #VALUE! | #VALUE! |  |  | #VALUE! | #VALUE! | #VALUE! | #VALUE! | #VALUE! | #VALUE! | #VALUE! | #VALUE! |  |  | #VALUE! | #VALUE! | #VALUE! | #VALUE! | #VALUE! |  |  | #VALUE! | #VALUE! | #VALUE! | #VALUE! | #VALUE! | #VALUE! | #VALUE! | #VALUE! |  |  | #VALUE! | #VALUE! | #VALUE! | #VALUE! | #VALUE! |  |  | #VALUE! | #VALUE! | #VALUE! | #VALUE! | #VALUE! | #VALUE! | #VALUE! | #VALUE! | 0 | #REF! | #VALUE! | #VALUE! | #VALUE! | #VALUE! | #VALUE! | #VALUE! | #VALUE! | 0
|  |  |  | 0 | 51 | 0 |  |  | 1 | 1.0842e-19 | 0 | 1.0669e-18 | 1.0669e-18 | 1.0669e-18 | 0 | 0 |  |  |  |  | #VALUE! | #VALUE! | #VALUE! |  |  | #VALUE! | #VALUE! | #VALUE! | #VALUE! | #VALUE! | #VALUE! | #VALUE! | #VALUE! |  |  |  |  | #VALUE! | #VALUE! | #VALUE! |  |  | #VALUE! | #VALUE! | #VALUE! | #VALUE! | #VALUE! | #VALUE! | #VALUE! | #VALUE! |  |  |  |  | #VALUE! | #VALUE! | #VALUE! |  |  | #VALUE! | #VALUE! | #VALUE! | #VALUE! | #VALUE! | #VALUE! | #VALUE! | #VALUE! |  |  |  |  | #VALUE! | #VALUE! | #VALUE! |  |  | #VALUE! | #VALUE! | #VALUE! | #VALUE! | #VALUE! | #VALUE! | #VALUE! | #VALUE! |  |  |  |  | #VALUE! | #VALUE! | #VALUE! |  |  | #VALUE! | #VALUE! | #VALUE! | #VALUE! | #VALUE! | #VALUE! | #VALUE! | #VALUE! |  |  | #VALUE! | #VALUE! | #VALUE! | #VALUE! | #VALUE! |  |  | #VALUE! | #VALUE! | #VALUE! | #VALUE! | #VALUE! | #VALUE! | #VALUE! | #VALUE! |  |  | #VALUE! | #VALUE! | #VALUE! | #VALUE! | #VALUE! |  |  | #VALUE! | #VALUE! | #VALUE! | #VALUE! | #VALUE! | #VALUE! | #VALUE! | #VALUE! | 0 | #REF! | #VALUE! | #VALUE! | #VALUE! | #VALUE! | #VALUE! | #VALUE! | #VALUE! | 0
|  |  |  | 0 | 51 | 0 |  |  | 1 | 1.0842e-19 | 0 | 1.0669e-18 | 1.0669e-18 | 1.0669e-18 | 0 | 0 |  |  |  |  | #VALUE! | #VALUE! | #VALUE! |  |  | #VALUE! | #VALUE! | #VALUE! | #VALUE! | #VALUE! | #VALUE! | #VALUE! | #VALUE! |  |  |  |  | #VALUE! | #VALUE! | #VALUE! |  |  | #VALUE! | #VALUE! | #VALUE! | #VALUE! | #VALUE! | #VALUE! | #VALUE! | #VALUE! |  |  |  |  | #VALUE! | #VALUE! | #VALUE! |  |  | #VALUE! | #VALUE! | #VALUE! | #VALUE! | #VALUE! | #VALUE! | #VALUE! | #VALUE! |  |  |  |  | #VALUE! | #VALUE! | #VALUE! |  |  | #VALUE! | #VALUE! | #VALUE! | #VALUE! | #VALUE! | #VALUE! | #VALUE! | #VALUE! |  |  |  |  | #VALUE! | #VALUE! | #VALUE! |  |  | #VALUE! | #VALUE! | #VALUE! | #VALUE! | #VALUE! | #VALUE! | #VALUE! | #VALUE! |  |  | #VALUE! | #VALUE! | #VALUE! | #VALUE! | #VALUE! |  |  | #VALUE! | #VALUE! | #VALUE! | #VALUE! | #VALUE! | #VALUE! | #VALUE! | #VALUE! |  |  | #VALUE! | #VALUE! | #VALUE! | #VALUE! | #VALUE! |  |  | #VALUE! | #VALUE! | #VALUE! | #VALUE! | #VALUE! | #VALUE! | #VALUE! | #VALUE! | 0 | #REF! | #VALUE! | #VALUE! | #VALUE! | #VALUE! | #VALUE! | #VALUE! | #VALUE! | 0
|  |  |  | 0 | 51 | 0 |  |  | 1 | 1.0842e-19 | 0 | 1.0669e-18 | 1.0669e-18 | 1.0669e-18 | 0 | 0 |  |  |  |  | #VALUE! | #VALUE! | #VALUE! |  |  | #VALUE! | #VALUE! | #VALUE! | #VALUE! | #VALUE! | #VALUE! | #VALUE! | #VALUE! |  |  |  |  | #VALUE! | #VALUE! | #VALUE! |  |  | #VALUE! | #VALUE! | #VALUE! | #VALUE! | #VALUE! | #VALUE! | #VALUE! | #VALUE! |  |  |  |  | #VALUE! | #VALUE! | #VALUE! |  |  | #VALUE! | #VALUE! | #VALUE! | #VALUE! | #VALUE! | #VALUE! | #VALUE! | #VALUE! |  |  |  |  | #VALUE! | #VALUE! | #VALUE! |  |  | #VALUE! | #VALUE! | #VALUE! | #VALUE! | #VALUE! | #VALUE! | #VALUE! | #VALUE! |  |  |  |  | #VALUE! | #VALUE! | #VALUE! |  |  | #VALUE! | #VALUE! | #VALUE! | #VALUE! | #VALUE! | #VALUE! | #VALUE! | #VALUE! |  |  | #VALUE! | #VALUE! | #VALUE! | #VALUE! | #VALUE! |  |  | #VALUE! | #VALUE! | #VALUE! | #VALUE! | #VALUE! | #VALUE! | #VALUE! | #VALUE! |  |  | #VALUE! | #VALUE! | #VALUE! | #VALUE! | #VALUE! |  |  | #VALUE! | #VALUE! | #VALUE! | #VALUE! | #VALUE! | #VALUE! | #VALUE! | #VALUE! | 0 | #REF! | #VALUE! | #VALUE! | #VALUE! | #VALUE! | #VALUE! | #VALUE! | #VALUE! | 0
|  |  |  | 0 | 51 | 0 |  |  | 1 | 1.0842e-19 | 0 | 1.0669e-18 | 1.0669e-18 | 1.0669e-18 | 0 | 0 |  |  |  |  | #VALUE! | #VALUE! | #VALUE! |  |  | #VALUE! | #VALUE! | #VALUE! | #VALUE! | #VALUE! | #VALUE! | #VALUE! | #VALUE! |  |  |  |  | #VALUE! | #VALUE! | #VALUE! |  |  | #VALUE! | #VALUE! | #VALUE! | #VALUE! | #VALUE! | #VALUE! | #VALUE! | #VALUE! |  |  |  |  | #VALUE! | #VALUE! | #VALUE! |  |  | #VALUE! | #VALUE! | #VALUE! | #VALUE! | #VALUE! | #VALUE! | #VALUE! | #VALUE! |  |  |  |  | #VALUE! | #VALUE! | #VALUE! |  |  | #VALUE! | #VALUE! | #VALUE! | #VALUE! | #VALUE! | #VALUE! | #VALUE! | #VALUE! |  |  |  |  | #VALUE! | #VALUE! | #VALUE! |  |  | #VALUE! | #VALUE! | #VALUE! | #VALUE! | #VALUE! | #VALUE! | #VALUE! | #VALUE! |  |  | #VALUE! | #VALUE! | #VALUE! | #VALUE! | #VALUE! |  |  | #VALUE! | #VALUE! | #VALUE! | #VALUE! | #VALUE! | #VALUE! | #VALUE! | #VALUE! |  |  | #VALUE! | #VALUE! | #VALUE! | #VALUE! | #VALUE! |  |  | #VALUE! | #VALUE! | #VALUE! | #VALUE! | #VALUE! | #VALUE! | #VALUE! | #VALUE! | 0 | #REF! | #VALUE! | #VALUE! | #VALUE! | #VALUE! | #VALUE! | #VALUE! | #VALUE! | 0
|  |  |  | 0 | 51 | 0 |  |  | 1 | 1.0842e-19 | 0 | 1.0669e-18 | 1.0669e-18 | 1.0669e-18 | 0 | 0 |  |  |  |  | #VALUE! | #VALUE! | #VALUE! |  |  | #VALUE! | #VALUE! | #VALUE! | #VALUE! | #VALUE! | #VALUE! | #VALUE! | #VALUE! |  |  |  |  | #VALUE! | #VALUE! | #VALUE! |  |  | #VALUE! | #VALUE! | #VALUE! | #VALUE! | #VALUE! | #VALUE! | #VALUE! | #VALUE! |  |  |  |  | #VALUE! | #VALUE! | #VALUE! |  |  | #VALUE! | #VALUE! | #VALUE! | #VALUE! | #VALUE! | #VALUE! | #VALUE! | #VALUE! |  |  |  |  | #VALUE! | #VALUE! | #VALUE! |  |  | #VALUE! | #VALUE! | #VALUE! | #VALUE! | #VALUE! | #VALUE! | #VALUE! | #VALUE! |  |  |  |  | #VALUE! | #VALUE! | #VALUE! |  |  | #VALUE! | #VALUE! | #VALUE! | #VALUE! | #VALUE! | #VALUE! | #VALUE! | #VALUE! |  |  | #VALUE! | #VALUE! | #VALUE! | #VALUE! | #VALUE! |  |  | #VALUE! | #VALUE! | #VALUE! | #VALUE! | #VALUE! | #VALUE! | #VALUE! | #VALUE! |  |  | #VALUE! | #VALUE! | #VALUE! | #VALUE! | #VALUE! |  |  | #VALUE! | #VALUE! | #VALUE! | #VALUE! | #VALUE! | #VALUE! | #VALUE! | #VALUE! | 0 | #REF! | #VALUE! | #VALUE! | #VALUE! | #VALUE! | #VALUE! | #VALUE! | #VALUE! | 0
|  |  |  | 0 | 51 | 0 |  |  | 1 | 1.0842e-19 | 0 | 1.0669e-18 | 1.0669e-18 | 1.0669e-18 | 0 | 0 |  |  |  |  | #VALUE! | #VALUE! | #VALUE! |  |  | #VALUE! | #VALUE! | #VALUE! | #VALUE! | #VALUE! | #VALUE! | #VALUE! | #VALUE! |  |  |  |  | #VALUE! | #VALUE! | #VALUE! |  |  | #VALUE! | #VALUE! | #VALUE! | #VALUE! | #VALUE! | #VALUE! | #VALUE! | #VALUE! |  |  |  |  | #VALUE! | #VALUE! | #VALUE! |  |  | #VALUE! | #VALUE! | #VALUE! | #VALUE! | #VALUE! | #VALUE! | #VALUE! | #VALUE! |  |  |  |  | #VALUE! | #VALUE! | #VALUE! |  |  | #VALUE! | #VALUE! | #VALUE! | #VALUE! | #VALUE! | #VALUE! | #VALUE! | #VALUE! |  |  |  |  | #VALUE! | #VALUE! | #VALUE! |  |  | #VALUE! | #VALUE! | #VALUE! | #VALUE! | #VALUE! | #VALUE! | #VALUE! | #VALUE! |  |  | #VALUE! | #VALUE! | #VALUE! | #VALUE! | #VALUE! |  |  | #VALUE! | #VALUE! | #VALUE! | #VALUE! | #VALUE! | #VALUE! | #VALUE! | #VALUE! |  |  | #VALUE! | #VALUE! | #VALUE! | #VALUE! | #VALUE! |  |  | #VALUE! | #VALUE! | #VALUE! | #VALUE! | #VALUE! | #VALUE! | #VALUE! | #VALUE! | 0 | #REF! | #VALUE! | #VALUE! | #VALUE! | #VALUE! | #VALUE! | #VALUE! | #VALUE! | 0
|  |  |  | 0 | 51 | 0 |  |  | 1 | 1.0842e-19 | 0 | 1.0669e-18 | 1.0669e-18 | 1.0669e-18 | 0 | 0 |  |  |  |  | #VALUE! | #VALUE! | #VALUE! |  |  | #VALUE! | #VALUE! | #VALUE! | #VALUE! | #VALUE! | #VALUE! | #VALUE! | #VALUE! |  |  |  |  | #VALUE! | #VALUE! | #VALUE! |  |  | #VALUE! | #VALUE! | #VALUE! | #VALUE! | #VALUE! | #VALUE! | #VALUE! | #VALUE! |  |  |  |  | #VALUE! | #VALUE! | #VALUE! |  |  | #VALUE! | #VALUE! | #VALUE! | #VALUE! | #VALUE! | #VALUE! | #VALUE! | #VALUE! |  |  |  |  | #VALUE! | #VALUE! | #VALUE! |  |  | #VALUE! | #VALUE! | #VALUE! | #VALUE! | #VALUE! | #VALUE! | #VALUE! | #VALUE! |  |  |  |  | #VALUE! | #VALUE! | #VALUE! |  |  | #VALUE! | #VALUE! | #VALUE! | #VALUE! | #VALUE! | #VALUE! | #VALUE! | #VALUE! |  |  | #VALUE! | #VALUE! | #VALUE! | #VALUE! | #VALUE! |  |  | #VALUE! | #VALUE! | #VALUE! | #VALUE! | #VALUE! | #VALUE! | #VALUE! | #VALUE! |  |  | #VALUE! | #VALUE! | #VALUE! | #VALUE! | #VALUE! |  |  | #VALUE! | #VALUE! | #VALUE! | #VALUE! | #VALUE! | #VALUE! | #VALUE! | #VALUE! | 0 | #REF! | #VALUE! | #VALUE! | #VALUE! | #VALUE! | #VALUE! | #VALUE! | #VALUE! | 0
|  |  |  | 0 | 51 | 0 |  |  | 1 | 1.0842e-19 | 0 | 1.0669e-18 | 1.0669e-18 | 1.0669e-18 | 0 | 0 |  |  |  |  | #VALUE! | #VALUE! | #VALUE! |  |  | #VALUE! | #VALUE! | #VALUE! | #VALUE! | #VALUE! | #VALUE! | #VALUE! | #VALUE! |  |  |  |  | #VALUE! | #VALUE! | #VALUE! |  |  | #VALUE! | #VALUE! | #VALUE! | #VALUE! | #VALUE! | #VALUE! | #VALUE! | #VALUE! |  |  |  |  | #VALUE! | #VALUE! | #VALUE! |  |  | #VALUE! | #VALUE! | #VALUE! | #VALUE! | #VALUE! | #VALUE! | #VALUE! | #VALUE! |  |  |  |  | #VALUE! | #VALUE! | #VALUE! |  |  | #VALUE! | #VALUE! | #VALUE! | #VALUE! | #VALUE! | #VALUE! | #VALUE! | #VALUE! |  |  |  |  | #VALUE! | #VALUE! | #VALUE! |  |  | #VALUE! | #VALUE! | #VALUE! | #VALUE! | #VALUE! | #VALUE! | #VALUE! | #VALUE! |  |  | #VALUE! | #VALUE! | #VALUE! | #VALUE! | #VALUE! |  |  | #VALUE! | #VALUE! | #VALUE! | #VALUE! | #VALUE! | #VALUE! | #VALUE! | #VALUE! |  |  | #VALUE! | #VALUE! | #VALUE! | #VALUE! | #VALUE! |  |  | #VALUE! | #VALUE! | #VALUE! | #VALUE! | #VALUE! | #VALUE! | #VALUE! | #VALUE! | 0 | #REF! | #VALUE! | #VALUE! | #VALUE! | #VALUE! | #VALUE! | #VALUE! | #VALUE! | 0
|  |  |  | 0 | 51 | 0 |  |  | 1 | 1.0842e-19 | 0 | 1.0669e-18 | 1.0669e-18 | 1.0669e-18 | 0 | 0 |  |  |  |  | #VALUE! | #VALUE! | #VALUE! |  |  | #VALUE! | #VALUE! | #VALUE! | #VALUE! | #VALUE! | #VALUE! | #VALUE! | #VALUE! |  |  |  |  | #VALUE! | #VALUE! | #VALUE! |  |  | #VALUE! | #VALUE! | #VALUE! | #VALUE! | #VALUE! | #VALUE! | #VALUE! | #VALUE! |  |  |  |  | #VALUE! | #VALUE! | #VALUE! |  |  | #VALUE! | #VALUE! | #VALUE! | #VALUE! | #VALUE! | #VALUE! | #VALUE! | #VALUE! |  |  |  |  | #VALUE! | #VALUE! | #VALUE! |  |  | #VALUE! | #VALUE! | #VALUE! | #VALUE! | #VALUE! | #VALUE! | #VALUE! | #VALUE! |  |  |  |  | #VALUE! | #VALUE! | #VALUE! |  |  | #VALUE! | #VALUE! | #VALUE! | #VALUE! | #VALUE! | #VALUE! | #VALUE! | #VALUE! |  |  | #VALUE! | #VALUE! | #VALUE! | #VALUE! | #VALUE! |  |  | #VALUE! | #VALUE! | #VALUE! | #VALUE! | #VALUE! | #VALUE! | #VALUE! | #VALUE! |  |  | #VALUE! | #VALUE! | #VALUE! | #VALUE! | #VALUE! |  |  | #VALUE! | #VALUE! | #VALUE! | #VALUE! | #VALUE! | #VALUE! | #VALUE! | #VALUE! | 0 | #REF! | #VALUE! | #VALUE! | #VALUE! | #VALUE! | #VALUE! | #VALUE! | #VALUE! | 0
|  |  |  | 0 | 51 | 0 |  |  | 1 | 1.0842e-19 | 0 | 1.0669e-18 | 1.0669e-18 | 1.0669e-18 | 0 | 0 |  |  |  |  | #VALUE! | #VALUE! | #VALUE! |  |  | #VALUE! | #VALUE! | #VALUE! | #VALUE! | #VALUE! | #VALUE! | #VALUE! | #VALUE! |  |  |  |  | #VALUE! | #VALUE! | #VALUE! |  |  | #VALUE! | #VALUE! | #VALUE! | #VALUE! | #VALUE! | #VALUE! | #VALUE! | #VALUE! |  |  |  |  | #VALUE! | #VALUE! | #VALUE! |  |  | #VALUE! | #VALUE! | #VALUE! | #VALUE! | #VALUE! | #VALUE! | #VALUE! | #VALUE! |  |  |  |  | #VALUE! | #VALUE! | #VALUE! |  |  | #VALUE! | #VALUE! | #VALUE! | #VALUE! | #VALUE! | #VALUE! | #VALUE! | #VALUE! |  |  |  |  | #VALUE! | #VALUE! | #VALUE! |  |  | #VALUE! | #VALUE! | #VALUE! | #VALUE! | #VALUE! | #VALUE! | #VALUE! | #VALUE! |  |  | #VALUE! | #VALUE! | #VALUE! | #VALUE! | #VALUE! |  |  | #VALUE! | #VALUE! | #VALUE! | #VALUE! | #VALUE! | #VALUE! | #VALUE! | #VALUE! |  |  | #VALUE! | #VALUE! | #VALUE! | #VALUE! | #VALUE! |  |  | #VALUE! | #VALUE! | #VALUE! | #VALUE! | #VALUE! | #VALUE! | #VALUE! | #VALUE! | 0 | #REF! | #VALUE! | #VALUE! | #VALUE! | #VALUE! | #VALUE! | #VALUE! | #VALUE! | 0
|  |  |  | 0 | 51 | 0 |  |  | 1 | 1.0842e-19 | 0 | 1.0669e-18 | 1.0669e-18 | 1.0669e-18 | 0 | 0 |  |  |  |  | #VALUE! | #VALUE! | #VALUE! |  |  | #VALUE! | #VALUE! | #VALUE! | #VALUE! | #VALUE! | #VALUE! | #VALUE! | #VALUE! |  |  |  |  | #VALUE! | #VALUE! | #VALUE! |  |  | #VALUE! | #VALUE! | #VALUE! | #VALUE! | #VALUE! | #VALUE! | #VALUE! | #VALUE! |  |  |  |  | #VALUE! | #VALUE! | #VALUE! |  |  | #VALUE! | #VALUE! | #VALUE! | #VALUE! | #VALUE! | #VALUE! | #VALUE! | #VALUE! |  |  |  |  | #VALUE! | #VALUE! | #VALUE! |  |  | #VALUE! | #VALUE! | #VALUE! | #VALUE! | #VALUE! | #VALUE! | #VALUE! | #VALUE! |  |  |  |  | #VALUE! | #VALUE! | #VALUE! |  |  | #VALUE! | #VALUE! | #VALUE! | #VALUE! | #VALUE! | #VALUE! | #VALUE! | #VALUE! |  |  | #VALUE! | #VALUE! | #VALUE! | #VALUE! | #VALUE! |  |  | #VALUE! | #VALUE! | #VALUE! | #VALUE! | #VALUE! | #VALUE! | #VALUE! | #VALUE! |  |  | #VALUE! | #VALUE! | #VALUE! | #VALUE! | #VALUE! |  |  | #VALUE! | #VALUE! | #VALUE! | #VALUE! | #VALUE! | #VALUE! | #VALUE! | #VALUE! | 0 | #REF! | #VALUE! | #VALUE! | #VALUE! | #VALUE! | #VALUE! | #VALUE! | #VALUE! | 0
|  |  |  | 0 | 51 | 0 |  |  | 1 | 1.0842e-19 | 0 | 1.0669e-18 | 1.0669e-18 | 1.0669e-18 | 0 | 0 |  |  |  |  | #VALUE! | #VALUE! | #VALUE! |  |  | #VALUE! | #VALUE! | #VALUE! | #VALUE! | #VALUE! | #VALUE! | #VALUE! | #VALUE! |  |  |  |  | #VALUE! | #VALUE! | #VALUE! |  |  | #VALUE! | #VALUE! | #VALUE! | #VALUE! | #VALUE! | #VALUE! | #VALUE! | #VALUE! |  |  |  |  | #VALUE! | #VALUE! | #VALUE! |  |  | #VALUE! | #VALUE! | #VALUE! | #VALUE! | #VALUE! | #VALUE! | #VALUE! | #VALUE! |  |  |  |  | #VALUE! | #VALUE! | #VALUE! |  |  | #VALUE! | #VALUE! | #VALUE! | #VALUE! | #VALUE! | #VALUE! | #VALUE! | #VALUE! |  |  |  |  | #VALUE! | #VALUE! | #VALUE! |  |  | #VALUE! | #VALUE! | #VALUE! | #VALUE! | #VALUE! | #VALUE! | #VALUE! | #VALUE! |  |  | #VALUE! | #VALUE! | #VALUE! | #VALUE! | #VALUE! |  |  | #VALUE! | #VALUE! | #VALUE! | #VALUE! | #VALUE! | #VALUE! | #VALUE! | #VALUE! |  |  | #VALUE! | #VALUE! | #VALUE! | #VALUE! | #VALUE! |  |  | #VALUE! | #VALUE! | #VALUE! | #VALUE! | #VALUE! | #VALUE! | #VALUE! | #VALUE! | 0 | #REF! | #VALUE! | #VALUE! | #VALUE! | #VALUE! | #VALUE! | #VALUE! | #VALUE! | 0
|  |  |  | 0 | 51 | 0 |  |  | 1 | 1.0842e-19 | 0 | 1.0669e-18 | 1.0669e-18 | 1.0669e-18 | 0 | 0 |  |  |  |  | #VALUE! | #VALUE! | #VALUE! |  |  | #VALUE! | #VALUE! | #VALUE! | #VALUE! | #VALUE! | #VALUE! | #VALUE! | #VALUE! |  |  |  |  | #VALUE! | #VALUE! | #VALUE! |  |  | #VALUE! | #VALUE! | #VALUE! | #VALUE! | #VALUE! | #VALUE! | #VALUE! | #VALUE! |  |  |  |  | #VALUE! | #VALUE! | #VALUE! |  |  | #VALUE! | #VALUE! | #VALUE! | #VALUE! | #VALUE! | #VALUE! | #VALUE! | #VALUE! |  |  |  |  | #VALUE! | #VALUE! | #VALUE! |  |  | #VALUE! | #VALUE! | #VALUE! | #VALUE! | #VALUE! | #VALUE! | #VALUE! | #VALUE! |  |  |  |  | #VALUE! | #VALUE! | #VALUE! |  |  | #VALUE! | #VALUE! | #VALUE! | #VALUE! | #VALUE! | #VALUE! | #VALUE! | #VALUE! |  |  | #VALUE! | #VALUE! | #VALUE! | #VALUE! | #VALUE! |  |  | #VALUE! | #VALUE! | #VALUE! | #VALUE! | #VALUE! | #VALUE! | #VALUE! | #VALUE! |  |  | #VALUE! | #VALUE! | #VALUE! | #VALUE! | #VALUE! |  |  | #VALUE! | #VALUE! | #VALUE! | #VALUE! | #VALUE! | #VALUE! | #VALUE! | #VALUE! | 0 | #REF! | #VALUE! | #VALUE! | #VALUE! | #VALUE! | #VALUE! | #VALUE! | #VALUE! | 0
|  |  |  | 0 | 51 | 0 |  |  | 1 | 1.0842e-19 | 0 | 1.0669e-18 | 1.0669e-18 | 1.0669e-18 | 0 | 0 |  |  |  |  | #VALUE! | #VALUE! | #VALUE! |  |  | #VALUE! | #VALUE! | #VALUE! | #VALUE! | #VALUE! | #VALUE! | #VALUE! | #VALUE! |  |  |  |  | #VALUE! | #VALUE! | #VALUE! |  |  | #VALUE! | #VALUE! | #VALUE! | #VALUE! | #VALUE! | #VALUE! | #VALUE! | #VALUE! |  |  |  |  | #VALUE! | #VALUE! | #VALUE! |  |  | #VALUE! | #VALUE! | #VALUE! | #VALUE! | #VALUE! | #VALUE! | #VALUE! | #VALUE! |  |  |  |  | #VALUE! | #VALUE! | #VALUE! |  |  | #VALUE! | #VALUE! | #VALUE! | #VALUE! | #VALUE! | #VALUE! | #VALUE! | #VALUE! |  |  |  |  | #VALUE! | #VALUE! | #VALUE! |  |  | #VALUE! | #VALUE! | #VALUE! | #VALUE! | #VALUE! | #VALUE! | #VALUE! | #VALUE! |  |  | #VALUE! | #VALUE! | #VALUE! | #VALUE! | #VALUE! |  |  | #VALUE! | #VALUE! | #VALUE! | #VALUE! | #VALUE! | #VALUE! | #VALUE! | #VALUE! |  |  | #VALUE! | #VALUE! | #VALUE! | #VALUE! | #VALUE! |  |  | #VALUE! | #VALUE! | #VALUE! | #VALUE! | #VALUE! | #VALUE! | #VALUE! | #VALUE! | 0 | #REF! | #VALUE! | #VALUE! | #VALUE! | #VALUE! | #VALUE! | #VALUE! | #VALUE! | 0
|  |  |  | 0 | 51 | 0 |  |  | 1 | 1.0842e-19 | 0 | 1.0669e-18 | 1.0669e-18 | 1.0669e-18 | 0 | 0 |  |  |  |  | #VALUE! | #VALUE! | #VALUE! |  |  | #VALUE! | #VALUE! | #VALUE! | #VALUE! | #VALUE! | #VALUE! | #VALUE! | #VALUE! |  |  |  |  | #VALUE! | #VALUE! | #VALUE! |  |  | #VALUE! | #VALUE! | #VALUE! | #VALUE! | #VALUE! | #VALUE! | #VALUE! | #VALUE! |  |  |  |  | #VALUE! | #VALUE! | #VALUE! |  |  | #VALUE! | #VALUE! | #VALUE! | #VALUE! | #VALUE! | #VALUE! | #VALUE! | #VALUE! |  |  |  |  | #VALUE! | #VALUE! | #VALUE! |  |  | #VALUE! | #VALUE! | #VALUE! | #VALUE! | #VALUE! | #VALUE! | #VALUE! | #VALUE! |  |  |  |  | #VALUE! | #VALUE! | #VALUE! |  |  | #VALUE! | #VALUE! | #VALUE! | #VALUE! | #VALUE! | #VALUE! | #VALUE! | #VALUE! |  |  | #VALUE! | #VALUE! | #VALUE! | #VALUE! | #VALUE! |  |  | #VALUE! | #VALUE! | #VALUE! | #VALUE! | #VALUE! | #VALUE! | #VALUE! | #VALUE! |  |  | #VALUE! | #VALUE! | #VALUE! | #VALUE! | #VALUE! |  |  | #VALUE! | #VALUE! | #VALUE! | #VALUE! | #VALUE! | #VALUE! | #VALUE! | #VALUE! | 0 | #REF! | #VALUE! | #VALUE! | #VALUE! | #VALUE! | #VALUE! | #VALUE! | #VALUE! | 0
|  |  |  | 0 | 51 | 0 |  |  | 1 | 1.0842e-19 | 0 | 1.0669e-18 | 1.0669e-18 | 1.0669e-18 | 0 | 0 |  |  |  |  | #VALUE! | #VALUE! | #VALUE! |  |  | #VALUE! | #VALUE! | #VALUE! | #VALUE! | #VALUE! | #VALUE! | #VALUE! | #VALUE! |  |  |  |  | #VALUE! | #VALUE! | #VALUE! |  |  | #VALUE! | #VALUE! | #VALUE! | #VALUE! | #VALUE! | #VALUE! | #VALUE! | #VALUE! |  |  |  |  | #VALUE! | #VALUE! | #VALUE! |  |  | #VALUE! | #VALUE! | #VALUE! | #VALUE! | #VALUE! | #VALUE! | #VALUE! | #VALUE! |  |  |  |  | #VALUE! | #VALUE! | #VALUE! |  |  | #VALUE! | #VALUE! | #VALUE! | #VALUE! | #VALUE! | #VALUE! | #VALUE! | #VALUE! |  |  |  |  | #VALUE! | #VALUE! | #VALUE! |  |  | #VALUE! | #VALUE! | #VALUE! | #VALUE! | #VALUE! | #VALUE! | #VALUE! | #VALUE! |  |  | #VALUE! | #VALUE! | #VALUE! | #VALUE! | #VALUE! |  |  | #VALUE! | #VALUE! | #VALUE! | #VALUE! | #VALUE! | #VALUE! | #VALUE! | #VALUE! |  |  | #VALUE! | #VALUE! | #VALUE! | #VALUE! | #VALUE! |  |  | #VALUE! | #VALUE! | #VALUE! | #VALUE! | #VALUE! | #VALUE! | #VALUE! | #VALUE! | 0 | #REF! | #VALUE! | #VALUE! | #VALUE! | #VALUE! | #VALUE! | #VALUE! | #VALUE! | 0
|  |  |  | 0 | 51 | 0 |  |  | 1 | 1.0842e-19 | 0 | 1.0669e-18 | 1.0669e-18 | 1.0669e-18 | 0 | 0 |  |  |  |  | #VALUE! | #VALUE! | #VALUE! |  |  | #VALUE! | #VALUE! | #VALUE! | #VALUE! | #VALUE! | #VALUE! | #VALUE! | #VALUE! |  |  |  |  | #VALUE! | #VALUE! | #VALUE! |  |  | #VALUE! | #VALUE! | #VALUE! | #VALUE! | #VALUE! | #VALUE! | #VALUE! | #VALUE! |  |  |  |  | #VALUE! | #VALUE! | #VALUE! |  |  | #VALUE! | #VALUE! | #VALUE! | #VALUE! | #VALUE! | #VALUE! | #VALUE! | #VALUE! |  |  |  |  | #VALUE! | #VALUE! | #VALUE! |  |  | #VALUE! | #VALUE! | #VALUE! | #VALUE! | #VALUE! | #VALUE! | #VALUE! | #VALUE! |  |  |  |  | #VALUE! | #VALUE! | #VALUE! |  |  | #VALUE! | #VALUE! | #VALUE! | #VALUE! | #VALUE! | #VALUE! | #VALUE! | #VALUE! |  |  | #VALUE! | #VALUE! | #VALUE! | #VALUE! | #VALUE! |  |  | #VALUE! | #VALUE! | #VALUE! | #VALUE! | #VALUE! | #VALUE! | #VALUE! | #VALUE! |  |  | #VALUE! | #VALUE! | #VALUE! | #VALUE! | #VALUE! |  |  | #VALUE! | #VALUE! | #VALUE! | #VALUE! | #VALUE! | #VALUE! | #VALUE! | #VALUE! | 0 | #REF! | #VALUE! | #VALUE! | #VALUE! | #VALUE! | #VALUE! | #VALUE! | #VALUE! | 0
|  |  |  | 0 | 51 | 0 |  |  | 1 | 1.0842e-19 | 0 | 1.0669e-18 | 1.0669e-18 | 1.0669e-18 | 0 | 0 |  |  |  |  | #VALUE! | #VALUE! | #VALUE! |  |  | #VALUE! | #VALUE! | #VALUE! | #VALUE! | #VALUE! | #VALUE! | #VALUE! | #VALUE! |  |  |  |  | #VALUE! | #VALUE! | #VALUE! |  |  | #VALUE! | #VALUE! | #VALUE! | #VALUE! | #VALUE! | #VALUE! | #VALUE! | #VALUE! |  |  |  |  | #VALUE! | #VALUE! | #VALUE! |  |  | #VALUE! | #VALUE! | #VALUE! | #VALUE! | #VALUE! | #VALUE! | #VALUE! | #VALUE! |  |  |  |  | #VALUE! | #VALUE! | #VALUE! |  |  | #VALUE! | #VALUE! | #VALUE! | #VALUE! | #VALUE! | #VALUE! | #VALUE! | #VALUE! |  |  |  |  | #VALUE! | #VALUE! | #VALUE! |  |  | #VALUE! | #VALUE! | #VALUE! | #VALUE! | #VALUE! | #VALUE! | #VALUE! | #VALUE! |  |  | #VALUE! | #VALUE! | #VALUE! | #VALUE! | #VALUE! |  |  | #VALUE! | #VALUE! | #VALUE! | #VALUE! | #VALUE! | #VALUE! | #VALUE! | #VALUE! |  |  | #VALUE! | #VALUE! | #VALUE! | #VALUE! | #VALUE! |  |  | #VALUE! | #VALUE! | #VALUE! | #VALUE! | #VALUE! | #VALUE! | #VALUE! | #VALUE! | 0 | #REF! | #VALUE! | #VALUE! | #VALUE! | #VALUE! | #VALUE! | #VALUE! | #VALUE! | 0
|  |  |  | 0 | 51 | 0 |  |  | 1 | 1.0842e-19 | 0 | 1.0669e-18 | 1.0669e-18 | 1.0669e-18 | 0 | 0 |  |  |  |  | #VALUE! | #VALUE! | #VALUE! |  |  | #VALUE! | #VALUE! | #VALUE! | #VALUE! | #VALUE! | #VALUE! | #VALUE! | #VALUE! |  |  |  |  | #VALUE! | #VALUE! | #VALUE! |  |  | #VALUE! | #VALUE! | #VALUE! | #VALUE! | #VALUE! | #VALUE! | #VALUE! | #VALUE! |  |  |  |  | #VALUE! | #VALUE! | #VALUE! |  |  | #VALUE! | #VALUE! | #VALUE! | #VALUE! | #VALUE! | #VALUE! | #VALUE! | #VALUE! |  |  |  |  | #VALUE! | #VALUE! | #VALUE! |  |  | #VALUE! | #VALUE! | #VALUE! | #VALUE! | #VALUE! | #VALUE! | #VALUE! | #VALUE! |  |  |  |  | #VALUE! | #VALUE! | #VALUE! |  |  | #VALUE! | #VALUE! | #VALUE! | #VALUE! | #VALUE! | #VALUE! | #VALUE! | #VALUE! |  |  | #VALUE! | #VALUE! | #VALUE! | #VALUE! | #VALUE! |  |  | #VALUE! | #VALUE! | #VALUE! | #VALUE! | #VALUE! | #VALUE! | #VALUE! | #VALUE! |  |  | #VALUE! | #VALUE! | #VALUE! | #VALUE! | #VALUE! |  |  | #VALUE! | #VALUE! | #VALUE! | #VALUE! | #VALUE! | #VALUE! | #VALUE! | #VALUE! | 0 | #REF! | #VALUE! | #VALUE! | #VALUE! | #VALUE! | #VALUE! | #VALUE! | #VALUE! | 0
|  |  |  | 0 | 51 | 0 |  |  | 1 | 1.0842e-19 | 0 | 1.0669e-18 | 1.0669e-18 | 1.0669e-18 | 0 | 0 |  |  |  |  | #VALUE! | #VALUE! | #VALUE! |  |  | #VALUE! | #VALUE! | #VALUE! | #VALUE! | #VALUE! | #VALUE! | #VALUE! | #VALUE! |  |  |  |  | #VALUE! | #VALUE! | #VALUE! |  |  | #VALUE! | #VALUE! | #VALUE! | #VALUE! | #VALUE! | #VALUE! | #VALUE! | #VALUE! |  |  |  |  | #VALUE! | #VALUE! | #VALUE! |  |  | #VALUE! | #VALUE! | #VALUE! | #VALUE! | #VALUE! | #VALUE! | #VALUE! | #VALUE! |  |  |  |  | #VALUE! | #VALUE! | #VALUE! |  |  | #VALUE! | #VALUE! | #VALUE! | #VALUE! | #VALUE! | #VALUE! | #VALUE! | #VALUE! |  |  |  |  | #VALUE! | #VALUE! | #VALUE! |  |  | #VALUE! | #VALUE! | #VALUE! | #VALUE! | #VALUE! | #VALUE! | #VALUE! | #VALUE! |  |  | #VALUE! | #VALUE! | #VALUE! | #VALUE! | #VALUE! |  |  | #VALUE! | #VALUE! | #VALUE! | #VALUE! | #VALUE! | #VALUE! | #VALUE! | #VALUE! |  |  | #VALUE! | #VALUE! | #VALUE! | #VALUE! | #VALUE! |  |  | #VALUE! | #VALUE! | #VALUE! | #VALUE! | #VALUE! | #VALUE! | #VALUE! | #VALUE! | 0 | #REF! | #VALUE! | #VALUE! | #VALUE! | #VALUE! | #VALUE! | #VALUE! | #VALUE! | 0
|  |  |  | 0 | 51 | 0 |  |  | 1 | 1.0842e-19 | 0 | 1.0669e-18 | 1.0669e-18 | 1.0669e-18 | 0 | 0 |  |  |  |  | #VALUE! | #VALUE! | #VALUE! |  |  | #VALUE! | #VALUE! | #VALUE! | #VALUE! | #VALUE! | #VALUE! | #VALUE! | #VALUE! |  |  |  |  | #VALUE! | #VALUE! | #VALUE! |  |  | #VALUE! | #VALUE! | #VALUE! | #VALUE! | #VALUE! | #VALUE! | #VALUE! | #VALUE! |  |  |  |  | #VALUE! | #VALUE! | #VALUE! |  |  | #VALUE! | #VALUE! | #VALUE! | #VALUE! | #VALUE! | #VALUE! | #VALUE! | #VALUE! |  |  |  |  | #VALUE! | #VALUE! | #VALUE! |  |  | #VALUE! | #VALUE! | #VALUE! | #VALUE! | #VALUE! | #VALUE! | #VALUE! | #VALUE! |  |  |  |  | #VALUE! | #VALUE! | #VALUE! |  |  | #VALUE! | #VALUE! | #VALUE! | #VALUE! | #VALUE! | #VALUE! | #VALUE! | #VALUE! |  |  | #VALUE! | #VALUE! | #VALUE! | #VALUE! | #VALUE! |  |  | #VALUE! | #VALUE! | #VALUE! | #VALUE! | #VALUE! | #VALUE! | #VALUE! | #VALUE! |  |  | #VALUE! | #VALUE! | #VALUE! | #VALUE! | #VALUE! |  |  | #VALUE! | #VALUE! | #VALUE! | #VALUE! | #VALUE! | #VALUE! | #VALUE! | #VALUE! | 0 | #REF! | #VALUE! | #VALUE! | #VALUE! | #VALUE! | #VALUE! | #VALUE! | #VALUE! | 0
|  |  |  | 0 | 51 | 0 |  |  | 1 | 1.0842e-19 | 0 | 1.0669e-18 | 1.0669e-18 | 1.0669e-18 | 0 | 0 |  |  |  |  | #VALUE! | #VALUE! | #VALUE! |  |  | #VALUE! | #VALUE! | #VALUE! | #VALUE! | #VALUE! | #VALUE! | #VALUE! | #VALUE! |  |  |  |  | #VALUE! | #VALUE! | #VALUE! |  |  | #VALUE! | #VALUE! | #VALUE! | #VALUE! | #VALUE! | #VALUE! | #VALUE! | #VALUE! |  |  |  |  | #VALUE! | #VALUE! | #VALUE! |  |  | #VALUE! | #VALUE! | #VALUE! | #VALUE! | #VALUE! | #VALUE! | #VALUE! | #VALUE! |  |  |  |  | #VALUE! | #VALUE! | #VALUE! |  |  | #VALUE! | #VALUE! | #VALUE! | #VALUE! | #VALUE! | #VALUE! | #VALUE! | #VALUE! |  |  |  |  | #VALUE! | #VALUE! | #VALUE! |  |  | #VALUE! | #VALUE! | #VALUE! | #VALUE! | #VALUE! | #VALUE! | #VALUE! | #VALUE! |  |  | #VALUE! | #VALUE! | #VALUE! | #VALUE! | #VALUE! |  |  | #VALUE! | #VALUE! | #VALUE! | #VALUE! | #VALUE! | #VALUE! | #VALUE! | #VALUE! |  |  | #VALUE! | #VALUE! | #VALUE! | #VALUE! | #VALUE! |  |  | #VALUE! | #VALUE! | #VALUE! | #VALUE! | #VALUE! | #VALUE! | #VALUE! | #VALUE! | 0 | #REF! | #VALUE! | #VALUE! | #VALUE! | #VALUE! | #VALUE! | #VALUE! | #VALUE! | 0
|  |  |  | 0 | 51 | 0 |  |  | 1 | 1.0842e-19 | 0 | 1.0669e-18 | 1.0669e-18 | 1.0669e-18 | 0 | 0 |  |  |  |  | #VALUE! | #VALUE! | #VALUE! |  |  | #VALUE! | #VALUE! | #VALUE! | #VALUE! | #VALUE! | #VALUE! | #VALUE! | #VALUE! |  |  |  |  | #VALUE! | #VALUE! | #VALUE! |  |  | #VALUE! | #VALUE! | #VALUE! | #VALUE! | #VALUE! | #VALUE! | #VALUE! | #VALUE! |  |  |  |  | #VALUE! | #VALUE! | #VALUE! |  |  | #VALUE! | #VALUE! | #VALUE! | #VALUE! | #VALUE! | #VALUE! | #VALUE! | #VALUE! |  |  |  |  | #VALUE! | #VALUE! | #VALUE! |  |  | #VALUE! | #VALUE! | #VALUE! | #VALUE! | #VALUE! | #VALUE! | #VALUE! | #VALUE! |  |  |  |  | #VALUE! | #VALUE! | #VALUE! |  |  | #VALUE! | #VALUE! | #VALUE! | #VALUE! | #VALUE! | #VALUE! | #VALUE! | #VALUE! |  |  | #VALUE! | #VALUE! | #VALUE! | #VALUE! | #VALUE! |  |  | #VALUE! | #VALUE! | #VALUE! | #VALUE! | #VALUE! | #VALUE! | #VALUE! | #VALUE! |  |  | #VALUE! | #VALUE! | #VALUE! | #VALUE! | #VALUE! |  |  | #VALUE! | #VALUE! | #VALUE! | #VALUE! | #VALUE! | #VALUE! | #VALUE! | #VALUE! | 0 | #REF! | #VALUE! | #VALUE! | #VALUE! | #VALUE! | #VALUE! | #VALUE! | #VALUE! | 0
|  |  |  | 0 | 51 | 0 |  |  | 1 | 1.0842e-19 | 0 | 1.0669e-18 | 1.0669e-18 | 1.0669e-18 | 0 | 0 |  |  |  |  | #VALUE! | #VALUE! | #VALUE! |  |  | #VALUE! | #VALUE! | #VALUE! | #VALUE! | #VALUE! | #VALUE! | #VALUE! | #VALUE! |  |  |  |  | #VALUE! | #VALUE! | #VALUE! |  |  | #VALUE! | #VALUE! | #VALUE! | #VALUE! | #VALUE! | #VALUE! | #VALUE! | #VALUE! |  |  |  |  | #VALUE! | #VALUE! | #VALUE! |  |  | #VALUE! | #VALUE! | #VALUE! | #VALUE! | #VALUE! | #VALUE! | #VALUE! | #VALUE! |  |  |  |  | #VALUE! | #VALUE! | #VALUE! |  |  | #VALUE! | #VALUE! | #VALUE! | #VALUE! | #VALUE! | #VALUE! | #VALUE! | #VALUE! |  |  |  |  | #VALUE! | #VALUE! | #VALUE! |  |  | #VALUE! | #VALUE! | #VALUE! | #VALUE! | #VALUE! | #VALUE! | #VALUE! | #VALUE! |  |  | #VALUE! | #VALUE! | #VALUE! | #VALUE! | #VALUE! |  |  | #VALUE! | #VALUE! | #VALUE! | #VALUE! | #VALUE! | #VALUE! | #VALUE! | #VALUE! |  |  | #VALUE! | #VALUE! | #VALUE! | #VALUE! | #VALUE! |  |  | #VALUE! | #VALUE! | #VALUE! | #VALUE! | #VALUE! | #VALUE! | #VALUE! | #VALUE! | 0 | #REF! | #VALUE! | #VALUE! | #VALUE! | #VALUE! | #VALUE! | #VALUE! | #VALUE! | 0
|  |  |  | 0 | 51 | 0 |  |  | 1 | 1.0842e-19 | 0 | 1.0669e-18 | 1.0669e-18 | 1.0669e-18 | 0 | 0 |  |  |  |  | #VALUE! | #VALUE! | #VALUE! |  |  | #VALUE! | #VALUE! | #VALUE! | #VALUE! | #VALUE! | #VALUE! | #VALUE! | #VALUE! |  |  |  |  | #VALUE! | #VALUE! | #VALUE! |  |  | #VALUE! | #VALUE! | #VALUE! | #VALUE! | #VALUE! | #VALUE! | #VALUE! | #VALUE! |  |  |  |  | #VALUE! | #VALUE! | #VALUE! |  |  | #VALUE! | #VALUE! | #VALUE! | #VALUE! | #VALUE! | #VALUE! | #VALUE! | #VALUE! |  |  |  |  | #VALUE! | #VALUE! | #VALUE! |  |  | #VALUE! | #VALUE! | #VALUE! | #VALUE! | #VALUE! | #VALUE! | #VALUE! | #VALUE! |  |  |  |  | #VALUE! | #VALUE! | #VALUE! |  |  | #VALUE! | #VALUE! | #VALUE! | #VALUE! | #VALUE! | #VALUE! | #VALUE! | #VALUE! |  |  | #VALUE! | #VALUE! | #VALUE! | #VALUE! | #VALUE! |  |  | #VALUE! | #VALUE! | #VALUE! | #VALUE! | #VALUE! | #VALUE! | #VALUE! | #VALUE! |  |  | #VALUE! | #VALUE! | #VALUE! | #VALUE! | #VALUE! |  |  | #VALUE! | #VALUE! | #VALUE! | #VALUE! | #VALUE! | #VALUE! | #VALUE! | #VALUE! | 0 | #REF! | #VALUE! | #VALUE! | #VALUE! | #VALUE! | #VALUE! | #VALUE! | #VALUE! | 0
|  |  |  | 0 | 51 | 0 |  |  | 1 | 1.0842e-19 | 0 | 1.0669e-18 | 1.0669e-18 | 1.0669e-18 | 0 | 0 |  |  |  |  | #VALUE! | #VALUE! | #VALUE! |  |  | #VALUE! | #VALUE! | #VALUE! | #VALUE! | #VALUE! | #VALUE! | #VALUE! | #VALUE! |  |  |  |  | #VALUE! | #VALUE! | #VALUE! |  |  | #VALUE! | #VALUE! | #VALUE! | #VALUE! | #VALUE! | #VALUE! | #VALUE! | #VALUE! |  |  |  |  | #VALUE! | #VALUE! | #VALUE! |  |  | #VALUE! | #VALUE! | #VALUE! | #VALUE! | #VALUE! | #VALUE! | #VALUE! | #VALUE! |  |  |  |  | #VALUE! | #VALUE! | #VALUE! |  |  | #VALUE! | #VALUE! | #VALUE! | #VALUE! | #VALUE! | #VALUE! | #VALUE! | #VALUE! |  |  |  |  | #VALUE! | #VALUE! | #VALUE! |  |  | #VALUE! | #VALUE! | #VALUE! | #VALUE! | #VALUE! | #VALUE! | #VALUE! | #VALUE! |  |  | #VALUE! | #VALUE! | #VALUE! | #VALUE! | #VALUE! |  |  | #VALUE! | #VALUE! | #VALUE! | #VALUE! | #VALUE! | #VALUE! | #VALUE! | #VALUE! |  |  | #VALUE! | #VALUE! | #VALUE! | #VALUE! | #VALUE! |  |  | #VALUE! | #VALUE! | #VALUE! | #VALUE! | #VALUE! | #VALUE! | #VALUE! | #VALUE! | 0 | #REF! | #VALUE! | #VALUE! | #VALUE! | #VALUE! | #VALUE! | #VALUE! | #VALUE! | 0
|  |  |  | 0 | 51 | 0 |  |  | 1 | 1.0842e-19 | 0 | 1.0669e-18 | 1.0669e-18 | 1.0669e-18 | 0 | 0 |  |  |  |  | #VALUE! | #VALUE! | #VALUE! |  |  | #VALUE! | #VALUE! | #VALUE! | #VALUE! | #VALUE! | #VALUE! | #VALUE! | #VALUE! |  |  |  |  | #VALUE! | #VALUE! | #VALUE! |  |  | #VALUE! | #VALUE! | #VALUE! | #VALUE! | #VALUE! | #VALUE! | #VALUE! | #VALUE! |  |  |  |  | #VALUE! | #VALUE! | #VALUE! |  |  | #VALUE! | #VALUE! | #VALUE! | #VALUE! | #VALUE! | #VALUE! | #VALUE! | #VALUE! |  |  |  |  | #VALUE! | #VALUE! | #VALUE! |  |  | #VALUE! | #VALUE! | #VALUE! | #VALUE! | #VALUE! | #VALUE! | #VALUE! | #VALUE! |  |  |  |  | #VALUE! | #VALUE! | #VALUE! |  |  | #VALUE! | #VALUE! | #VALUE! | #VALUE! | #VALUE! | #VALUE! | #VALUE! | #VALUE! |  |  | #VALUE! | #VALUE! | #VALUE! | #VALUE! | #VALUE! |  |  | #VALUE! | #VALUE! | #VALUE! | #VALUE! | #VALUE! | #VALUE! | #VALUE! | #VALUE! |  |  | #VALUE! | #VALUE! | #VALUE! | #VALUE! | #VALUE! |  |  | #VALUE! | #VALUE! | #VALUE! | #VALUE! | #VALUE! | #VALUE! | #VALUE! | #VALUE! | 0 | #REF! | #VALUE! | #VALUE! | #VALUE! | #VALUE! | #VALUE! | #VALUE! | #VALUE! | 0
|  |  |  | 0 | 51 | 0 |  |  | 1 | 1.0842e-19 | 0 | 1.0669e-18 | 1.0669e-18 | 1.0669e-18 | 0 | 0 |  |  |  |  | #VALUE! | #VALUE! | #VALUE! |  |  | #VALUE! | #VALUE! | #VALUE! | #VALUE! | #VALUE! | #VALUE! | #VALUE! | #VALUE! |  |  |  |  | #VALUE! | #VALUE! | #VALUE! |  |  | #VALUE! | #VALUE! | #VALUE! | #VALUE! | #VALUE! | #VALUE! | #VALUE! | #VALUE! |  |  |  |  | #VALUE! | #VALUE! | #VALUE! |  |  | #VALUE! | #VALUE! | #VALUE! | #VALUE! | #VALUE! | #VALUE! | #VALUE! | #VALUE! |  |  |  |  | #VALUE! | #VALUE! | #VALUE! |  |  | #VALUE! | #VALUE! | #VALUE! | #VALUE! | #VALUE! | #VALUE! | #VALUE! | #VALUE! |  |  |  |  | #VALUE! | #VALUE! | #VALUE! |  |  | #VALUE! | #VALUE! | #VALUE! | #VALUE! | #VALUE! | #VALUE! | #VALUE! | #VALUE! |  |  | #VALUE! | #VALUE! | #VALUE! | #VALUE! | #VALUE! |  |  | #VALUE! | #VALUE! | #VALUE! | #VALUE! | #VALUE! | #VALUE! | #VALUE! | #VALUE! |  |  | #VALUE! | #VALUE! | #VALUE! | #VALUE! | #VALUE! |  |  | #VALUE! | #VALUE! | #VALUE! | #VALUE! | #VALUE! | #VALUE! | #VALUE! | #VALUE! | 0 | #REF! | #VALUE! | #VALUE! | #VALUE! | #VALUE! | #VALUE! | #VALUE! | #VALUE! | 0
|  |  |  | 0 | 51 | 0 |  |  | 1 | 1.0842e-19 | 0 | 1.0669e-18 | 1.0669e-18 | 1.0669e-18 | 0 | 0 |  |  |  |  | #VALUE! | #VALUE! | #VALUE! |  |  | #VALUE! | #VALUE! | #VALUE! | #VALUE! | #VALUE! | #VALUE! | #VALUE! | #VALUE! |  |  |  |  | #VALUE! | #VALUE! | #VALUE! |  |  | #VALUE! | #VALUE! | #VALUE! | #VALUE! | #VALUE! | #VALUE! | #VALUE! | #VALUE! |  |  |  |  | #VALUE! | #VALUE! | #VALUE! |  |  | #VALUE! | #VALUE! | #VALUE! | #VALUE! | #VALUE! | #VALUE! | #VALUE! | #VALUE! |  |  |  |  | #VALUE! | #VALUE! | #VALUE! |  |  | #VALUE! | #VALUE! | #VALUE! | #VALUE! | #VALUE! | #VALUE! | #VALUE! | #VALUE! |  |  |  |  | #VALUE! | #VALUE! | #VALUE! |  |  | #VALUE! | #VALUE! | #VALUE! | #VALUE! | #VALUE! | #VALUE! | #VALUE! | #VALUE! |  |  | #VALUE! | #VALUE! | #VALUE! | #VALUE! | #VALUE! |  |  | #VALUE! | #VALUE! | #VALUE! | #VALUE! | #VALUE! | #VALUE! | #VALUE! | #VALUE! |  |  | #VALUE! | #VALUE! | #VALUE! | #VALUE! | #VALUE! |  |  | #VALUE! | #VALUE! | #VALUE! | #VALUE! | #VALUE! | #VALUE! | #VALUE! | #VALUE! | 0 | #REF! | #VALUE! | #VALUE! | #VALUE! | #VALUE! | #VALUE! | #VALUE! | #VALUE! | 0
|  |  |  | 0 | 51 | 0 |  |  | 1 | 1.0842e-19 | 0 | 1.0669e-18 | 1.0669e-18 | 1.0669e-18 | 0 | 0 |  |  |  |  | #VALUE! | #VALUE! | #VALUE! |  |  | #VALUE! | #VALUE! | #VALUE! | #VALUE! | #VALUE! | #VALUE! | #VALUE! | #VALUE! |  |  |  |  | #VALUE! | #VALUE! | #VALUE! |  |  | #VALUE! | #VALUE! | #VALUE! | #VALUE! | #VALUE! | #VALUE! | #VALUE! | #VALUE! |  |  |  |  | #VALUE! | #VALUE! | #VALUE! |  |  | #VALUE! | #VALUE! | #VALUE! | #VALUE! | #VALUE! | #VALUE! | #VALUE! | #VALUE! |  |  |  |  | #VALUE! | #VALUE! | #VALUE! |  |  | #VALUE! | #VALUE! | #VALUE! | #VALUE! | #VALUE! | #VALUE! | #VALUE! | #VALUE! |  |  |  |  | #VALUE! | #VALUE! | #VALUE! |  |  | #VALUE! | #VALUE! | #VALUE! | #VALUE! | #VALUE! | #VALUE! | #VALUE! | #VALUE! |  |  | #VALUE! | #VALUE! | #VALUE! | #VALUE! | #VALUE! |  |  | #VALUE! | #VALUE! | #VALUE! | #VALUE! | #VALUE! | #VALUE! | #VALUE! | #VALUE! |  |  | #VALUE! | #VALUE! | #VALUE! | #VALUE! | #VALUE! |  |  | #VALUE! | #VALUE! | #VALUE! | #VALUE! | #VALUE! | #VALUE! | #VALUE! | #VALUE! | 0 | #REF! | #VALUE! | #VALUE! | #VALUE! | #VALUE! | #VALUE! | #VALUE! | #VALUE! | 0
|  |  |  | 0 | 51 | 0 |  |  | 1 | 1.0842e-19 | 0 | 1.0669e-18 | 1.0669e-18 | 1.0669e-18 | 0 | 0 |  |  |  |  | #VALUE! | #VALUE! | #VALUE! |  |  | #VALUE! | #VALUE! | #VALUE! | #VALUE! | #VALUE! | #VALUE! | #VALUE! | #VALUE! |  |  |  |  | #VALUE! | #VALUE! | #VALUE! |  |  | #VALUE! | #VALUE! | #VALUE! | #VALUE! | #VALUE! | #VALUE! | #VALUE! | #VALUE! |  |  |  |  | #VALUE! | #VALUE! | #VALUE! |  |  | #VALUE! | #VALUE! | #VALUE! | #VALUE! | #VALUE! | #VALUE! | #VALUE! | #VALUE! |  |  |  |  | #VALUE! | #VALUE! | #VALUE! |  |  | #VALUE! | #VALUE! | #VALUE! | #VALUE! | #VALUE! | #VALUE! | #VALUE! | #VALUE! |  |  |  |  | #VALUE! | #VALUE! | #VALUE! |  |  | #VALUE! | #VALUE! | #VALUE! | #VALUE! | #VALUE! | #VALUE! | #VALUE! | #VALUE! |  |  | #VALUE! | #VALUE! | #VALUE! | #VALUE! | #VALUE! |  |  | #VALUE! | #VALUE! | #VALUE! | #VALUE! | #VALUE! | #VALUE! | #VALUE! | #VALUE! |  |  | #VALUE! | #VALUE! | #VALUE! | #VALUE! | #VALUE! |  |  | #VALUE! | #VALUE! | #VALUE! | #VALUE! | #VALUE! | #VALUE! | #VALUE! | #VALUE! | 0 | #REF! | #VALUE! | #VALUE! | #VALUE! | #VALUE! | #VALUE! | #VALUE! | #VALUE! | 0
|  |  |  | 0 | 51 | 0 |  |  | 1 | 1.0842e-19 | 0 | 1.0669e-18 | 1.0669e-18 | 1.0669e-18 | 0 | 0 |  |  |  |  | #VALUE! | #VALUE! | #VALUE! |  |  | #VALUE! | #VALUE! | #VALUE! | #VALUE! | #VALUE! | #VALUE! | #VALUE! | #VALUE! |  |  |  |  | #VALUE! | #VALUE! | #VALUE! |  |  | #VALUE! | #VALUE! | #VALUE! | #VALUE! | #VALUE! | #VALUE! | #VALUE! | #VALUE! |  |  |  |  | #VALUE! | #VALUE! | #VALUE! |  |  | #VALUE! | #VALUE! | #VALUE! | #VALUE! | #VALUE! | #VALUE! | #VALUE! | #VALUE! |  |  |  |  | #VALUE! | #VALUE! | #VALUE! |  |  | #VALUE! | #VALUE! | #VALUE! | #VALUE! | #VALUE! | #VALUE! | #VALUE! | #VALUE! |  |  |  |  | #VALUE! | #VALUE! | #VALUE! |  |  | #VALUE! | #VALUE! | #VALUE! | #VALUE! | #VALUE! | #VALUE! | #VALUE! | #VALUE! |  |  | #VALUE! | #VALUE! | #VALUE! | #VALUE! | #VALUE! |  |  | #VALUE! | #VALUE! | #VALUE! | #VALUE! | #VALUE! | #VALUE! | #VALUE! | #VALUE! |  |  | #VALUE! | #VALUE! | #VALUE! | #VALUE! | #VALUE! |  |  | #VALUE! | #VALUE! | #VALUE! | #VALUE! | #VALUE! | #VALUE! | #VALUE! | #VALUE! | 0 | #REF! | #VALUE! | #VALUE! | #VALUE! | #VALUE! | #VALUE! | #VALUE! | #VALUE! | 0
|  |  |  | 0 | 51 | 0 |  |  | 1 | 1.0842e-19 | 0 | 1.0669e-18 | 1.0669e-18 | 1.0669e-18 | 0 | 0 |  |  |  |  | #VALUE! | #VALUE! | #VALUE! |  |  | #VALUE! | #VALUE! | #VALUE! | #VALUE! | #VALUE! | #VALUE! | #VALUE! | #VALUE! |  |  |  |  | #VALUE! | #VALUE! | #VALUE! |  |  | #VALUE! | #VALUE! | #VALUE! | #VALUE! | #VALUE! | #VALUE! | #VALUE! | #VALUE! |  |  |  |  | #VALUE! | #VALUE! | #VALUE! |  |  | #VALUE! | #VALUE! | #VALUE! | #VALUE! | #VALUE! | #VALUE! | #VALUE! | #VALUE! |  |  |  |  | #VALUE! | #VALUE! | #VALUE! |  |  | #VALUE! | #VALUE! | #VALUE! | #VALUE! | #VALUE! | #VALUE! | #VALUE! | #VALUE! |  |  |  |  | #VALUE! | #VALUE! | #VALUE! |  |  | #VALUE! | #VALUE! | #VALUE! | #VALUE! | #VALUE! | #VALUE! | #VALUE! | #VALUE! |  |  | #VALUE! | #VALUE! | #VALUE! | #VALUE! | #VALUE! |  |  | #VALUE! | #VALUE! | #VALUE! | #VALUE! | #VALUE! | #VALUE! | #VALUE! | #VALUE! |  |  | #VALUE! | #VALUE! | #VALUE! | #VALUE! | #VALUE! |  |  | #VALUE! | #VALUE! | #VALUE! | #VALUE! | #VALUE! | #VALUE! | #VALUE! | #VALUE! | 0 | #REF! | #VALUE! | #VALUE! | #VALUE! | #VALUE! | #VALUE! | #VALUE! | #VALUE! | 0
|  |  |  | 0 | 51 | 0 |  |  | 1 | 1.0842e-19 | 0 | 1.0669e-18 | 1.0669e-18 | 1.0669e-18 | 0 | 0 |  |  |  |  | #VALUE! | #VALUE! | #VALUE! |  |  | #VALUE! | #VALUE! | #VALUE! | #VALUE! | #VALUE! | #VALUE! | #VALUE! | #VALUE! |  |  |  |  | #VALUE! | #VALUE! | #VALUE! |  |  | #VALUE! | #VALUE! | #VALUE! | #VALUE! | #VALUE! | #VALUE! | #VALUE! | #VALUE! |  |  |  |  | #VALUE! | #VALUE! | #VALUE! |  |  | #VALUE! | #VALUE! | #VALUE! | #VALUE! | #VALUE! | #VALUE! | #VALUE! | #VALUE! |  |  |  |  | #VALUE! | #VALUE! | #VALUE! |  |  | #VALUE! | #VALUE! | #VALUE! | #VALUE! | #VALUE! | #VALUE! | #VALUE! | #VALUE! |  |  |  |  | #VALUE! | #VALUE! | #VALUE! |  |  | #VALUE! | #VALUE! | #VALUE! | #VALUE! | #VALUE! | #VALUE! | #VALUE! | #VALUE! |  |  | #VALUE! | #VALUE! | #VALUE! | #VALUE! | #VALUE! |  |  | #VALUE! | #VALUE! | #VALUE! | #VALUE! | #VALUE! | #VALUE! | #VALUE! | #VALUE! |  |  | #VALUE! | #VALUE! | #VALUE! | #VALUE! | #VALUE! |  |  | #VALUE! | #VALUE! | #VALUE! | #VALUE! | #VALUE! | #VALUE! | #VALUE! | #VALUE! | 0 | #REF! | #VALUE! | #VALUE! | #VALUE! | #VALUE! | #VALUE! | #VALUE! | #VALUE! | 0
|  |  |  | 0 | 51 | 0 |  |  | 1 | 1.0842e-19 | 0 | 1.0669e-18 | 1.0669e-18 | 1.0669e-18 | 0 | 0 |  |  |  |  | #VALUE! | #VALUE! | #VALUE! |  |  | #VALUE! | #VALUE! | #VALUE! | #VALUE! | #VALUE! | #VALUE! | #VALUE! | #VALUE! |  |  |  |  | #VALUE! | #VALUE! | #VALUE! |  |  | #VALUE! | #VALUE! | #VALUE! | #VALUE! | #VALUE! | #VALUE! | #VALUE! | #VALUE! |  |  |  |  | #VALUE! | #VALUE! | #VALUE! |  |  | #VALUE! | #VALUE! | #VALUE! | #VALUE! | #VALUE! | #VALUE! | #VALUE! | #VALUE! |  |  |  |  | #VALUE! | #VALUE! | #VALUE! |  |  | #VALUE! | #VALUE! | #VALUE! | #VALUE! | #VALUE! | #VALUE! | #VALUE! | #VALUE! |  |  |  |  | #VALUE! | #VALUE! | #VALUE! |  |  | #VALUE! | #VALUE! | #VALUE! | #VALUE! | #VALUE! | #VALUE! | #VALUE! | #VALUE! |  |  | #VALUE! | #VALUE! | #VALUE! | #VALUE! | #VALUE! |  |  | #VALUE! | #VALUE! | #VALUE! | #VALUE! | #VALUE! | #VALUE! | #VALUE! | #VALUE! |  |  | #VALUE! | #VALUE! | #VALUE! | #VALUE! | #VALUE! |  |  | #VALUE! | #VALUE! | #VALUE! | #VALUE! | #VALUE! | #VALUE! | #VALUE! | #VALUE! | 0 | #REF! | #VALUE! | #VALUE! | #VALUE! | #VALUE! | #VALUE! | #VALUE! | #VALUE! | 0
|  |  |  | 0 | 51 | 0 |  |  | 1 | 1.0842e-19 | 0 | 1.0669e-18 | 1.0669e-18 | 1.0669e-18 | 0 | 0 |  |  |  |  | #VALUE! | #VALUE! | #VALUE! |  |  | #VALUE! | #VALUE! | #VALUE! | #VALUE! | #VALUE! | #VALUE! | #VALUE! | #VALUE! |  |  |  |  | #VALUE! | #VALUE! | #VALUE! |  |  | #VALUE! | #VALUE! | #VALUE! | #VALUE! | #VALUE! | #VALUE! | #VALUE! | #VALUE! |  |  |  |  | #VALUE! | #VALUE! | #VALUE! |  |  | #VALUE! | #VALUE! | #VALUE! | #VALUE! | #VALUE! | #VALUE! | #VALUE! | #VALUE! |  |  |  |  | #VALUE! | #VALUE! | #VALUE! |  |  | #VALUE! | #VALUE! | #VALUE! | #VALUE! | #VALUE! | #VALUE! | #VALUE! | #VALUE! |  |  |  |  | #VALUE! | #VALUE! | #VALUE! |  |  | #VALUE! | #VALUE! | #VALUE! | #VALUE! | #VALUE! | #VALUE! | #VALUE! | #VALUE! |  |  | #VALUE! | #VALUE! | #VALUE! | #VALUE! | #VALUE! |  |  | #VALUE! | #VALUE! | #VALUE! | #VALUE! | #VALUE! | #VALUE! | #VALUE! | #VALUE! |  |  | #VALUE! | #VALUE! | #VALUE! | #VALUE! | #VALUE! |  |  | #VALUE! | #VALUE! | #VALUE! | #VALUE! | #VALUE! | #VALUE! | #VALUE! | #VALUE! | 0 | #REF! | #VALUE! | #VALUE! | #VALUE! | #VALUE! | #VALUE! | #VALUE! | #VALUE! | 0
|  |  |  | 0 | 51 | 0 |  |  | 1 | 1.0842e-19 | 0 | 1.0669e-18 | 1.0669e-18 | 1.0669e-18 | 0 | 0 |  |  |  |  | #VALUE! | #VALUE! | #VALUE! |  |  | #VALUE! | #VALUE! | #VALUE! | #VALUE! | #VALUE! | #VALUE! | #VALUE! | #VALUE! |  |  |  |  | #VALUE! | #VALUE! | #VALUE! |  |  | #VALUE! | #VALUE! | #VALUE! | #VALUE! | #VALUE! | #VALUE! | #VALUE! | #VALUE! |  |  |  |  | #VALUE! | #VALUE! | #VALUE! |  |  | #VALUE! | #VALUE! | #VALUE! | #VALUE! | #VALUE! | #VALUE! | #VALUE! | #VALUE! |  |  |  |  | #VALUE! | #VALUE! | #VALUE! |  |  | #VALUE! | #VALUE! | #VALUE! | #VALUE! | #VALUE! | #VALUE! | #VALUE! | #VALUE! |  |  |  |  | #VALUE! | #VALUE! | #VALUE! |  |  | #VALUE! | #VALUE! | #VALUE! | #VALUE! | #VALUE! | #VALUE! | #VALUE! | #VALUE! |  |  | #VALUE! | #VALUE! | #VALUE! | #VALUE! | #VALUE! |  |  | #VALUE! | #VALUE! | #VALUE! | #VALUE! | #VALUE! | #VALUE! | #VALUE! | #VALUE! |  |  | #VALUE! | #VALUE! | #VALUE! | #VALUE! | #VALUE! |  |  | #VALUE! | #VALUE! | #VALUE! | #VALUE! | #VALUE! | #VALUE! | #VALUE! | #VALUE! | 0 | #REF! | #VALUE! | #VALUE! | #VALUE! | #VALUE! | #VALUE! | #VALUE! | #VALUE! | 0
|  |  |  | 0 | 51 | 0 |  |  | 1 | 1.0842e-19 | 0 | 1.0669e-18 | 1.0669e-18 | 1.0669e-18 | 0 | 0 |  |  |  |  | #VALUE! | #VALUE! | #VALUE! |  |  | #VALUE! | #VALUE! | #VALUE! | #VALUE! | #VALUE! | #VALUE! | #VALUE! | #VALUE! |  |  |  |  | #VALUE! | #VALUE! | #VALUE! |  |  | #VALUE! | #VALUE! | #VALUE! | #VALUE! | #VALUE! | #VALUE! | #VALUE! | #VALUE! |  |  |  |  | #VALUE! | #VALUE! | #VALUE! |  |  | #VALUE! | #VALUE! | #VALUE! | #VALUE! | #VALUE! | #VALUE! | #VALUE! | #VALUE! |  |  |  |  | #VALUE! | #VALUE! | #VALUE! |  |  | #VALUE! | #VALUE! | #VALUE! | #VALUE! | #VALUE! | #VALUE! | #VALUE! | #VALUE! |  |  |  |  | #VALUE! | #VALUE! | #VALUE! |  |  | #VALUE! | #VALUE! | #VALUE! | #VALUE! | #VALUE! | #VALUE! | #VALUE! | #VALUE! |  |  | #VALUE! | #VALUE! | #VALUE! | #VALUE! | #VALUE! |  |  | #VALUE! | #VALUE! | #VALUE! | #VALUE! | #VALUE! | #VALUE! | #VALUE! | #VALUE! |  |  | #VALUE! | #VALUE! | #VALUE! | #VALUE! | #VALUE! |  |  | #VALUE! | #VALUE! | #VALUE! | #VALUE! | #VALUE! | #VALUE! | #VALUE! | #VALUE! | 0 | #REF! | #VALUE! | #VALUE! | #VALUE! | #VALUE! | #VALUE! | #VALUE! | #VALUE! | 0
|  |  |  | 0 | 51 | 0 |  |  | 1 | 1.0842e-19 | 0 | 1.0669e-18 | 1.0669e-18 | 1.0669e-18 | 0 | 0 |  |  |  |  | #VALUE! | #VALUE! | #VALUE! |  |  | #VALUE! | #VALUE! | #VALUE! | #VALUE! | #VALUE! | #VALUE! | #VALUE! | #VALUE! |  |  |  |  | #VALUE! | #VALUE! | #VALUE! |  |  | #VALUE! | #VALUE! | #VALUE! | #VALUE! | #VALUE! | #VALUE! | #VALUE! | #VALUE! |  |  |  |  | #VALUE! | #VALUE! | #VALUE! |  |  | #VALUE! | #VALUE! | #VALUE! | #VALUE! | #VALUE! | #VALUE! | #VALUE! | #VALUE! |  |  |  |  | #VALUE! | #VALUE! | #VALUE! |  |  | #VALUE! | #VALUE! | #VALUE! | #VALUE! | #VALUE! | #VALUE! | #VALUE! | #VALUE! |  |  |  |  | #VALUE! | #VALUE! | #VALUE! |  |  | #VALUE! | #VALUE! | #VALUE! | #VALUE! | #VALUE! | #VALUE! | #VALUE! | #VALUE! |  |  | #VALUE! | #VALUE! | #VALUE! | #VALUE! | #VALUE! |  |  | #VALUE! | #VALUE! | #VALUE! | #VALUE! | #VALUE! | #VALUE! | #VALUE! | #VALUE! |  |  | #VALUE! | #VALUE! | #VALUE! | #VALUE! | #VALUE! |  |  | #VALUE! | #VALUE! | #VALUE! | #VALUE! | #VALUE! | #VALUE! | #VALUE! | #VALUE! | 0 | #REF! | #VALUE! | #VALUE! | #VALUE! | #VALUE! | #VALUE! | #VALUE! | #VALUE! | 0
|  |  |  | 0 | 51 | 0 |  |  | 1 | 1.0842e-19 | 0 | 1.0669e-18 | 1.0669e-18 | 1.0669e-18 | 0 | 0 |  |  |  |  | #VALUE! | #VALUE! | #VALUE! |  |  | #VALUE! | #VALUE! | #VALUE! | #VALUE! | #VALUE! | #VALUE! | #VALUE! | #VALUE! |  |  |  |  | #VALUE! | #VALUE! | #VALUE! |  |  | #VALUE! | #VALUE! | #VALUE! | #VALUE! | #VALUE! | #VALUE! | #VALUE! | #VALUE! |  |  |  |  | #VALUE! | #VALUE! | #VALUE! |  |  | #VALUE! | #VALUE! | #VALUE! | #VALUE! | #VALUE! | #VALUE! | #VALUE! | #VALUE! |  |  |  |  | #VALUE! | #VALUE! | #VALUE! |  |  | #VALUE! | #VALUE! | #VALUE! | #VALUE! | #VALUE! | #VALUE! | #VALUE! | #VALUE! |  |  |  |  | #VALUE! | #VALUE! | #VALUE! |  |  | #VALUE! | #VALUE! | #VALUE! | #VALUE! | #VALUE! | #VALUE! | #VALUE! | #VALUE! |  |  | #VALUE! | #VALUE! | #VALUE! | #VALUE! | #VALUE! |  |  | #VALUE! | #VALUE! | #VALUE! | #VALUE! | #VALUE! | #VALUE! | #VALUE! | #VALUE! |  |  | #VALUE! | #VALUE! | #VALUE! | #VALUE! | #VALUE! |  |  | #VALUE! | #VALUE! | #VALUE! | #VALUE! | #VALUE! | #VALUE! | #VALUE! | #VALUE! | 0 | #REF! | #VALUE! | #VALUE! | #VALUE! | #VALUE! | #VALUE! | #VALUE! | #VALUE! | 0
|  |  |  | 0 | 51 | 0 |  |  | 1 | 1.0842e-19 | 0 | 1.0669e-18 | 1.0669e-18 | 1.0669e-18 | 0 | 0 |  |  |  |  | #VALUE! | #VALUE! | #VALUE! |  |  | #VALUE! | #VALUE! | #VALUE! | #VALUE! | #VALUE! | #VALUE! | #VALUE! | #VALUE! |  |  |  |  | #VALUE! | #VALUE! | #VALUE! |  |  | #VALUE! | #VALUE! | #VALUE! | #VALUE! | #VALUE! | #VALUE! | #VALUE! | #VALUE! |  |  |  |  | #VALUE! | #VALUE! | #VALUE! |  |  | #VALUE! | #VALUE! | #VALUE! | #VALUE! | #VALUE! | #VALUE! | #VALUE! | #VALUE! |  |  |  |  | #VALUE! | #VALUE! | #VALUE! |  |  | #VALUE! | #VALUE! | #VALUE! | #VALUE! | #VALUE! | #VALUE! | #VALUE! | #VALUE! |  |  |  |  | #VALUE! | #VALUE! | #VALUE! |  |  | #VALUE! | #VALUE! | #VALUE! | #VALUE! | #VALUE! | #VALUE! | #VALUE! | #VALUE! |  |  | #VALUE! | #VALUE! | #VALUE! | #VALUE! | #VALUE! |  |  | #VALUE! | #VALUE! | #VALUE! | #VALUE! | #VALUE! | #VALUE! | #VALUE! | #VALUE! |  |  | #VALUE! | #VALUE! | #VALUE! | #VALUE! | #VALUE! |  |  | #VALUE! | #VALUE! | #VALUE! | #VALUE! | #VALUE! | #VALUE! | #VALUE! | #VALUE! | 0 | #REF! | #VALUE! | #VALUE! | #VALUE! | #VALUE! | #VALUE! | #VALUE! | #VALUE! | 0
|  |  |  | 0 | 51 | 0 |  |  | 1 | 1.0842e-19 | 0 | 1.0669e-18 | 1.0669e-18 | 1.0669e-18 | 0 | 0 |  |  |  |  | #VALUE! | #VALUE! | #VALUE! |  |  | #VALUE! | #VALUE! | #VALUE! | #VALUE! | #VALUE! | #VALUE! | #VALUE! | #VALUE! |  |  |  |  | #VALUE! | #VALUE! | #VALUE! |  |  | #VALUE! | #VALUE! | #VALUE! | #VALUE! | #VALUE! | #VALUE! | #VALUE! | #VALUE! |  |  |  |  | #VALUE! | #VALUE! | #VALUE! |  |  | #VALUE! | #VALUE! | #VALUE! | #VALUE! | #VALUE! | #VALUE! | #VALUE! | #VALUE! |  |  |  |  | #VALUE! | #VALUE! | #VALUE! |  |  | #VALUE! | #VALUE! | #VALUE! | #VALUE! | #VALUE! | #VALUE! | #VALUE! | #VALUE! |  |  |  |  | #VALUE! | #VALUE! | #VALUE! |  |  | #VALUE! | #VALUE! | #VALUE! | #VALUE! | #VALUE! | #VALUE! | #VALUE! | #VALUE! |  |  | #VALUE! | #VALUE! | #VALUE! | #VALUE! | #VALUE! |  |  | #VALUE! | #VALUE! | #VALUE! | #VALUE! | #VALUE! | #VALUE! | #VALUE! | #VALUE! |  |  | #VALUE! | #VALUE! | #VALUE! | #VALUE! | #VALUE! |  |  | #VALUE! | #VALUE! | #VALUE! | #VALUE! | #VALUE! | #VALUE! | #VALUE! | #VALUE! | 0 | #REF! | #VALUE! | #VALUE! | #VALUE! | #VALUE! | #VALUE! | #VALUE! | #VALUE! | 0
|  |  |  | 0 | 51 | 0 |  |  | 1 | 1.0842e-19 | 0 | 1.0669e-18 | 1.0669e-18 | 1.0669e-18 | 0 | 0 |  |  |  |  | #VALUE! | #VALUE! | #VALUE! |  |  | #VALUE! | #VALUE! | #VALUE! | #VALUE! | #VALUE! | #VALUE! | #VALUE! | #VALUE! |  |  |  |  | #VALUE! | #VALUE! | #VALUE! |  |  | #VALUE! | #VALUE! | #VALUE! | #VALUE! | #VALUE! | #VALUE! | #VALUE! | #VALUE! |  |  |  |  | #VALUE! | #VALUE! | #VALUE! |  |  | #VALUE! | #VALUE! | #VALUE! | #VALUE! | #VALUE! | #VALUE! | #VALUE! | #VALUE! |  |  |  |  | #VALUE! | #VALUE! | #VALUE! |  |  | #VALUE! | #VALUE! | #VALUE! | #VALUE! | #VALUE! | #VALUE! | #VALUE! | #VALUE! |  |  |  |  | #VALUE! | #VALUE! | #VALUE! |  |  | #VALUE! | #VALUE! | #VALUE! | #VALUE! | #VALUE! | #VALUE! | #VALUE! | #VALUE! |  |  | #VALUE! | #VALUE! | #VALUE! | #VALUE! | #VALUE! |  |  | #VALUE! | #VALUE! | #VALUE! | #VALUE! | #VALUE! | #VALUE! | #VALUE! | #VALUE! |  |  | #VALUE! | #VALUE! | #VALUE! | #VALUE! | #VALUE! |  |  | #VALUE! | #VALUE! | #VALUE! | #VALUE! | #VALUE! | #VALUE! | #VALUE! | #VALUE! | 0 | #REF! | #VALUE! | #VALUE! | #VALUE! | #VALUE! | #VALUE! | #VALUE! | #VALUE! | 0
|  |  |  | 0 | 51 | 0 |  |  | 1 | 1.0842e-19 | 0 | 1.0669e-18 | 1.0669e-18 | 1.0669e-18 | 0 | 0 |  |  |  |  | #VALUE! | #VALUE! | #VALUE! |  |  | #VALUE! | #VALUE! | #VALUE! | #VALUE! | #VALUE! | #VALUE! | #VALUE! | #VALUE! |  |  |  |  | #VALUE! | #VALUE! | #VALUE! |  |  | #VALUE! | #VALUE! | #VALUE! | #VALUE! | #VALUE! | #VALUE! | #VALUE! | #VALUE! |  |  |  |  | #VALUE! | #VALUE! | #VALUE! |  |  | #VALUE! | #VALUE! | #VALUE! | #VALUE! | #VALUE! | #VALUE! | #VALUE! | #VALUE! |  |  |  |  | #VALUE! | #VALUE! | #VALUE! |  |  | #VALUE! | #VALUE! | #VALUE! | #VALUE! | #VALUE! | #VALUE! | #VALUE! | #VALUE! |  |  |  |  | #VALUE! | #VALUE! | #VALUE! |  |  | #VALUE! | #VALUE! | #VALUE! | #VALUE! | #VALUE! | #VALUE! | #VALUE! | #VALUE! |  |  | #VALUE! | #VALUE! | #VALUE! | #VALUE! | #VALUE! |  |  | #VALUE! | #VALUE! | #VALUE! | #VALUE! | #VALUE! | #VALUE! | #VALUE! | #VALUE! |  |  | #VALUE! | #VALUE! | #VALUE! | #VALUE! | #VALUE! |  |  | #VALUE! | #VALUE! | #VALUE! | #VALUE! | #VALUE! | #VALUE! | #VALUE! | #VALUE! | 0 | #REF! | #VALUE! | #VALUE! | #VALUE! | #VALUE! | #VALUE! | #VALUE! | #VALUE! | 0
|  |  |  | 0 | 51 | 0 |  |  | 1 | 1.0842e-19 | 0 | 1.0669e-18 | 1.0669e-18 | 1.0669e-18 | 0 | 0 |  |  |  |  | #VALUE! | #VALUE! | #VALUE! |  |  | #VALUE! | #VALUE! | #VALUE! | #VALUE! | #VALUE! | #VALUE! | #VALUE! | #VALUE! |  |  |  |  | #VALUE! | #VALUE! | #VALUE! |  |  | #VALUE! | #VALUE! | #VALUE! | #VALUE! | #VALUE! | #VALUE! | #VALUE! | #VALUE! |  |  |  |  | #VALUE! | #VALUE! | #VALUE! |  |  | #VALUE! | #VALUE! | #VALUE! | #VALUE! | #VALUE! | #VALUE! | #VALUE! | #VALUE! |  |  |  |  | #VALUE! | #VALUE! | #VALUE! |  |  | #VALUE! | #VALUE! | #VALUE! | #VALUE! | #VALUE! | #VALUE! | #VALUE! | #VALUE! |  |  |  |  | #VALUE! | #VALUE! | #VALUE! |  |  | #VALUE! | #VALUE! | #VALUE! | #VALUE! | #VALUE! | #VALUE! | #VALUE! | #VALUE! |  |  | #VALUE! | #VALUE! | #VALUE! | #VALUE! | #VALUE! |  |  | #VALUE! | #VALUE! | #VALUE! | #VALUE! | #VALUE! | #VALUE! | #VALUE! | #VALUE! |  |  | #VALUE! | #VALUE! | #VALUE! | #VALUE! | #VALUE! |  |  | #VALUE! | #VALUE! | #VALUE! | #VALUE! | #VALUE! | #VALUE! | #VALUE! | #VALUE! | 0 | #REF! | #VALUE! | #VALUE! | #VALUE! | #VALUE! | #VALUE! | #VALUE! | #VALUE! | 0
|  |  |  | 0 | 51 | 0 |  |  | 1 | 1.0842e-19 | 0 | 1.0669e-18 | 1.0669e-18 | 1.0669e-18 | 0 | 0 |  |  |  |  | #VALUE! | #VALUE! | #VALUE! |  |  | #VALUE! | #VALUE! | #VALUE! | #VALUE! | #VALUE! | #VALUE! | #VALUE! | #VALUE! |  |  |  |  | #VALUE! | #VALUE! | #VALUE! |  |  | #VALUE! | #VALUE! | #VALUE! | #VALUE! | #VALUE! | #VALUE! | #VALUE! | #VALUE! |  |  |  |  | #VALUE! | #VALUE! | #VALUE! |  |  | #VALUE! | #VALUE! | #VALUE! | #VALUE! | #VALUE! | #VALUE! | #VALUE! | #VALUE! |  |  |  |  | #VALUE! | #VALUE! | #VALUE! |  |  | #VALUE! | #VALUE! | #VALUE! | #VALUE! | #VALUE! | #VALUE! | #VALUE! | #VALUE! |  |  |  |  | #VALUE! | #VALUE! | #VALUE! |  |  | #VALUE! | #VALUE! | #VALUE! | #VALUE! | #VALUE! | #VALUE! | #VALUE! | #VALUE! |  |  | #VALUE! | #VALUE! | #VALUE! | #VALUE! | #VALUE! |  |  | #VALUE! | #VALUE! | #VALUE! | #VALUE! | #VALUE! | #VALUE! | #VALUE! | #VALUE! |  |  | #VALUE! | #VALUE! | #VALUE! | #VALUE! | #VALUE! |  |  | #VALUE! | #VALUE! | #VALUE! | #VALUE! | #VALUE! | #VALUE! | #VALUE! | #VALUE! | 0 | #REF! | #VALUE! | #VALUE! | #VALUE! | #VALUE! | #VALUE! | #VALUE! | #VALUE! | 0
|  |  |  | 0 | 51 | 0 |  |  | 1 | 1.0842e-19 | 0 | 1.0669e-18 | 1.0669e-18 | 1.0669e-18 | 0 | 0 |  |  |  |  | #VALUE! | #VALUE! | #VALUE! |  |  | #VALUE! | #VALUE! | #VALUE! | #VALUE! | #VALUE! | #VALUE! | #VALUE! | #VALUE! |  |  |  |  | #VALUE! | #VALUE! | #VALUE! |  |  | #VALUE! | #VALUE! | #VALUE! | #VALUE! | #VALUE! | #VALUE! | #VALUE! | #VALUE! |  |  |  |  | #VALUE! | #VALUE! | #VALUE! |  |  | #VALUE! | #VALUE! | #VALUE! | #VALUE! | #VALUE! | #VALUE! | #VALUE! | #VALUE! |  |  |  |  | #VALUE! | #VALUE! | #VALUE! |  |  | #VALUE! | #VALUE! | #VALUE! | #VALUE! | #VALUE! | #VALUE! | #VALUE! | #VALUE! |  |  |  |  | #VALUE! | #VALUE! | #VALUE! |  |  | #VALUE! | #VALUE! | #VALUE! | #VALUE! | #VALUE! | #VALUE! | #VALUE! | #VALUE! |  |  | #VALUE! | #VALUE! | #VALUE! | #VALUE! | #VALUE! |  |  | #VALUE! | #VALUE! | #VALUE! | #VALUE! | #VALUE! | #VALUE! | #VALUE! | #VALUE! |  |  | #VALUE! | #VALUE! | #VALUE! | #VALUE! | #VALUE! |  |  | #VALUE! | #VALUE! | #VALUE! | #VALUE! | #VALUE! | #VALUE! | #VALUE! | #VALUE! | 0 | #REF! | #VALUE! | #VALUE! | #VALUE! | #VALUE! | #VALUE! | #VALUE! | #VALUE! | 0
|  |  |  | 0 | 51 | 0 |  |  | 1 | 1.0842e-19 | 0 | 1.0669e-18 | 1.0669e-18 | 1.0669e-18 | 0 | 0 |  |  |  |  | #VALUE! | #VALUE! | #VALUE! |  |  | #VALUE! | #VALUE! | #VALUE! | #VALUE! | #VALUE! | #VALUE! | #VALUE! | #VALUE! |  |  |  |  | #VALUE! | #VALUE! | #VALUE! |  |  | #VALUE! | #VALUE! | #VALUE! | #VALUE! | #VALUE! | #VALUE! | #VALUE! | #VALUE! |  |  |  |  | #VALUE! | #VALUE! | #VALUE! |  |  | #VALUE! | #VALUE! | #VALUE! | #VALUE! | #VALUE! | #VALUE! | #VALUE! | #VALUE! |  |  |  |  | #VALUE! | #VALUE! | #VALUE! |  |  | #VALUE! | #VALUE! | #VALUE! | #VALUE! | #VALUE! | #VALUE! | #VALUE! | #VALUE! |  |  |  |  | #VALUE! | #VALUE! | #VALUE! |  |  | #VALUE! | #VALUE! | #VALUE! | #VALUE! | #VALUE! | #VALUE! | #VALUE! | #VALUE! |  |  | #VALUE! | #VALUE! | #VALUE! | #VALUE! | #VALUE! |  |  | #VALUE! | #VALUE! | #VALUE! | #VALUE! | #VALUE! | #VALUE! | #VALUE! | #VALUE! |  |  | #VALUE! | #VALUE! | #VALUE! | #VALUE! | #VALUE! |  |  | #VALUE! | #VALUE! | #VALUE! | #VALUE! | #VALUE! | #VALUE! | #VALUE! | #VALUE! | 0 | #REF! | #VALUE! | #VALUE! | #VALUE! | #VALUE! | #VALUE! | #VALUE! | #VALUE! | 0
|  |  |  | 0 | 51 | 0 |  |  | 1 | 1.0842e-19 | 0 | 1.0669e-18 | 1.0669e-18 | 1.0669e-18 | 0 | 0 |  |  |  |  | #VALUE! | #VALUE! | #VALUE! |  |  | #VALUE! | #VALUE! | #VALUE! | #VALUE! | #VALUE! | #VALUE! | #VALUE! | #VALUE! |  |  |  |  | #VALUE! | #VALUE! | #VALUE! |  |  | #VALUE! | #VALUE! | #VALUE! | #VALUE! | #VALUE! | #VALUE! | #VALUE! | #VALUE! |  |  |  |  | #VALUE! | #VALUE! | #VALUE! |  |  | #VALUE! | #VALUE! | #VALUE! | #VALUE! | #VALUE! | #VALUE! | #VALUE! | #VALUE! |  |  |  |  | #VALUE! | #VALUE! | #VALUE! |  |  | #VALUE! | #VALUE! | #VALUE! | #VALUE! | #VALUE! | #VALUE! | #VALUE! | #VALUE! |  |  |  |  | #VALUE! | #VALUE! | #VALUE! |  |  | #VALUE! | #VALUE! | #VALUE! | #VALUE! | #VALUE! | #VALUE! | #VALUE! | #VALUE! |  |  | #VALUE! | #VALUE! | #VALUE! | #VALUE! | #VALUE! |  |  | #VALUE! | #VALUE! | #VALUE! | #VALUE! | #VALUE! | #VALUE! | #VALUE! | #VALUE! |  |  | #VALUE! | #VALUE! | #VALUE! | #VALUE! | #VALUE! |  |  | #VALUE! | #VALUE! | #VALUE! | #VALUE! | #VALUE! | #VALUE! | #VALUE! | #VALUE! | 0 | #REF! | #VALUE! | #VALUE! | #VALUE! | #VALUE! | #VALUE! | #VALUE! | #VALUE! | 0
|  |  |  | 0 | 51 | 0 |  |  | 1 | 1.0842e-19 | 0 | 1.0669e-18 | 1.0669e-18 | 1.0669e-18 | 0 | 0 |  |  |  |  | #VALUE! | #VALUE! | #VALUE! |  |  | #VALUE! | #VALUE! | #VALUE! | #VALUE! | #VALUE! | #VALUE! | #VALUE! | #VALUE! |  |  |  |  | #VALUE! | #VALUE! | #VALUE! |  |  | #VALUE! | #VALUE! | #VALUE! | #VALUE! | #VALUE! | #VALUE! | #VALUE! | #VALUE! |  |  |  |  | #VALUE! | #VALUE! | #VALUE! |  |  | #VALUE! | #VALUE! | #VALUE! | #VALUE! | #VALUE! | #VALUE! | #VALUE! | #VALUE! |  |  |  |  | #VALUE! | #VALUE! | #VALUE! |  |  | #VALUE! | #VALUE! | #VALUE! | #VALUE! | #VALUE! | #VALUE! | #VALUE! | #VALUE! |  |  |  |  | #VALUE! | #VALUE! | #VALUE! |  |  | #VALUE! | #VALUE! | #VALUE! | #VALUE! | #VALUE! | #VALUE! | #VALUE! | #VALUE! |  |  | #VALUE! | #VALUE! | #VALUE! | #VALUE! | #VALUE! |  |  | #VALUE! | #VALUE! | #VALUE! | #VALUE! | #VALUE! | #VALUE! | #VALUE! | #VALUE! |  |  | #VALUE! | #VALUE! | #VALUE! | #VALUE! | #VALUE! |  |  | #VALUE! | #VALUE! | #VALUE! | #VALUE! | #VALUE! | #VALUE! | #VALUE! | #VALUE! | 0 | #REF! | #VALUE! | #VALUE! | #VALUE! | #VALUE! | #VALUE! | #VALUE! | #VALUE! | 0
|  |  |  | 0 | 51 | 0 |  |  | 1 | 1.0842e-19 | 0 | 1.0669e-18 | 1.0669e-18 | 1.0669e-18 | 0 | 0 |  |  |  |  | #VALUE! | #VALUE! | #VALUE! |  |  | #VALUE! | #VALUE! | #VALUE! | #VALUE! | #VALUE! | #VALUE! | #VALUE! | #VALUE! |  |  |  |  | #VALUE! | #VALUE! | #VALUE! |  |  | #VALUE! | #VALUE! | #VALUE! | #VALUE! | #VALUE! | #VALUE! | #VALUE! | #VALUE! |  |  |  |  | #VALUE! | #VALUE! | #VALUE! |  |  | #VALUE! | #VALUE! | #VALUE! | #VALUE! | #VALUE! | #VALUE! | #VALUE! | #VALUE! |  |  |  |  | #VALUE! | #VALUE! | #VALUE! |  |  | #VALUE! | #VALUE! | #VALUE! | #VALUE! | #VALUE! | #VALUE! | #VALUE! | #VALUE! |  |  |  |  | #VALUE! | #VALUE! | #VALUE! |  |  | #VALUE! | #VALUE! | #VALUE! | #VALUE! | #VALUE! | #VALUE! | #VALUE! | #VALUE! |  |  | #VALUE! | #VALUE! | #VALUE! | #VALUE! | #VALUE! |  |  | #VALUE! | #VALUE! | #VALUE! | #VALUE! | #VALUE! | #VALUE! | #VALUE! | #VALUE! |  |  | #VALUE! | #VALUE! | #VALUE! | #VALUE! | #VALUE! |  |  | #VALUE! | #VALUE! | #VALUE! | #VALUE! | #VALUE! | #VALUE! | #VALUE! | #VALUE! | 0 | #REF! | #VALUE! | #VALUE! | #VALUE! | #VALUE! | #VALUE! | #VALUE! | #VALUE! | 0
|  |  |  | 0 | 51 | 0 |  |  | 1 | 1.0842e-19 | 0 | 1.0669e-18 | 1.0669e-18 | 1.0669e-18 | 0 | 0 |  |  |  |  | #VALUE! | #VALUE! | #VALUE! |  |  | #VALUE! | #VALUE! | #VALUE! | #VALUE! | #VALUE! | #VALUE! | #VALUE! | #VALUE! |  |  |  |  | #VALUE! | #VALUE! | #VALUE! |  |  | #VALUE! | #VALUE! | #VALUE! | #VALUE! | #VALUE! | #VALUE! | #VALUE! | #VALUE! |  |  |  |  | #VALUE! | #VALUE! | #VALUE! |  |  | #VALUE! | #VALUE! | #VALUE! | #VALUE! | #VALUE! | #VALUE! | #VALUE! | #VALUE! |  |  |  |  | #VALUE! | #VALUE! | #VALUE! |  |  | #VALUE! | #VALUE! | #VALUE! | #VALUE! | #VALUE! | #VALUE! | #VALUE! | #VALUE! |  |  |  |  | #VALUE! | #VALUE! | #VALUE! |  |  | #VALUE! | #VALUE! | #VALUE! | #VALUE! | #VALUE! | #VALUE! | #VALUE! | #VALUE! |  |  | #VALUE! | #VALUE! | #VALUE! | #VALUE! | #VALUE! |  |  | #VALUE! | #VALUE! | #VALUE! | #VALUE! | #VALUE! | #VALUE! | #VALUE! | #VALUE! |  |  | #VALUE! | #VALUE! | #VALUE! | #VALUE! | #VALUE! |  |  | #VALUE! | #VALUE! | #VALUE! | #VALUE! | #VALUE! | #VALUE! | #VALUE! | #VALUE! | 0 | #REF! | #VALUE! | #VALUE! | #VALUE! | #VALUE! | #VALUE! | #VALUE! | #VALUE! | 0
|  |  |  | 0 | 51 | 0 |  |  | 1 | 1.0842e-19 | 0 | 1.0669e-18 | 1.0669e-18 | 1.0669e-18 | 0 | 0 |  |  |  |  | #VALUE! | #VALUE! | #VALUE! |  |  | #VALUE! | #VALUE! | #VALUE! | #VALUE! | #VALUE! | #VALUE! | #VALUE! | #VALUE! |  |  |  |  | #VALUE! | #VALUE! | #VALUE! |  |  | #VALUE! | #VALUE! | #VALUE! | #VALUE! | #VALUE! | #VALUE! | #VALUE! | #VALUE! |  |  |  |  | #VALUE! | #VALUE! | #VALUE! |  |  | #VALUE! | #VALUE! | #VALUE! | #VALUE! | #VALUE! | #VALUE! | #VALUE! | #VALUE! |  |  |  |  | #VALUE! | #VALUE! | #VALUE! |  |  | #VALUE! | #VALUE! | #VALUE! | #VALUE! | #VALUE! | #VALUE! | #VALUE! | #VALUE! |  |  |  |  | #VALUE! | #VALUE! | #VALUE! |  |  | #VALUE! | #VALUE! | #VALUE! | #VALUE! | #VALUE! | #VALUE! | #VALUE! | #VALUE! |  |  | #VALUE! | #VALUE! | #VALUE! | #VALUE! | #VALUE! |  |  | #VALUE! | #VALUE! | #VALUE! | #VALUE! | #VALUE! | #VALUE! | #VALUE! | #VALUE! |  |  | #VALUE! | #VALUE! | #VALUE! | #VALUE! | #VALUE! |  |  | #VALUE! | #VALUE! | #VALUE! | #VALUE! | #VALUE! | #VALUE! | #VALUE! | #VALUE! | 0 | #REF! | #VALUE! | #VALUE! | #VALUE! | #VALUE! | #VALUE! | #VALUE! | #VALUE! | 0
|  |  |  | 0 | 51 | 0 |  |  | 1 | 1.0842e-19 | 0 | 1.0669e-18 | 1.0669e-18 | 1.0669e-18 | 0 | 0 |  |  |  |  | #VALUE! | #VALUE! | #VALUE! |  |  | #VALUE! | #VALUE! | #VALUE! | #VALUE! | #VALUE! | #VALUE! | #VALUE! | #VALUE! |  |  |  |  | #VALUE! | #VALUE! | #VALUE! |  |  | #VALUE! | #VALUE! | #VALUE! | #VALUE! | #VALUE! | #VALUE! | #VALUE! | #VALUE! |  |  |  |  | #VALUE! | #VALUE! | #VALUE! |  |  | #VALUE! | #VALUE! | #VALUE! | #VALUE! | #VALUE! | #VALUE! | #VALUE! | #VALUE! |  |  |  |  | #VALUE! | #VALUE! | #VALUE! |  |  | #VALUE! | #VALUE! | #VALUE! | #VALUE! | #VALUE! | #VALUE! | #VALUE! | #VALUE! |  |  |  |  | #VALUE! | #VALUE! | #VALUE! |  |  | #VALUE! | #VALUE! | #VALUE! | #VALUE! | #VALUE! | #VALUE! | #VALUE! | #VALUE! |  |  | #VALUE! | #VALUE! | #VALUE! | #VALUE! | #VALUE! |  |  | #VALUE! | #VALUE! | #VALUE! | #VALUE! | #VALUE! | #VALUE! | #VALUE! | #VALUE! |  |  | #VALUE! | #VALUE! | #VALUE! | #VALUE! | #VALUE! |  |  | #VALUE! | #VALUE! | #VALUE! | #VALUE! | #VALUE! | #VALUE! | #VALUE! | #VALUE! | 0 | #REF! | #VALUE! | #VALUE! | #VALUE! | #VALUE! | #VALUE! | #VALUE! | #VALUE! | 0
|  |  |  | 0 | 51 | 0 |  |  | 1 | 1.0842e-19 | 0 | 1.0669e-18 | 1.0669e-18 | 1.0669e-18 | 0 | 0 |  |  |  |  | #VALUE! | #VALUE! | #VALUE! |  |  | #VALUE! | #VALUE! | #VALUE! | #VALUE! | #VALUE! | #VALUE! | #VALUE! | #VALUE! |  |  |  |  | #VALUE! | #VALUE! | #VALUE! |  |  | #VALUE! | #VALUE! | #VALUE! | #VALUE! | #VALUE! | #VALUE! | #VALUE! | #VALUE! |  |  |  |  | #VALUE! | #VALUE! | #VALUE! |  |  | #VALUE! | #VALUE! | #VALUE! | #VALUE! | #VALUE! | #VALUE! | #VALUE! | #VALUE! |  |  |  |  | #VALUE! | #VALUE! | #VALUE! |  |  | #VALUE! | #VALUE! | #VALUE! | #VALUE! | #VALUE! | #VALUE! | #VALUE! | #VALUE! |  |  |  |  | #VALUE! | #VALUE! | #VALUE! |  |  | #VALUE! | #VALUE! | #VALUE! | #VALUE! | #VALUE! | #VALUE! | #VALUE! | #VALUE! |  |  | #VALUE! | #VALUE! | #VALUE! | #VALUE! | #VALUE! |  |  | #VALUE! | #VALUE! | #VALUE! | #VALUE! | #VALUE! | #VALUE! | #VALUE! | #VALUE! |  |  | #VALUE! | #VALUE! | #VALUE! | #VALUE! | #VALUE! |  |  | #VALUE! | #VALUE! | #VALUE! | #VALUE! | #VALUE! | #VALUE! | #VALUE! | #VALUE! | 0 | #REF! | #VALUE! | #VALUE! | #VALUE! | #VALUE! | #VALUE! | #VALUE! | #VALUE! | 0
|  |  |  | 0 | 51 | 0 |  |  | 1 | 1.0842e-19 | 0 | 1.0669e-18 | 1.0669e-18 | 1.0669e-18 | 0 | 0 |  |  |  |  | #VALUE! | #VALUE! | #VALUE! |  |  | #VALUE! | #VALUE! | #VALUE! | #VALUE! | #VALUE! | #VALUE! | #VALUE! | #VALUE! |  |  |  |  | #VALUE! | #VALUE! | #VALUE! |  |  | #VALUE! | #VALUE! | #VALUE! | #VALUE! | #VALUE! | #VALUE! | #VALUE! | #VALUE! |  |  |  |  | #VALUE! | #VALUE! | #VALUE! |  |  | #VALUE! | #VALUE! | #VALUE! | #VALUE! | #VALUE! | #VALUE! | #VALUE! | #VALUE! |  |  |  |  | #VALUE! | #VALUE! | #VALUE! |  |  | #VALUE! | #VALUE! | #VALUE! | #VALUE! | #VALUE! | #VALUE! | #VALUE! | #VALUE! |  |  |  |  | #VALUE! | #VALUE! | #VALUE! |  |  | #VALUE! | #VALUE! | #VALUE! | #VALUE! | #VALUE! | #VALUE! | #VALUE! | #VALUE! |  |  | #VALUE! | #VALUE! | #VALUE! | #VALUE! | #VALUE! |  |  | #VALUE! | #VALUE! | #VALUE! | #VALUE! | #VALUE! | #VALUE! | #VALUE! | #VALUE! |  |  | #VALUE! | #VALUE! | #VALUE! | #VALUE! | #VALUE! |  |  | #VALUE! | #VALUE! | #VALUE! | #VALUE! | #VALUE! | #VALUE! | #VALUE! | #VALUE! | 0 | #REF! | #VALUE! | #VALUE! | #VALUE! | #VALUE! | #VALUE! | #VALUE! | #VALUE! | 0
|  |  |  | 0 | 51 | 0 |  |  | 1 | 1.0842e-19 | 0 | 1.0669e-18 | 1.0669e-18 | 1.0669e-18 | 0 | 0 |  |  |  |  | #VALUE! | #VALUE! | #VALUE! |  |  | #VALUE! | #VALUE! | #VALUE! | #VALUE! | #VALUE! | #VALUE! | #VALUE! | #VALUE! |  |  |  |  | #VALUE! | #VALUE! | #VALUE! |  |  | #VALUE! | #VALUE! | #VALUE! | #VALUE! | #VALUE! | #VALUE! | #VALUE! | #VALUE! |  |  |  |  | #VALUE! | #VALUE! | #VALUE! |  |  | #VALUE! | #VALUE! | #VALUE! | #VALUE! | #VALUE! | #VALUE! | #VALUE! | #VALUE! |  |  |  |  | #VALUE! | #VALUE! | #VALUE! |  |  | #VALUE! | #VALUE! | #VALUE! | #VALUE! | #VALUE! | #VALUE! | #VALUE! | #VALUE! |  |  |  |  | #VALUE! | #VALUE! | #VALUE! |  |  | #VALUE! | #VALUE! | #VALUE! | #VALUE! | #VALUE! | #VALUE! | #VALUE! | #VALUE! |  |  | #VALUE! | #VALUE! | #VALUE! | #VALUE! | #VALUE! |  |  | #VALUE! | #VALUE! | #VALUE! | #VALUE! | #VALUE! | #VALUE! | #VALUE! | #VALUE! |  |  | #VALUE! | #VALUE! | #VALUE! | #VALUE! | #VALUE! |  |  | #VALUE! | #VALUE! | #VALUE! | #VALUE! | #VALUE! | #VALUE! | #VALUE! | #VALUE! | 0 | #REF! | #VALUE! | #VALUE! | #VALUE! | #VALUE! | #VALUE! | #VALUE! | #VALUE! | 0
|  |  |  | 0 | 51 | 0 |  |  | 1 | 1.0842e-19 | 0 | 1.0669e-18 | 1.0669e-18 | 1.0669e-18 | 0 | 0 |  |  |  |  | #VALUE! | #VALUE! | #VALUE! |  |  | #VALUE! | #VALUE! | #VALUE! | #VALUE! | #VALUE! | #VALUE! | #VALUE! | #VALUE! |  |  |  |  | #VALUE! | #VALUE! | #VALUE! |  |  | #VALUE! | #VALUE! | #VALUE! | #VALUE! | #VALUE! | #VALUE! | #VALUE! | #VALUE! |  |  |  |  | #VALUE! | #VALUE! | #VALUE! |  |  | #VALUE! | #VALUE! | #VALUE! | #VALUE! | #VALUE! | #VALUE! | #VALUE! | #VALUE! |  |  |  |  | #VALUE! | #VALUE! | #VALUE! |  |  | #VALUE! | #VALUE! | #VALUE! | #VALUE! | #VALUE! | #VALUE! | #VALUE! | #VALUE! |  |  |  |  | #VALUE! | #VALUE! | #VALUE! |  |  | #VALUE! | #VALUE! | #VALUE! | #VALUE! | #VALUE! | #VALUE! | #VALUE! | #VALUE! |  |  | #VALUE! | #VALUE! | #VALUE! | #VALUE! | #VALUE! |  |  | #VALUE! | #VALUE! | #VALUE! | #VALUE! | #VALUE! | #VALUE! | #VALUE! | #VALUE! |  |  | #VALUE! | #VALUE! | #VALUE! | #VALUE! | #VALUE! |  |  | #VALUE! | #VALUE! | #VALUE! | #VALUE! | #VALUE! | #VALUE! | #VALUE! | #VALUE! | 0 | #REF! | #VALUE! | #VALUE! | #VALUE! | #VALUE! | #VALUE! | #VALUE! | #VALUE! | 0
|  |  |  | 0 | 51 | 0 |  |  | 1 | 1.0842e-19 | 0 | 1.0669e-18 | 1.0669e-18 | 1.0669e-18 | 0 | 0 |  |  |  |  | #VALUE! | #VALUE! | #VALUE! |  |  | #VALUE! | #VALUE! | #VALUE! | #VALUE! | #VALUE! | #VALUE! | #VALUE! | #VALUE! |  |  |  |  | #VALUE! | #VALUE! | #VALUE! |  |  | #VALUE! | #VALUE! | #VALUE! | #VALUE! | #VALUE! | #VALUE! | #VALUE! | #VALUE! |  |  |  |  | #VALUE! | #VALUE! | #VALUE! |  |  | #VALUE! | #VALUE! | #VALUE! | #VALUE! | #VALUE! | #VALUE! | #VALUE! | #VALUE! |  |  |  |  | #VALUE! | #VALUE! | #VALUE! |  |  | #VALUE! | #VALUE! | #VALUE! | #VALUE! | #VALUE! | #VALUE! | #VALUE! | #VALUE! |  |  |  |  | #VALUE! | #VALUE! | #VALUE! |  |  | #VALUE! | #VALUE! | #VALUE! | #VALUE! | #VALUE! | #VALUE! | #VALUE! | #VALUE! |  |  | #VALUE! | #VALUE! | #VALUE! | #VALUE! | #VALUE! |  |  | #VALUE! | #VALUE! | #VALUE! | #VALUE! | #VALUE! | #VALUE! | #VALUE! | #VALUE! |  |  | #VALUE! | #VALUE! | #VALUE! | #VALUE! | #VALUE! |  |  | #VALUE! | #VALUE! | #VALUE! | #VALUE! | #VALUE! | #VALUE! | #VALUE! | #VALUE! | 0 | #REF! | #VALUE! | #VALUE! | #VALUE! | #VALUE! | #VALUE! | #VALUE! | #VALUE! | 0
|  |  |  | 0 | 51 | 0 |  |  | 1 | 1.0842e-19 | 0 | 1.0669e-18 | 1.0669e-18 | 1.0669e-18 | 0 | 0 |  |  |  |  | #VALUE! | #VALUE! | #VALUE! |  |  | #VALUE! | #VALUE! | #VALUE! | #VALUE! | #VALUE! | #VALUE! | #VALUE! | #VALUE! |  |  |  |  | #VALUE! | #VALUE! | #VALUE! |  |  | #VALUE! | #VALUE! | #VALUE! | #VALUE! | #VALUE! | #VALUE! | #VALUE! | #VALUE! |  |  |  |  | #VALUE! | #VALUE! | #VALUE! |  |  | #VALUE! | #VALUE! | #VALUE! | #VALUE! | #VALUE! | #VALUE! | #VALUE! | #VALUE! |  |  |  |  | #VALUE! | #VALUE! | #VALUE! |  |  | #VALUE! | #VALUE! | #VALUE! | #VALUE! | #VALUE! | #VALUE! | #VALUE! | #VALUE! |  |  |  |  | #VALUE! | #VALUE! | #VALUE! |  |  | #VALUE! | #VALUE! | #VALUE! | #VALUE! | #VALUE! | #VALUE! | #VALUE! | #VALUE! |  |  | #VALUE! | #VALUE! | #VALUE! | #VALUE! | #VALUE! |  |  | #VALUE! | #VALUE! | #VALUE! | #VALUE! | #VALUE! | #VALUE! | #VALUE! | #VALUE! |  |  | #VALUE! | #VALUE! | #VALUE! | #VALUE! | #VALUE! |  |  | #VALUE! | #VALUE! | #VALUE! | #VALUE! | #VALUE! | #VALUE! | #VALUE! | #VALUE! | 0 | #REF! | #VALUE! | #VALUE! | #VALUE! | #VALUE! | #VALUE! | #VALUE! | #VALUE! | 0
|  |  |  | 0 | 51 | 0 |  |  | 1 | 1.0842e-19 | 0 | 1.0669e-18 | 1.0669e-18 | 1.0669e-18 | 0 | 0 |  |  |  |  | #VALUE! | #VALUE! | #VALUE! |  |  | #VALUE! | #VALUE! | #VALUE! | #VALUE! | #VALUE! | #VALUE! | #VALUE! | #VALUE! |  |  |  |  | #VALUE! | #VALUE! | #VALUE! |  |  | #VALUE! | #VALUE! | #VALUE! | #VALUE! | #VALUE! | #VALUE! | #VALUE! | #VALUE! |  |  |  |  | #VALUE! | #VALUE! | #VALUE! |  |  | #VALUE! | #VALUE! | #VALUE! | #VALUE! | #VALUE! | #VALUE! | #VALUE! | #VALUE! |  |  |  |  | #VALUE! | #VALUE! | #VALUE! |  |  | #VALUE! | #VALUE! | #VALUE! | #VALUE! | #VALUE! | #VALUE! | #VALUE! | #VALUE! |  |  |  |  | #VALUE! | #VALUE! | #VALUE! |  |  | #VALUE! | #VALUE! | #VALUE! | #VALUE! | #VALUE! | #VALUE! | #VALUE! | #VALUE! |  |  | #VALUE! | #VALUE! | #VALUE! | #VALUE! | #VALUE! |  |  | #VALUE! | #VALUE! | #VALUE! | #VALUE! | #VALUE! | #VALUE! | #VALUE! | #VALUE! |  |  | #VALUE! | #VALUE! | #VALUE! | #VALUE! | #VALUE! |  |  | #VALUE! | #VALUE! | #VALUE! | #VALUE! | #VALUE! | #VALUE! | #VALUE! | #VALUE! | 0 | #REF! | #VALUE! | #VALUE! | #VALUE! | #VALUE! | #VALUE! | #VALUE! | #VALUE! | 0
|  |  |  | 0 | 51 | 0 |  |  | 1 | 1.0842e-19 | 0 | 1.0669e-18 | 1.0669e-18 | 1.0669e-18 | 0 | 0 |  |  |  |  | #VALUE! | #VALUE! | #VALUE! |  |  | #VALUE! | #VALUE! | #VALUE! | #VALUE! | #VALUE! | #VALUE! | #VALUE! | #VALUE! |  |  |  |  | #VALUE! | #VALUE! | #VALUE! |  |  | #VALUE! | #VALUE! | #VALUE! | #VALUE! | #VALUE! | #VALUE! | #VALUE! | #VALUE! |  |  |  |  | #VALUE! | #VALUE! | #VALUE! |  |  | #VALUE! | #VALUE! | #VALUE! | #VALUE! | #VALUE! | #VALUE! | #VALUE! | #VALUE! |  |  |  |  | #VALUE! | #VALUE! | #VALUE! |  |  | #VALUE! | #VALUE! | #VALUE! | #VALUE! | #VALUE! | #VALUE! | #VALUE! | #VALUE! |  |  |  |  | #VALUE! | #VALUE! | #VALUE! |  |  | #VALUE! | #VALUE! | #VALUE! | #VALUE! | #VALUE! | #VALUE! | #VALUE! | #VALUE! |  |  | #VALUE! | #VALUE! | #VALUE! | #VALUE! | #VALUE! |  |  | #VALUE! | #VALUE! | #VALUE! | #VALUE! | #VALUE! | #VALUE! | #VALUE! | #VALUE! |  |  | #VALUE! | #VALUE! | #VALUE! | #VALUE! | #VALUE! |  |  | #VALUE! | #VALUE! | #VALUE! | #VALUE! | #VALUE! | #VALUE! | #VALUE! | #VALUE! | 0 | #REF! | #VALUE! | #VALUE! | #VALUE! | #VALUE! | #VALUE! | #VALUE! | #VALUE! | 0
|  |  |  | 0 | 51 | 0 |  |  | 1 | 1.0842e-19 | 0 | 1.0669e-18 | 1.0669e-18 | 1.0669e-18 | 0 | 0 |  |  |  |  | #VALUE! | #VALUE! | #VALUE! |  |  | #VALUE! | #VALUE! | #VALUE! | #VALUE! | #VALUE! | #VALUE! | #VALUE! | #VALUE! |  |  |  |  | #VALUE! | #VALUE! | #VALUE! |  |  | #VALUE! | #VALUE! | #VALUE! | #VALUE! | #VALUE! | #VALUE! | #VALUE! | #VALUE! |  |  |  |  | #VALUE! | #VALUE! | #VALUE! |  |  | #VALUE! | #VALUE! | #VALUE! | #VALUE! | #VALUE! | #VALUE! | #VALUE! | #VALUE! |  |  |  |  | #VALUE! | #VALUE! | #VALUE! |  |  | #VALUE! | #VALUE! | #VALUE! | #VALUE! | #VALUE! | #VALUE! | #VALUE! | #VALUE! |  |  |  |  | #VALUE! | #VALUE! | #VALUE! |  |  | #VALUE! | #VALUE! | #VALUE! | #VALUE! | #VALUE! | #VALUE! | #VALUE! | #VALUE! |  |  | #VALUE! | #VALUE! | #VALUE! | #VALUE! | #VALUE! |  |  | #VALUE! | #VALUE! | #VALUE! | #VALUE! | #VALUE! | #VALUE! | #VALUE! | #VALUE! |  |  | #VALUE! | #VALUE! | #VALUE! | #VALUE! | #VALUE! |  |  | #VALUE! | #VALUE! | #VALUE! | #VALUE! | #VALUE! | #VALUE! | #VALUE! | #VALUE! | 0 | #REF! | #VALUE! | #VALUE! | #VALUE! | #VALUE! | #VALUE! | #VALUE! | #VALUE! | 0
|  |  |  | 0 | 51 | 0 |  |  | 1 | 1.0842e-19 | 0 | 1.0669e-18 | 1.0669e-18 | 1.0669e-18 | 0 | 0 |  |  |  |  | #VALUE! | #VALUE! | #VALUE! |  |  | #VALUE! | #VALUE! | #VALUE! | #VALUE! | #VALUE! | #VALUE! | #VALUE! | #VALUE! |  |  |  |  | #VALUE! | #VALUE! | #VALUE! |  |  | #VALUE! | #VALUE! | #VALUE! | #VALUE! | #VALUE! | #VALUE! | #VALUE! | #VALUE! |  |  |  |  | #VALUE! | #VALUE! | #VALUE! |  |  | #VALUE! | #VALUE! | #VALUE! | #VALUE! | #VALUE! | #VALUE! | #VALUE! | #VALUE! |  |  |  |  | #VALUE! | #VALUE! | #VALUE! |  |  | #VALUE! | #VALUE! | #VALUE! | #VALUE! | #VALUE! | #VALUE! | #VALUE! | #VALUE! |  |  |  |  | #VALUE! | #VALUE! | #VALUE! |  |  | #VALUE! | #VALUE! | #VALUE! | #VALUE! | #VALUE! | #VALUE! | #VALUE! | #VALUE! |  |  | #VALUE! | #VALUE! | #VALUE! | #VALUE! | #VALUE! |  |  | #VALUE! | #VALUE! | #VALUE! | #VALUE! | #VALUE! | #VALUE! | #VALUE! | #VALUE! |  |  | #VALUE! | #VALUE! | #VALUE! | #VALUE! | #VALUE! |  |  | #VALUE! | #VALUE! | #VALUE! | #VALUE! | #VALUE! | #VALUE! | #VALUE! | #VALUE! | 0 | #REF! | #VALUE! | #VALUE! | #VALUE! | #VALUE! | #VALUE! | #VALUE! | #VALUE! | 0
|  |  |  | 0 | 51 | 0 |  |  | 1 | 1.0842e-19 | 0 | 1.0669e-18 | 1.0669e-18 | 1.0669e-18 | 0 | 0 |  |  |  |  | #VALUE! | #VALUE! | #VALUE! |  |  | #VALUE! | #VALUE! | #VALUE! | #VALUE! | #VALUE! | #VALUE! | #VALUE! | #VALUE! |  |  |  |  | #VALUE! | #VALUE! | #VALUE! |  |  | #VALUE! | #VALUE! | #VALUE! | #VALUE! | #VALUE! | #VALUE! | #VALUE! | #VALUE! |  |  |  |  | #VALUE! | #VALUE! | #VALUE! |  |  | #VALUE! | #VALUE! | #VALUE! | #VALUE! | #VALUE! | #VALUE! | #VALUE! | #VALUE! |  |  |  |  | #VALUE! | #VALUE! | #VALUE! |  |  | #VALUE! | #VALUE! | #VALUE! | #VALUE! | #VALUE! | #VALUE! | #VALUE! | #VALUE! |  |  |  |  | #VALUE! | #VALUE! | #VALUE! |  |  | #VALUE! | #VALUE! | #VALUE! | #VALUE! | #VALUE! | #VALUE! | #VALUE! | #VALUE! |  |  | #VALUE! | #VALUE! | #VALUE! | #VALUE! | #VALUE! |  |  | #VALUE! | #VALUE! | #VALUE! | #VALUE! | #VALUE! | #VALUE! | #VALUE! | #VALUE! |  |  | #VALUE! | #VALUE! | #VALUE! | #VALUE! | #VALUE! |  |  | #VALUE! | #VALUE! | #VALUE! | #VALUE! | #VALUE! | #VALUE! | #VALUE! | #VALUE! | 0 | #REF! | #VALUE! | #VALUE! | #VALUE! | #VALUE! | #VALUE! | #VALUE! | #VALUE! | 0
|  |  |  | 0 | 51 | 0 |  |  | 1 | 1.0842e-19 | 0 | 1.0669e-18 | 1.0669e-18 | 1.0669e-18 | 0 | 0 |  |  |  |  | #VALUE! | #VALUE! | #VALUE! |  |  | #VALUE! | #VALUE! | #VALUE! | #VALUE! | #VALUE! | #VALUE! | #VALUE! | #VALUE! |  |  |  |  | #VALUE! | #VALUE! | #VALUE! |  |  | #VALUE! | #VALUE! | #VALUE! | #VALUE! | #VALUE! | #VALUE! | #VALUE! | #VALUE! |  |  |  |  | #VALUE! | #VALUE! | #VALUE! |  |  | #VALUE! | #VALUE! | #VALUE! | #VALUE! | #VALUE! | #VALUE! | #VALUE! | #VALUE! |  |  |  |  | #VALUE! | #VALUE! | #VALUE! |  |  | #VALUE! | #VALUE! | #VALUE! | #VALUE! | #VALUE! | #VALUE! | #VALUE! | #VALUE! |  |  |  |  | #VALUE! | #VALUE! | #VALUE! |  |  | #VALUE! | #VALUE! | #VALUE! | #VALUE! | #VALUE! | #VALUE! | #VALUE! | #VALUE! |  |  | #VALUE! | #VALUE! | #VALUE! | #VALUE! | #VALUE! |  |  | #VALUE! | #VALUE! | #VALUE! | #VALUE! | #VALUE! | #VALUE! | #VALUE! | #VALUE! |  |  | #VALUE! | #VALUE! | #VALUE! | #VALUE! | #VALUE! |  |  | #VALUE! | #VALUE! | #VALUE! | #VALUE! | #VALUE! | #VALUE! | #VALUE! | #VALUE! | 0 | #REF! | #VALUE! | #VALUE! | #VALUE! | #VALUE! | #VALUE! | #VALUE! | #VALUE! | 0
|  |  |  | 0 | 51 | 0 |  |  | 1 | 1.0842e-19 | 0 | 1.0669e-18 | 1.0669e-18 | 1.0669e-18 | 0 | 0 |  |  |  |  | #VALUE! | #VALUE! | #VALUE! |  |  | #VALUE! | #VALUE! | #VALUE! | #VALUE! | #VALUE! | #VALUE! | #VALUE! | #VALUE! |  |  |  |  | #VALUE! | #VALUE! | #VALUE! |  |  | #VALUE! | #VALUE! | #VALUE! | #VALUE! | #VALUE! | #VALUE! | #VALUE! | #VALUE! |  |  |  |  | #VALUE! | #VALUE! | #VALUE! |  |  | #VALUE! | #VALUE! | #VALUE! | #VALUE! | #VALUE! | #VALUE! | #VALUE! | #VALUE! |  |  |  |  | #VALUE! | #VALUE! | #VALUE! |  |  | #VALUE! | #VALUE! | #VALUE! | #VALUE! | #VALUE! | #VALUE! | #VALUE! | #VALUE! |  |  |  |  | #VALUE! | #VALUE! | #VALUE! |  |  | #VALUE! | #VALUE! | #VALUE! | #VALUE! | #VALUE! | #VALUE! | #VALUE! | #VALUE! |  |  | #VALUE! | #VALUE! | #VALUE! | #VALUE! | #VALUE! |  |  | #VALUE! | #VALUE! | #VALUE! | #VALUE! | #VALUE! | #VALUE! | #VALUE! | #VALUE! |  |  | #VALUE! | #VALUE! | #VALUE! | #VALUE! | #VALUE! |  |  | #VALUE! | #VALUE! | #VALUE! | #VALUE! | #VALUE! | #VALUE! | #VALUE! | #VALUE! | 0 | #REF! | #VALUE! | #VALUE! | #VALUE! | #VALUE! | #VALUE! | #VALUE! | #VALUE! | 0
|  |  |  | 0 | 51 | 0 |  |  | 1 | 1.0842e-19 | 0 | 1.0669e-18 | 1.0669e-18 | 1.0669e-18 | 0 | 0 |  |  |  |  | #VALUE! | #VALUE! | #VALUE! |  |  | #VALUE! | #VALUE! | #VALUE! | #VALUE! | #VALUE! | #VALUE! | #VALUE! | #VALUE! |  |  |  |  | #VALUE! | #VALUE! | #VALUE! |  |  | #VALUE! | #VALUE! | #VALUE! | #VALUE! | #VALUE! | #VALUE! | #VALUE! | #VALUE! |  |  |  |  | #VALUE! | #VALUE! | #VALUE! |  |  | #VALUE! | #VALUE! | #VALUE! | #VALUE! | #VALUE! | #VALUE! | #VALUE! | #VALUE! |  |  |  |  | #VALUE! | #VALUE! | #VALUE! |  |  | #VALUE! | #VALUE! | #VALUE! | #VALUE! | #VALUE! | #VALUE! | #VALUE! | #VALUE! |  |  |  |  | #VALUE! | #VALUE! | #VALUE! |  |  | #VALUE! | #VALUE! | #VALUE! | #VALUE! | #VALUE! | #VALUE! | #VALUE! | #VALUE! |  |  | #VALUE! | #VALUE! | #VALUE! | #VALUE! | #VALUE! |  |  | #VALUE! | #VALUE! | #VALUE! | #VALUE! | #VALUE! | #VALUE! | #VALUE! | #VALUE! |  |  | #VALUE! | #VALUE! | #VALUE! | #VALUE! | #VALUE! |  |  | #VALUE! | #VALUE! | #VALUE! | #VALUE! | #VALUE! | #VALUE! | #VALUE! | #VALUE! | 0 | #REF! | #VALUE! | #VALUE! | #VALUE! | #VALUE! | #VALUE! | #VALUE! | #VALUE! | 0
|  |  |  | 0 | 51 | 0 |  |  | 1 | 1.0842e-19 | 0 | 1.0669e-18 | 1.0669e-18 | 1.0669e-18 | 0 | 0 |  |  |  |  | #VALUE! | #VALUE! | #VALUE! |  |  | #VALUE! | #VALUE! | #VALUE! | #VALUE! | #VALUE! | #VALUE! | #VALUE! | #VALUE! |  |  |  |  | #VALUE! | #VALUE! | #VALUE! |  |  | #VALUE! | #VALUE! | #VALUE! | #VALUE! | #VALUE! | #VALUE! | #VALUE! | #VALUE! |  |  |  |  | #VALUE! | #VALUE! | #VALUE! |  |  | #VALUE! | #VALUE! | #VALUE! | #VALUE! | #VALUE! | #VALUE! | #VALUE! | #VALUE! |  |  |  |  | #VALUE! | #VALUE! | #VALUE! |  |  | #VALUE! | #VALUE! | #VALUE! | #VALUE! | #VALUE! | #VALUE! | #VALUE! | #VALUE! |  |  |  |  | #VALUE! | #VALUE! | #VALUE! |  |  | #VALUE! | #VALUE! | #VALUE! | #VALUE! | #VALUE! | #VALUE! | #VALUE! | #VALUE! |  |  | #VALUE! | #VALUE! | #VALUE! | #VALUE! | #VALUE! |  |  | #VALUE! | #VALUE! | #VALUE! | #VALUE! | #VALUE! | #VALUE! | #VALUE! | #VALUE! |  |  | #VALUE! | #VALUE! | #VALUE! | #VALUE! | #VALUE! |  |  | #VALUE! | #VALUE! | #VALUE! | #VALUE! | #VALUE! | #VALUE! | #VALUE! | #VALUE! | 0 | #REF! | #VALUE! | #VALUE! | #VALUE! | #VALUE! | #VALUE! | #VALUE! | #VALUE! | 0
|  |  |  | 0 | 51 | 0 |  |  | 1 | 1.0842e-19 | 0 | 1.0669e-18 | 1.0669e-18 | 1.0669e-18 | 0 | 0 |  |  |  |  | #VALUE! | #VALUE! | #VALUE! |  |  | #VALUE! | #VALUE! | #VALUE! | #VALUE! | #VALUE! | #VALUE! | #VALUE! | #VALUE! |  |  |  |  | #VALUE! | #VALUE! | #VALUE! |  |  | #VALUE! | #VALUE! | #VALUE! | #VALUE! | #VALUE! | #VALUE! | #VALUE! | #VALUE! |  |  |  |  | #VALUE! | #VALUE! | #VALUE! |  |  | #VALUE! | #VALUE! | #VALUE! | #VALUE! | #VALUE! | #VALUE! | #VALUE! | #VALUE! |  |  |  |  | #VALUE! | #VALUE! | #VALUE! |  |  | #VALUE! | #VALUE! | #VALUE! | #VALUE! | #VALUE! | #VALUE! | #VALUE! | #VALUE! |  |  |  |  | #VALUE! | #VALUE! | #VALUE! |  |  | #VALUE! | #VALUE! | #VALUE! | #VALUE! | #VALUE! | #VALUE! | #VALUE! | #VALUE! |  |  | #VALUE! | #VALUE! | #VALUE! | #VALUE! | #VALUE! |  |  | #VALUE! | #VALUE! | #VALUE! | #VALUE! | #VALUE! | #VALUE! | #VALUE! | #VALUE! |  |  | #VALUE! | #VALUE! | #VALUE! | #VALUE! | #VALUE! |  |  | #VALUE! | #VALUE! | #VALUE! | #VALUE! | #VALUE! | #VALUE! | #VALUE! | #VALUE! | 0 | #REF! | #VALUE! | #VALUE! | #VALUE! | #VALUE! | #VALUE! | #VALUE! | #VALUE! | 0
|  |  |  | 0 | 51 | 0 |  |  | 1 | 1.0842e-19 | 0 | 1.0669e-18 | 1.0669e-18 | 1.0669e-18 | 0 | 0 |  |  |  |  | #VALUE! | #VALUE! | #VALUE! |  |  | #VALUE! | #VALUE! | #VALUE! | #VALUE! | #VALUE! | #VALUE! | #VALUE! | #VALUE! |  |  |  |  | #VALUE! | #VALUE! | #VALUE! |  |  | #VALUE! | #VALUE! | #VALUE! | #VALUE! | #VALUE! | #VALUE! | #VALUE! | #VALUE! |  |  |  |  | #VALUE! | #VALUE! | #VALUE! |  |  | #VALUE! | #VALUE! | #VALUE! | #VALUE! | #VALUE! | #VALUE! | #VALUE! | #VALUE! |  |  |  |  | #VALUE! | #VALUE! | #VALUE! |  |  | #VALUE! | #VALUE! | #VALUE! | #VALUE! | #VALUE! | #VALUE! | #VALUE! | #VALUE! |  |  |  |  | #VALUE! | #VALUE! | #VALUE! |  |  | #VALUE! | #VALUE! | #VALUE! | #VALUE! | #VALUE! | #VALUE! | #VALUE! | #VALUE! |  |  | #VALUE! | #VALUE! | #VALUE! | #VALUE! | #VALUE! |  |  | #VALUE! | #VALUE! | #VALUE! | #VALUE! | #VALUE! | #VALUE! | #VALUE! | #VALUE! |  |  | #VALUE! | #VALUE! | #VALUE! | #VALUE! | #VALUE! |  |  | #VALUE! | #VALUE! | #VALUE! | #VALUE! | #VALUE! | #VALUE! | #VALUE! | #VALUE! | 0 | #REF! | #VALUE! | #VALUE! | #VALUE! | #VALUE! | #VALUE! | #VALUE! | #VALUE! | 0
|  |  |  | 0 | 51 | 0 |  |  | 1 | 1.0842e-19 | 0 | 1.0669e-18 | 1.0669e-18 | 1.0669e-18 | 0 | 0 |  |  |  |  | #VALUE! | #VALUE! | #VALUE! |  |  | #VALUE! | #VALUE! | #VALUE! | #VALUE! | #VALUE! | #VALUE! | #VALUE! | #VALUE! |  |  |  |  | #VALUE! | #VALUE! | #VALUE! |  |  | #VALUE! | #VALUE! | #VALUE! | #VALUE! | #VALUE! | #VALUE! | #VALUE! | #VALUE! |  |  |  |  | #VALUE! | #VALUE! | #VALUE! |  |  | #VALUE! | #VALUE! | #VALUE! | #VALUE! | #VALUE! | #VALUE! | #VALUE! | #VALUE! |  |  |  |  | #VALUE! | #VALUE! | #VALUE! |  |  | #VALUE! | #VALUE! | #VALUE! | #VALUE! | #VALUE! | #VALUE! | #VALUE! | #VALUE! |  |  |  |  | #VALUE! | #VALUE! | #VALUE! |  |  | #VALUE! | #VALUE! | #VALUE! | #VALUE! | #VALUE! | #VALUE! | #VALUE! | #VALUE! |  |  | #VALUE! | #VALUE! | #VALUE! | #VALUE! | #VALUE! |  |  | #VALUE! | #VALUE! | #VALUE! | #VALUE! | #VALUE! | #VALUE! | #VALUE! | #VALUE! |  |  | #VALUE! | #VALUE! | #VALUE! | #VALUE! | #VALUE! |  |  | #VALUE! | #VALUE! | #VALUE! | #VALUE! | #VALUE! | #VALUE! | #VALUE! | #VALUE! | 0 | #REF! | #VALUE! | #VALUE! | #VALUE! | #VALUE! | #VALUE! | #VALUE! | #VALUE! | 0
|  |  |  | 0 | 51 | 0 |  |  | 1 | 1.0842e-19 | 0 | 1.0669e-18 | 1.0669e-18 | 1.0669e-18 | 0 | 0 |  |  |  |  | #VALUE! | #VALUE! | #VALUE! |  |  | #VALUE! | #VALUE! | #VALUE! | #VALUE! | #VALUE! | #VALUE! | #VALUE! | #VALUE! |  |  |  |  | #VALUE! | #VALUE! | #VALUE! |  |  | #VALUE! | #VALUE! | #VALUE! | #VALUE! | #VALUE! | #VALUE! | #VALUE! | #VALUE! |  |  |  |  | #VALUE! | #VALUE! | #VALUE! |  |  | #VALUE! | #VALUE! | #VALUE! | #VALUE! | #VALUE! | #VALUE! | #VALUE! | #VALUE! |  |  |  |  | #VALUE! | #VALUE! | #VALUE! |  |  | #VALUE! | #VALUE! | #VALUE! | #VALUE! | #VALUE! | #VALUE! | #VALUE! | #VALUE! |  |  |  |  | #VALUE! | #VALUE! | #VALUE! |  |  | #VALUE! | #VALUE! | #VALUE! | #VALUE! | #VALUE! | #VALUE! | #VALUE! | #VALUE! |  |  | #VALUE! | #VALUE! | #VALUE! | #VALUE! | #VALUE! |  |  | #VALUE! | #VALUE! | #VALUE! | #VALUE! | #VALUE! | #VALUE! | #VALUE! | #VALUE! |  |  | #VALUE! | #VALUE! | #VALUE! | #VALUE! | #VALUE! |  |  | #VALUE! | #VALUE! | #VALUE! | #VALUE! | #VALUE! | #VALUE! | #VALUE! | #VALUE! | 0 | #REF! | #VALUE! | #VALUE! | #VALUE! | #VALUE! | #VALUE! | #VALUE! | #VALUE! | 0
|  |  |  | 0 | 51 | 0 |  |  | 1 | 1.0842e-19 | 0 | 1.0669e-18 | 1.0669e-18 | 1.0669e-18 | 0 | 0 |  |  |  |  | #VALUE! | #VALUE! | #VALUE! |  |  | #VALUE! | #VALUE! | #VALUE! | #VALUE! | #VALUE! | #VALUE! | #VALUE! | #VALUE! |  |  |  |  | #VALUE! | #VALUE! | #VALUE! |  |  | #VALUE! | #VALUE! | #VALUE! | #VALUE! | #VALUE! | #VALUE! | #VALUE! | #VALUE! |  |  |  |  | #VALUE! | #VALUE! | #VALUE! |  |  | #VALUE! | #VALUE! | #VALUE! | #VALUE! | #VALUE! | #VALUE! | #VALUE! | #VALUE! |  |  |  |  | #VALUE! | #VALUE! | #VALUE! |  |  | #VALUE! | #VALUE! | #VALUE! | #VALUE! | #VALUE! | #VALUE! | #VALUE! | #VALUE! |  |  |  |  | #VALUE! | #VALUE! | #VALUE! |  |  | #VALUE! | #VALUE! | #VALUE! | #VALUE! | #VALUE! | #VALUE! | #VALUE! | #VALUE! |  |  | #VALUE! | #VALUE! | #VALUE! | #VALUE! | #VALUE! |  |  | #VALUE! | #VALUE! | #VALUE! | #VALUE! | #VALUE! | #VALUE! | #VALUE! | #VALUE! |  |  | #VALUE! | #VALUE! | #VALUE! | #VALUE! | #VALUE! |  |  | #VALUE! | #VALUE! | #VALUE! | #VALUE! | #VALUE! | #VALUE! | #VALUE! | #VALUE! | 0 | #REF! | #VALUE! | #VALUE! | #VALUE! | #VALUE! | #VALUE! | #VALUE! | #VALUE! | 0
|  |  |  | 0 | 51 | 0 |  |  | 1 | 1.0842e-19 | 0 | 1.0669e-18 | 1.0669e-18 | 1.0669e-18 | 0 | 0 |  |  |  |  | #VALUE! | #VALUE! | #VALUE! |  |  | #VALUE! | #VALUE! | #VALUE! | #VALUE! | #VALUE! | #VALUE! | #VALUE! | #VALUE! |  |  |  |  | #VALUE! | #VALUE! | #VALUE! |  |  | #VALUE! | #VALUE! | #VALUE! | #VALUE! | #VALUE! | #VALUE! | #VALUE! | #VALUE! |  |  |  |  | #VALUE! | #VALUE! | #VALUE! |  |  | #VALUE! | #VALUE! | #VALUE! | #VALUE! | #VALUE! | #VALUE! | #VALUE! | #VALUE! |  |  |  |  | #VALUE! | #VALUE! | #VALUE! |  |  | #VALUE! | #VALUE! | #VALUE! | #VALUE! | #VALUE! | #VALUE! | #VALUE! | #VALUE! |  |  |  |  | #VALUE! | #VALUE! | #VALUE! |  |  | #VALUE! | #VALUE! | #VALUE! | #VALUE! | #VALUE! | #VALUE! | #VALUE! | #VALUE! |  |  | #VALUE! | #VALUE! | #VALUE! | #VALUE! | #VALUE! |  |  | #VALUE! | #VALUE! | #VALUE! | #VALUE! | #VALUE! | #VALUE! | #VALUE! | #VALUE! |  |  | #VALUE! | #VALUE! | #VALUE! | #VALUE! | #VALUE! |  |  | #VALUE! | #VALUE! | #VALUE! | #VALUE! | #VALUE! | #VALUE! | #VALUE! | #VALUE! | 0 | #REF! | #VALUE! | #VALUE! | #VALUE! | #VALUE! | #VALUE! | #VALUE! | #VALUE! | 0
|  |  |  | 0 | 51 | 0 |  |  | 1 | 1.0842e-19 | 0 | 1.0669e-18 | 1.0669e-18 | 1.0669e-18 | 0 | 0 |  |  |  |  | #VALUE! | #VALUE! | #VALUE! |  |  | #VALUE! | #VALUE! | #VALUE! | #VALUE! | #VALUE! | #VALUE! | #VALUE! | #VALUE! |  |  |  |  | #VALUE! | #VALUE! | #VALUE! |  |  | #VALUE! | #VALUE! | #VALUE! | #VALUE! | #VALUE! | #VALUE! | #VALUE! | #VALUE! |  |  |  |  | #VALUE! | #VALUE! | #VALUE! |  |  | #VALUE! | #VALUE! | #VALUE! | #VALUE! | #VALUE! | #VALUE! | #VALUE! | #VALUE! |  |  |  |  | #VALUE! | #VALUE! | #VALUE! |  |  | #VALUE! | #VALUE! | #VALUE! | #VALUE! | #VALUE! | #VALUE! | #VALUE! | #VALUE! |  |  |  |  | #VALUE! | #VALUE! | #VALUE! |  |  | #VALUE! | #VALUE! | #VALUE! | #VALUE! | #VALUE! | #VALUE! | #VALUE! | #VALUE! |  |  | #VALUE! | #VALUE! | #VALUE! | #VALUE! | #VALUE! |  |  | #VALUE! | #VALUE! | #VALUE! | #VALUE! | #VALUE! | #VALUE! | #VALUE! | #VALUE! |  |  | #VALUE! | #VALUE! | #VALUE! | #VALUE! | #VALUE! |  |  | #VALUE! | #VALUE! | #VALUE! | #VALUE! | #VALUE! | #VALUE! | #VALUE! | #VALUE! | 0 | #REF! | #VALUE! | #VALUE! | #VALUE! | #VALUE! | #VALUE! | #VALUE! | #VALUE! | 0
|  |  |  | 0 | 51 | 0 |  |  | 1 | 1.0842e-19 | 0 | 1.0669e-18 | 1.0669e-18 | 1.0669e-18 | 0 | 0 |  |  |  |  | #VALUE! | #VALUE! | #VALUE! |  |  | #VALUE! | #VALUE! | #VALUE! | #VALUE! | #VALUE! | #VALUE! | #VALUE! | #VALUE! |  |  |  |  | #VALUE! | #VALUE! | #VALUE! |  |  | #VALUE! | #VALUE! | #VALUE! | #VALUE! | #VALUE! | #VALUE! | #VALUE! | #VALUE! |  |  |  |  | #VALUE! | #VALUE! | #VALUE! |  |  | #VALUE! | #VALUE! | #VALUE! | #VALUE! | #VALUE! | #VALUE! | #VALUE! | #VALUE! |  |  |  |  | #VALUE! | #VALUE! | #VALUE! |  |  | #VALUE! | #VALUE! | #VALUE! | #VALUE! | #VALUE! | #VALUE! | #VALUE! | #VALUE! |  |  |  |  | #VALUE! | #VALUE! | #VALUE! |  |  | #VALUE! | #VALUE! | #VALUE! | #VALUE! | #VALUE! | #VALUE! | #VALUE! | #VALUE! |  |  | #VALUE! | #VALUE! | #VALUE! | #VALUE! | #VALUE! |  |  | #VALUE! | #VALUE! | #VALUE! | #VALUE! | #VALUE! | #VALUE! | #VALUE! | #VALUE! |  |  | #VALUE! | #VALUE! | #VALUE! | #VALUE! | #VALUE! |  |  | #VALUE! | #VALUE! | #VALUE! | #VALUE! | #VALUE! | #VALUE! | #VALUE! | #VALUE! | 0 | #REF! | #VALUE! | #VALUE! | #VALUE! | #VALUE! | #VALUE! | #VALUE! | #VALUE! | 0
|  |  |  | 0 | 51 | 0 |  |  | 1 | 1.0842e-19 | 0 | 1.0669e-18 | 1.0669e-18 | 1.0669e-18 | 0 | 0 |  |  |  |  | #VALUE! | #VALUE! | #VALUE! |  |  | #VALUE! | #VALUE! | #VALUE! | #VALUE! | #VALUE! | #VALUE! | #VALUE! | #VALUE! |  |  |  |  | #VALUE! | #VALUE! | #VALUE! |  |  | #VALUE! | #VALUE! | #VALUE! | #VALUE! | #VALUE! | #VALUE! | #VALUE! | #VALUE! |  |  |  |  | #VALUE! | #VALUE! | #VALUE! |  |  | #VALUE! | #VALUE! | #VALUE! | #VALUE! | #VALUE! | #VALUE! | #VALUE! | #VALUE! |  |  |  |  | #VALUE! | #VALUE! | #VALUE! |  |  | #VALUE! | #VALUE! | #VALUE! | #VALUE! | #VALUE! | #VALUE! | #VALUE! | #VALUE! |  |  |  |  | #VALUE! | #VALUE! | #VALUE! |  |  | #VALUE! | #VALUE! | #VALUE! | #VALUE! | #VALUE! | #VALUE! | #VALUE! | #VALUE! |  |  | #VALUE! | #VALUE! | #VALUE! | #VALUE! | #VALUE! |  |  | #VALUE! | #VALUE! | #VALUE! | #VALUE! | #VALUE! | #VALUE! | #VALUE! | #VALUE! |  |  | #VALUE! | #VALUE! | #VALUE! | #VALUE! | #VALUE! |  |  | #VALUE! | #VALUE! | #VALUE! | #VALUE! | #VALUE! | #VALUE! | #VALUE! | #VALUE! | 0 | #REF! | #VALUE! | #VALUE! | #VALUE! | #VALUE! | #VALUE! | #VALUE! | #VALUE! | 0
|  |  |  | 0 | 51 | 0 |  |  | 1 | 1.0842e-19 | 0 | 1.0669e-18 | 1.0669e-18 | 1.0669e-18 | 0 | 0 |  |  |  |  | #VALUE! | #VALUE! | #VALUE! |  |  | #VALUE! | #VALUE! | #VALUE! | #VALUE! | #VALUE! | #VALUE! | #VALUE! | #VALUE! |  |  |  |  | #VALUE! | #VALUE! | #VALUE! |  |  | #VALUE! | #VALUE! | #VALUE! | #VALUE! | #VALUE! | #VALUE! | #VALUE! | #VALUE! |  |  |  |  | #VALUE! | #VALUE! | #VALUE! |  |  | #VALUE! | #VALUE! | #VALUE! | #VALUE! | #VALUE! | #VALUE! | #VALUE! | #VALUE! |  |  |  |  | #VALUE! | #VALUE! | #VALUE! |  |  | #VALUE! | #VALUE! | #VALUE! | #VALUE! | #VALUE! | #VALUE! | #VALUE! | #VALUE! |  |  |  |  | #VALUE! | #VALUE! | #VALUE! |  |  | #VALUE! | #VALUE! | #VALUE! | #VALUE! | #VALUE! | #VALUE! | #VALUE! | #VALUE! |  |  | #VALUE! | #VALUE! | #VALUE! | #VALUE! | #VALUE! |  |  | #VALUE! | #VALUE! | #VALUE! | #VALUE! | #VALUE! | #VALUE! | #VALUE! | #VALUE! |  |  | #VALUE! | #VALUE! | #VALUE! | #VALUE! | #VALUE! |  |  | #VALUE! | #VALUE! | #VALUE! | #VALUE! | #VALUE! | #VALUE! | #VALUE! | #VALUE! | 0 | #REF! | #VALUE! | #VALUE! | #VALUE! | #VALUE! | #VALUE! | #VALUE! | #VALUE! | 0
|  |  |  | 0 | 51 | 0 |  |  | 1 | 1.0842e-19 | 0 | 1.0669e-18 | 1.0669e-18 | 1.0669e-18 | 0 | 0 |  |  |  |  | #VALUE! | #VALUE! | #VALUE! |  |  | #VALUE! | #VALUE! | #VALUE! | #VALUE! | #VALUE! | #VALUE! | #VALUE! | #VALUE! |  |  |  |  | #VALUE! | #VALUE! | #VALUE! |  |  | #VALUE! | #VALUE! | #VALUE! | #VALUE! | #VALUE! | #VALUE! | #VALUE! | #VALUE! |  |  |  |  | #VALUE! | #VALUE! | #VALUE! |  |  | #VALUE! | #VALUE! | #VALUE! | #VALUE! | #VALUE! | #VALUE! | #VALUE! | #VALUE! |  |  |  |  | #VALUE! | #VALUE! | #VALUE! |  |  | #VALUE! | #VALUE! | #VALUE! | #VALUE! | #VALUE! | #VALUE! | #VALUE! | #VALUE! |  |  |  |  | #VALUE! | #VALUE! | #VALUE! |  |  | #VALUE! | #VALUE! | #VALUE! | #VALUE! | #VALUE! | #VALUE! | #VALUE! | #VALUE! |  |  | #VALUE! | #VALUE! | #VALUE! | #VALUE! | #VALUE! |  |  | #VALUE! | #VALUE! | #VALUE! | #VALUE! | #VALUE! | #VALUE! | #VALUE! | #VALUE! |  |  | #VALUE! | #VALUE! | #VALUE! | #VALUE! | #VALUE! |  |  | #VALUE! | #VALUE! | #VALUE! | #VALUE! | #VALUE! | #VALUE! | #VALUE! | #VALUE! | 0 | #REF! | #VALUE! | #VALUE! | #VALUE! | #VALUE! | #VALUE! | #VALUE! | #VALUE! | 0
|  |  |  | 0 | 51 | 0 |  |  | 1 | 1.0842e-19 | 0 | 1.0669e-18 | 1.0669e-18 | 1.0669e-18 | 0 | 0 |  |  |  |  | #VALUE! | #VALUE! | #VALUE! |  |  | #VALUE! | #VALUE! | #VALUE! | #VALUE! | #VALUE! | #VALUE! | #VALUE! | #VALUE! |  |  |  |  | #VALUE! | #VALUE! | #VALUE! |  |  | #VALUE! | #VALUE! | #VALUE! | #VALUE! | #VALUE! | #VALUE! | #VALUE! | #VALUE! |  |  |  |  | #VALUE! | #VALUE! | #VALUE! |  |  | #VALUE! | #VALUE! | #VALUE! | #VALUE! | #VALUE! | #VALUE! | #VALUE! | #VALUE! |  |  |  |  | #VALUE! | #VALUE! | #VALUE! |  |  | #VALUE! | #VALUE! | #VALUE! | #VALUE! | #VALUE! | #VALUE! | #VALUE! | #VALUE! |  |  |  |  | #VALUE! | #VALUE! | #VALUE! |  |  | #VALUE! | #VALUE! | #VALUE! | #VALUE! | #VALUE! | #VALUE! | #VALUE! | #VALUE! |  |  | #VALUE! | #VALUE! | #VALUE! | #VALUE! | #VALUE! |  |  | #VALUE! | #VALUE! | #VALUE! | #VALUE! | #VALUE! | #VALUE! | #VALUE! | #VALUE! |  |  | #VALUE! | #VALUE! | #VALUE! | #VALUE! | #VALUE! |  |  | #VALUE! | #VALUE! | #VALUE! | #VALUE! | #VALUE! | #VALUE! | #VALUE! | #VALUE! | 0 | #REF! | #VALUE! | #VALUE! | #VALUE! | #VALUE! | #VALUE! | #VALUE! | #VALUE! | 0
|  |  |  | 0 | 51 | 0 |  |  | 1 | 1.0842e-19 | 0 | 1.0669e-18 | 1.0669e-18 | 1.0669e-18 | 0 | 0 |  |  |  |  | #VALUE! | #VALUE! | #VALUE! |  |  | #VALUE! | #VALUE! | #VALUE! | #VALUE! | #VALUE! | #VALUE! | #VALUE! | #VALUE! |  |  |  |  | #VALUE! | #VALUE! | #VALUE! |  |  | #VALUE! | #VALUE! | #VALUE! | #VALUE! | #VALUE! | #VALUE! | #VALUE! | #VALUE! |  |  |  |  | #VALUE! | #VALUE! | #VALUE! |  |  | #VALUE! | #VALUE! | #VALUE! | #VALUE! | #VALUE! | #VALUE! | #VALUE! | #VALUE! |  |  |  |  | #VALUE! | #VALUE! | #VALUE! |  |  | #VALUE! | #VALUE! | #VALUE! | #VALUE! | #VALUE! | #VALUE! | #VALUE! | #VALUE! |  |  |  |  | #VALUE! | #VALUE! | #VALUE! |  |  | #VALUE! | #VALUE! | #VALUE! | #VALUE! | #VALUE! | #VALUE! | #VALUE! | #VALUE! |  |  | #VALUE! | #VALUE! | #VALUE! | #VALUE! | #VALUE! |  |  | #VALUE! | #VALUE! | #VALUE! | #VALUE! | #VALUE! | #VALUE! | #VALUE! | #VALUE! |  |  | #VALUE! | #VALUE! | #VALUE! | #VALUE! | #VALUE! |  |  | #VALUE! | #VALUE! | #VALUE! | #VALUE! | #VALUE! | #VALUE! | #VALUE! | #VALUE! | 0 | #REF! | #VALUE! | #VALUE! | #VALUE! | #VALUE! | #VALUE! | #VALUE! | #VALUE! | 0
|  |  |  | 0 | 51 | 0 |  |  | 1 | 1.0842e-19 | 0 | 1.0669e-18 | 1.0669e-18 | 1.0669e-18 | 0 | 0 |  |  |  |  | #VALUE! | #VALUE! | #VALUE! |  |  | #VALUE! | #VALUE! | #VALUE! | #VALUE! | #VALUE! | #VALUE! | #VALUE! | #VALUE! |  |  |  |  | #VALUE! | #VALUE! | #VALUE! |  |  | #VALUE! | #VALUE! | #VALUE! | #VALUE! | #VALUE! | #VALUE! | #VALUE! | #VALUE! |  |  |  |  | #VALUE! | #VALUE! | #VALUE! |  |  | #VALUE! | #VALUE! | #VALUE! | #VALUE! | #VALUE! | #VALUE! | #VALUE! | #VALUE! |  |  |  |  | #VALUE! | #VALUE! | #VALUE! |  |  | #VALUE! | #VALUE! | #VALUE! | #VALUE! | #VALUE! | #VALUE! | #VALUE! | #VALUE! |  |  |  |  | #VALUE! | #VALUE! | #VALUE! |  |  | #VALUE! | #VALUE! | #VALUE! | #VALUE! | #VALUE! | #VALUE! | #VALUE! | #VALUE! |  |  | #VALUE! | #VALUE! | #VALUE! | #VALUE! | #VALUE! |  |  | #VALUE! | #VALUE! | #VALUE! | #VALUE! | #VALUE! | #VALUE! | #VALUE! | #VALUE! |  |  | #VALUE! | #VALUE! | #VALUE! | #VALUE! | #VALUE! |  |  | #VALUE! | #VALUE! | #VALUE! | #VALUE! | #VALUE! | #VALUE! | #VALUE! | #VALUE! | 0 | #REF! | #VALUE! | #VALUE! | #VALUE! | #VALUE! | #VALUE! | #VALUE! | #VALUE! | 0
|  |  |  | 0 | 51 | 0 |  |  | 1 | 1.0842e-19 | 0 | 1.0669e-18 | 1.0669e-18 | 1.0669e-18 | 0 | 0 |  |  |  |  | #VALUE! | #VALUE! | #VALUE! |  |  | #VALUE! | #VALUE! | #VALUE! | #VALUE! | #VALUE! | #VALUE! | #VALUE! | #VALUE! |  |  |  |  | #VALUE! | #VALUE! | #VALUE! |  |  | #VALUE! | #VALUE! | #VALUE! | #VALUE! | #VALUE! | #VALUE! | #VALUE! | #VALUE! |  |  |  |  | #VALUE! | #VALUE! | #VALUE! |  |  | #VALUE! | #VALUE! | #VALUE! | #VALUE! | #VALUE! | #VALUE! | #VALUE! | #VALUE! |  |  |  |  | #VALUE! | #VALUE! | #VALUE! |  |  | #VALUE! | #VALUE! | #VALUE! | #VALUE! | #VALUE! | #VALUE! | #VALUE! | #VALUE! |  |  |  |  | #VALUE! | #VALUE! | #VALUE! |  |  | #VALUE! | #VALUE! | #VALUE! | #VALUE! | #VALUE! | #VALUE! | #VALUE! | #VALUE! |  |  | #VALUE! | #VALUE! | #VALUE! | #VALUE! | #VALUE! |  |  | #VALUE! | #VALUE! | #VALUE! | #VALUE! | #VALUE! | #VALUE! | #VALUE! | #VALUE! |  |  | #VALUE! | #VALUE! | #VALUE! | #VALUE! | #VALUE! |  |  | #VALUE! | #VALUE! | #VALUE! | #VALUE! | #VALUE! | #VALUE! | #VALUE! | #VALUE! | 0 | #REF! | #VALUE! | #VALUE! | #VALUE! | #VALUE! | #VALUE! | #VALUE! | #VALUE! | 0
|  |  |  | 0 | 51 | 0 |  |  | 1 | 1.0842e-19 | 0 | 1.0669e-18 | 1.0669e-18 | 1.0669e-18 | 0 | 0 |  |  |  |  | #VALUE! | #VALUE! | #VALUE! |  |  | #VALUE! | #VALUE! | #VALUE! | #VALUE! | #VALUE! | #VALUE! | #VALUE! | #VALUE! |  |  |  |  | #VALUE! | #VALUE! | #VALUE! |  |  | #VALUE! | #VALUE! | #VALUE! | #VALUE! | #VALUE! | #VALUE! | #VALUE! | #VALUE! |  |  |  |  | #VALUE! | #VALUE! | #VALUE! |  |  | #VALUE! | #VALUE! | #VALUE! | #VALUE! | #VALUE! | #VALUE! | #VALUE! | #VALUE! |  |  |  |  | #VALUE! | #VALUE! | #VALUE! |  |  | #VALUE! | #VALUE! | #VALUE! | #VALUE! | #VALUE! | #VALUE! | #VALUE! | #VALUE! |  |  |  |  | #VALUE! | #VALUE! | #VALUE! |  |  | #VALUE! | #VALUE! | #VALUE! | #VALUE! | #VALUE! | #VALUE! | #VALUE! | #VALUE! |  |  | #VALUE! | #VALUE! | #VALUE! | #VALUE! | #VALUE! |  |  | #VALUE! | #VALUE! | #VALUE! | #VALUE! | #VALUE! | #VALUE! | #VALUE! | #VALUE! |  |  | #VALUE! | #VALUE! | #VALUE! | #VALUE! | #VALUE! |  |  | #VALUE! | #VALUE! | #VALUE! | #VALUE! | #VALUE! | #VALUE! | #VALUE! | #VALUE! | 0 | #REF! | #VALUE! | #VALUE! | #VALUE! | #VALUE! | #VALUE! | #VALUE! | #VALUE! | 0
|  |  |  | 0 | 51 | 0 |  |  | 1 | 1.0842e-19 | 0 | 1.0669e-18 | 1.0669e-18 | 1.0669e-18 | 0 | 0 |  |  |  |  | #VALUE! | #VALUE! | #VALUE! |  |  | #VALUE! | #VALUE! | #VALUE! | #VALUE! | #VALUE! | #VALUE! | #VALUE! | #VALUE! |  |  |  |  | #VALUE! | #VALUE! | #VALUE! |  |  | #VALUE! | #VALUE! | #VALUE! | #VALUE! | #VALUE! | #VALUE! | #VALUE! | #VALUE! |  |  |  |  | #VALUE! | #VALUE! | #VALUE! |  |  | #VALUE! | #VALUE! | #VALUE! | #VALUE! | #VALUE! | #VALUE! | #VALUE! | #VALUE! |  |  |  |  | #VALUE! | #VALUE! | #VALUE! |  |  | #VALUE! | #VALUE! | #VALUE! | #VALUE! | #VALUE! | #VALUE! | #VALUE! | #VALUE! |  |  |  |  | #VALUE! | #VALUE! | #VALUE! |  |  | #VALUE! | #VALUE! | #VALUE! | #VALUE! | #VALUE! | #VALUE! | #VALUE! | #VALUE! |  |  | #VALUE! | #VALUE! | #VALUE! | #VALUE! | #VALUE! |  |  | #VALUE! | #VALUE! | #VALUE! | #VALUE! | #VALUE! | #VALUE! | #VALUE! | #VALUE! |  |  | #VALUE! | #VALUE! | #VALUE! | #VALUE! | #VALUE! |  |  | #VALUE! | #VALUE! | #VALUE! | #VALUE! | #VALUE! | #VALUE! | #VALUE! | #VALUE! | 0 | #REF! | #VALUE! | #VALUE! | #VALUE! | #VALUE! | #VALUE! | #VALUE! | #VALUE! | 0
|  |  |  | 0 | 51 | 0 |  |  | 1 | 1.0842e-19 | 0 | 1.0669e-18 | 1.0669e-18 | 1.0669e-18 | 0 | 0 |  |  |  |  | #VALUE! | #VALUE! | #VALUE! |  |  | #VALUE! | #VALUE! | #VALUE! | #VALUE! | #VALUE! | #VALUE! | #VALUE! | #VALUE! |  |  |  |  | #VALUE! | #VALUE! | #VALUE! |  |  | #VALUE! | #VALUE! | #VALUE! | #VALUE! | #VALUE! | #VALUE! | #VALUE! | #VALUE! |  |  |  |  | #VALUE! | #VALUE! | #VALUE! |  |  | #VALUE! | #VALUE! | #VALUE! | #VALUE! | #VALUE! | #VALUE! | #VALUE! | #VALUE! |  |  |  |  | #VALUE! | #VALUE! | #VALUE! |  |  | #VALUE! | #VALUE! | #VALUE! | #VALUE! | #VALUE! | #VALUE! | #VALUE! | #VALUE! |  |  |  |  | #VALUE! | #VALUE! | #VALUE! |  |  | #VALUE! | #VALUE! | #VALUE! | #VALUE! | #VALUE! | #VALUE! | #VALUE! | #VALUE! |  |  | #VALUE! | #VALUE! | #VALUE! | #VALUE! | #VALUE! |  |  | #VALUE! | #VALUE! | #VALUE! | #VALUE! | #VALUE! | #VALUE! | #VALUE! | #VALUE! |  |  | #VALUE! | #VALUE! | #VALUE! | #VALUE! | #VALUE! |  |  | #VALUE! | #VALUE! | #VALUE! | #VALUE! | #VALUE! | #VALUE! | #VALUE! | #VALUE! | 0 | #REF! | #VALUE! | #VALUE! | #VALUE! | #VALUE! | #VALUE! | #VALUE! | #VALUE! | 0
|  |  |  | 0 | 51 | 0 |  |  | 1 | 1.0842e-19 | 0 | 1.0669e-18 | 1.0669e-18 | 1.0669e-18 | 0 | 0 |  |  |  |  | #VALUE! | #VALUE! | #VALUE! |  |  | #VALUE! | #VALUE! | #VALUE! | #VALUE! | #VALUE! | #VALUE! | #VALUE! | #VALUE! |  |  |  |  | #VALUE! | #VALUE! | #VALUE! |  |  | #VALUE! | #VALUE! | #VALUE! | #VALUE! | #VALUE! | #VALUE! | #VALUE! | #VALUE! |  |  |  |  | #VALUE! | #VALUE! | #VALUE! |  |  | #VALUE! | #VALUE! | #VALUE! | #VALUE! | #VALUE! | #VALUE! | #VALUE! | #VALUE! |  |  |  |  | #VALUE! | #VALUE! | #VALUE! |  |  | #VALUE! | #VALUE! | #VALUE! | #VALUE! | #VALUE! | #VALUE! | #VALUE! | #VALUE! |  |  |  |  | #VALUE! | #VALUE! | #VALUE! |  |  | #VALUE! | #VALUE! | #VALUE! | #VALUE! | #VALUE! | #VALUE! | #VALUE! | #VALUE! |  |  | #VALUE! | #VALUE! | #VALUE! | #VALUE! | #VALUE! |  |  | #VALUE! | #VALUE! | #VALUE! | #VALUE! | #VALUE! | #VALUE! | #VALUE! | #VALUE! |  |  | #VALUE! | #VALUE! | #VALUE! | #VALUE! | #VALUE! |  |  | #VALUE! | #VALUE! | #VALUE! | #VALUE! | #VALUE! | #VALUE! | #VALUE! | #VALUE! | 0 | #REF! | #VALUE! | #VALUE! | #VALUE! | #VALUE! | #VALUE! | #VALUE! | #VALUE! | 0
|  |  |  | 0 | 51 | 0 |  |  | 1 | 1.0842e-19 | 0 | 1.0669e-18 | 1.0669e-18 | 1.0669e-18 | 0 | 0 |  |  |  |  | #VALUE! | #VALUE! | #VALUE! |  |  | #VALUE! | #VALUE! | #VALUE! | #VALUE! | #VALUE! | #VALUE! | #VALUE! | #VALUE! |  |  |  |  | #VALUE! | #VALUE! | #VALUE! |  |  | #VALUE! | #VALUE! | #VALUE! | #VALUE! | #VALUE! | #VALUE! | #VALUE! | #VALUE! |  |  |  |  | #VALUE! | #VALUE! | #VALUE! |  |  | #VALUE! | #VALUE! | #VALUE! | #VALUE! | #VALUE! | #VALUE! | #VALUE! | #VALUE! |  |  |  |  | #VALUE! | #VALUE! | #VALUE! |  |  | #VALUE! | #VALUE! | #VALUE! | #VALUE! | #VALUE! | #VALUE! | #VALUE! | #VALUE! |  |  |  |  | #VALUE! | #VALUE! | #VALUE! |  |  | #VALUE! | #VALUE! | #VALUE! | #VALUE! | #VALUE! | #VALUE! | #VALUE! | #VALUE! |  |  | #VALUE! | #VALUE! | #VALUE! | #VALUE! | #VALUE! |  |  | #VALUE! | #VALUE! | #VALUE! | #VALUE! | #VALUE! | #VALUE! | #VALUE! | #VALUE! |  |  | #VALUE! | #VALUE! | #VALUE! | #VALUE! | #VALUE! |  |  | #VALUE! | #VALUE! | #VALUE! | #VALUE! | #VALUE! | #VALUE! | #VALUE! | #VALUE! | 0 | #REF! | #VALUE! | #VALUE! | #VALUE! | #VALUE! | #VALUE! | #VALUE! | #VALUE! | 0
|  |  |  | 0 | 51 | 0 |  |  | 1 | 1.0842e-19 | 0 | 1.0669e-18 | 1.0669e-18 | 1.0669e-18 | 0 | 0 |  |  |  |  | #VALUE! | #VALUE! | #VALUE! |  |  | #VALUE! | #VALUE! | #VALUE! | #VALUE! | #VALUE! | #VALUE! | #VALUE! | #VALUE! |  |  |  |  | #VALUE! | #VALUE! | #VALUE! |  |  | #VALUE! | #VALUE! | #VALUE! | #VALUE! | #VALUE! | #VALUE! | #VALUE! | #VALUE! |  |  |  |  | #VALUE! | #VALUE! | #VALUE! |  |  | #VALUE! | #VALUE! | #VALUE! | #VALUE! | #VALUE! | #VALUE! | #VALUE! | #VALUE! |  |  |  |  | #VALUE! | #VALUE! | #VALUE! |  |  | #VALUE! | #VALUE! | #VALUE! | #VALUE! | #VALUE! | #VALUE! | #VALUE! | #VALUE! |  |  |  |  | #VALUE! | #VALUE! | #VALUE! |  |  | #VALUE! | #VALUE! | #VALUE! | #VALUE! | #VALUE! | #VALUE! | #VALUE! | #VALUE! |  |  | #VALUE! | #VALUE! | #VALUE! | #VALUE! | #VALUE! |  |  | #VALUE! | #VALUE! | #VALUE! | #VALUE! | #VALUE! | #VALUE! | #VALUE! | #VALUE! |  |  | #VALUE! | #VALUE! | #VALUE! | #VALUE! | #VALUE! |  |  | #VALUE! | #VALUE! | #VALUE! | #VALUE! | #VALUE! | #VALUE! | #VALUE! | #VALUE! | 0 | #REF! | #VALUE! | #VALUE! | #VALUE! | #VALUE! | #VALUE! | #VALUE! | #VALUE! | 0
|  |  |  | 0 | 51 | 0 |  |  | 1 | 1.0842e-19 | 0 | 1.0669e-18 | 1.0669e-18 | 1.0669e-18 | 0 | 0 |  |  |  |  | #VALUE! | #VALUE! | #VALUE! |  |  | #VALUE! | #VALUE! | #VALUE! | #VALUE! | #VALUE! | #VALUE! | #VALUE! | #VALUE! |  |  |  |  | #VALUE! | #VALUE! | #VALUE! |  |  | #VALUE! | #VALUE! | #VALUE! | #VALUE! | #VALUE! | #VALUE! | #VALUE! | #VALUE! |  |  |  |  | #VALUE! | #VALUE! | #VALUE! |  |  | #VALUE! | #VALUE! | #VALUE! | #VALUE! | #VALUE! | #VALUE! | #VALUE! | #VALUE! |  |  |  |  | #VALUE! | #VALUE! | #VALUE! |  |  | #VALUE! | #VALUE! | #VALUE! | #VALUE! | #VALUE! | #VALUE! | #VALUE! | #VALUE! |  |  |  |  | #VALUE! | #VALUE! | #VALUE! |  |  | #VALUE! | #VALUE! | #VALUE! | #VALUE! | #VALUE! | #VALUE! | #VALUE! | #VALUE! |  |  | #VALUE! | #VALUE! | #VALUE! | #VALUE! | #VALUE! |  |  | #VALUE! | #VALUE! | #VALUE! | #VALUE! | #VALUE! | #VALUE! | #VALUE! | #VALUE! |  |  | #VALUE! | #VALUE! | #VALUE! | #VALUE! | #VALUE! |  |  | #VALUE! | #VALUE! | #VALUE! | #VALUE! | #VALUE! | #VALUE! | #VALUE! | #VALUE! | 0 | #REF! | #VALUE! | #VALUE! | #VALUE! | #VALUE! | #VALUE! | #VALUE! | #VALUE! | 0
|  |  |  | 0 | 51 | 0 |  |  | 1 | 1.0842e-19 | 0 | 1.0669e-18 | 1.0669e-18 | 1.0669e-18 | 0 | 0 |  |  |  |  | #VALUE! | #VALUE! | #VALUE! |  |  | #VALUE! | #VALUE! | #VALUE! | #VALUE! | #VALUE! | #VALUE! | #VALUE! | #VALUE! |  |  |  |  | #VALUE! | #VALUE! | #VALUE! |  |  | #VALUE! | #VALUE! | #VALUE! | #VALUE! | #VALUE! | #VALUE! | #VALUE! | #VALUE! |  |  |  |  | #VALUE! | #VALUE! | #VALUE! |  |  | #VALUE! | #VALUE! | #VALUE! | #VALUE! | #VALUE! | #VALUE! | #VALUE! | #VALUE! |  |  |  |  | #VALUE! | #VALUE! | #VALUE! |  |  | #VALUE! | #VALUE! | #VALUE! | #VALUE! | #VALUE! | #VALUE! | #VALUE! | #VALUE! |  |  |  |  | #VALUE! | #VALUE! | #VALUE! |  |  | #VALUE! | #VALUE! | #VALUE! | #VALUE! | #VALUE! | #VALUE! | #VALUE! | #VALUE! |  |  | #VALUE! | #VALUE! | #VALUE! | #VALUE! | #VALUE! |  |  | #VALUE! | #VALUE! | #VALUE! | #VALUE! | #VALUE! | #VALUE! | #VALUE! | #VALUE! |  |  | #VALUE! | #VALUE! | #VALUE! | #VALUE! | #VALUE! |  |  | #VALUE! | #VALUE! | #VALUE! | #VALUE! | #VALUE! | #VALUE! | #VALUE! | #VALUE! | 0 | #REF! | #VALUE! | #VALUE! | #VALUE! | #VALUE! | #VALUE! | #VALUE! | #VALUE! | 0
|  |  |  | 0 | 51 | 0 |  |  | 1 | 1.0842e-19 | 0 | 1.0669e-18 | 1.0669e-18 | 1.0669e-18 | 0 | 0 |  |  |  |  | #VALUE! | #VALUE! | #VALUE! |  |  | #VALUE! | #VALUE! | #VALUE! | #VALUE! | #VALUE! | #VALUE! | #VALUE! | #VALUE! |  |  |  |  | #VALUE! | #VALUE! | #VALUE! |  |  | #VALUE! | #VALUE! | #VALUE! | #VALUE! | #VALUE! | #VALUE! | #VALUE! | #VALUE! |  |  |  |  | #VALUE! | #VALUE! | #VALUE! |  |  | #VALUE! | #VALUE! | #VALUE! | #VALUE! | #VALUE! | #VALUE! | #VALUE! | #VALUE! |  |  |  |  | #VALUE! | #VALUE! | #VALUE! |  |  | #VALUE! | #VALUE! | #VALUE! | #VALUE! | #VALUE! | #VALUE! | #VALUE! | #VALUE! |  |  |  |  | #VALUE! | #VALUE! | #VALUE! |  |  | #VALUE! | #VALUE! | #VALUE! | #VALUE! | #VALUE! | #VALUE! | #VALUE! | #VALUE! |  |  | #VALUE! | #VALUE! | #VALUE! | #VALUE! | #VALUE! |  |  | #VALUE! | #VALUE! | #VALUE! | #VALUE! | #VALUE! | #VALUE! | #VALUE! | #VALUE! |  |  | #VALUE! | #VALUE! | #VALUE! | #VALUE! | #VALUE! |  |  | #VALUE! | #VALUE! | #VALUE! | #VALUE! | #VALUE! | #VALUE! | #VALUE! | #VALUE! | 0 | #REF! | #VALUE! | #VALUE! | #VALUE! | #VALUE! | #VALUE! | #VALUE! | #VALUE! | 0
|  |  |  | 0 | 51 | 0 |  |  | 1 | 1.0842e-19 | 0 | 1.0669e-18 | 1.0669e-18 | 1.0669e-18 | 0 | 0 |  |  |  |  | #VALUE! | #VALUE! | #VALUE! |  |  | #VALUE! | #VALUE! | #VALUE! | #VALUE! | #VALUE! | #VALUE! | #VALUE! | #VALUE! |  |  |  |  | #VALUE! | #VALUE! | #VALUE! |  |  | #VALUE! | #VALUE! | #VALUE! | #VALUE! | #VALUE! | #VALUE! | #VALUE! | #VALUE! |  |  |  |  | #VALUE! | #VALUE! | #VALUE! |  |  | #VALUE! | #VALUE! | #VALUE! | #VALUE! | #VALUE! | #VALUE! | #VALUE! | #VALUE! |  |  |  |  | #VALUE! | #VALUE! | #VALUE! |  |  | #VALUE! | #VALUE! | #VALUE! | #VALUE! | #VALUE! | #VALUE! | #VALUE! | #VALUE! |  |  |  |  | #VALUE! | #VALUE! | #VALUE! |  |  | #VALUE! | #VALUE! | #VALUE! | #VALUE! | #VALUE! | #VALUE! | #VALUE! | #VALUE! |  |  | #VALUE! | #VALUE! | #VALUE! | #VALUE! | #VALUE! |  |  | #VALUE! | #VALUE! | #VALUE! | #VALUE! | #VALUE! | #VALUE! | #VALUE! | #VALUE! |  |  | #VALUE! | #VALUE! | #VALUE! | #VALUE! | #VALUE! |  |  | #VALUE! | #VALUE! | #VALUE! | #VALUE! | #VALUE! | #VALUE! | #VALUE! | #VALUE! | 0 | #REF! | #VALUE! | #VALUE! | #VALUE! | #VALUE! | #VALUE! | #VALUE! | #VALUE! | 0
|  |  |  | 0 | 51 | 0 |  |  | 1 | 1.0842e-19 | 0 | 1.0669e-18 | 1.0669e-18 | 1.0669e-18 | 0 | 0 |  |  |  |  | #VALUE! | #VALUE! | #VALUE! |  |  | #VALUE! | #VALUE! | #VALUE! | #VALUE! | #VALUE! | #VALUE! | #VALUE! | #VALUE! |  |  |  |  | #VALUE! | #VALUE! | #VALUE! |  |  | #VALUE! | #VALUE! | #VALUE! | #VALUE! | #VALUE! | #VALUE! | #VALUE! | #VALUE! |  |  |  |  | #VALUE! | #VALUE! | #VALUE! |  |  | #VALUE! | #VALUE! | #VALUE! | #VALUE! | #VALUE! | #VALUE! | #VALUE! | #VALUE! |  |  |  |  | #VALUE! | #VALUE! | #VALUE! |  |  | #VALUE! | #VALUE! | #VALUE! | #VALUE! | #VALUE! | #VALUE! | #VALUE! | #VALUE! |  |  |  |  | #VALUE! | #VALUE! | #VALUE! |  |  | #VALUE! | #VALUE! | #VALUE! | #VALUE! | #VALUE! | #VALUE! | #VALUE! | #VALUE! |  |  | #VALUE! | #VALUE! | #VALUE! | #VALUE! | #VALUE! |  |  | #VALUE! | #VALUE! | #VALUE! | #VALUE! | #VALUE! | #VALUE! | #VALUE! | #VALUE! |  |  | #VALUE! | #VALUE! | #VALUE! | #VALUE! | #VALUE! |  |  | #VALUE! | #VALUE! | #VALUE! | #VALUE! | #VALUE! | #VALUE! | #VALUE! | #VALUE! | 0 | #REF! | #VALUE! | #VALUE! | #VALUE! | #VALUE! | #VALUE! | #VALUE! | #VALUE! | 0
|  |  |  | 0 | 51 | 0 |  |  | 1 | 1.0842e-19 | 0 | 1.0669e-18 | 1.0669e-18 | 1.0669e-18 | 0 | 0 |  |  |  |  | #VALUE! | #VALUE! | #VALUE! |  |  | #VALUE! | #VALUE! | #VALUE! | #VALUE! | #VALUE! | #VALUE! | #VALUE! | #VALUE! |  |  |  |  | #VALUE! | #VALUE! | #VALUE! |  |  | #VALUE! | #VALUE! | #VALUE! | #VALUE! | #VALUE! | #VALUE! | #VALUE! | #VALUE! |  |  |  |  | #VALUE! | #VALUE! | #VALUE! |  |  | #VALUE! | #VALUE! | #VALUE! | #VALUE! | #VALUE! | #VALUE! | #VALUE! | #VALUE! |  |  |  |  | #VALUE! | #VALUE! | #VALUE! |  |  | #VALUE! | #VALUE! | #VALUE! | #VALUE! | #VALUE! | #VALUE! | #VALUE! | #VALUE! |  |  |  |  | #VALUE! | #VALUE! | #VALUE! |  |  | #VALUE! | #VALUE! | #VALUE! | #VALUE! | #VALUE! | #VALUE! | #VALUE! | #VALUE! |  |  | #VALUE! | #VALUE! | #VALUE! | #VALUE! | #VALUE! |  |  | #VALUE! | #VALUE! | #VALUE! | #VALUE! | #VALUE! | #VALUE! | #VALUE! | #VALUE! |  |  | #VALUE! | #VALUE! | #VALUE! | #VALUE! | #VALUE! |  |  | #VALUE! | #VALUE! | #VALUE! | #VALUE! | #VALUE! | #VALUE! | #VALUE! | #VALUE! | 0 | #REF! | #VALUE! | #VALUE! | #VALUE! | #VALUE! | #VALUE! | #VALUE! | #VALUE! | 0
|  |  |  | 0 | 51 | 0 |  |  | 1 | 1.0842e-19 | 0 | 1.0669e-18 | 1.0669e-18 | 1.0669e-18 | 0 | 0 |  |  |  |  | #VALUE! | #VALUE! | #VALUE! |  |  | #VALUE! | #VALUE! | #VALUE! | #VALUE! | #VALUE! | #VALUE! | #VALUE! | #VALUE! |  |  |  |  | #VALUE! | #VALUE! | #VALUE! |  |  | #VALUE! | #VALUE! | #VALUE! | #VALUE! | #VALUE! | #VALUE! | #VALUE! | #VALUE! |  |  |  |  | #VALUE! | #VALUE! | #VALUE! |  |  | #VALUE! | #VALUE! | #VALUE! | #VALUE! | #VALUE! | #VALUE! | #VALUE! | #VALUE! |  |  |  |  | #VALUE! | #VALUE! | #VALUE! |  |  | #VALUE! | #VALUE! | #VALUE! | #VALUE! | #VALUE! | #VALUE! | #VALUE! | #VALUE! |  |  |  |  | #VALUE! | #VALUE! | #VALUE! |  |  | #VALUE! | #VALUE! | #VALUE! | #VALUE! | #VALUE! | #VALUE! | #VALUE! | #VALUE! |  |  | #VALUE! | #VALUE! | #VALUE! | #VALUE! | #VALUE! |  |  | #VALUE! | #VALUE! | #VALUE! | #VALUE! | #VALUE! | #VALUE! | #VALUE! | #VALUE! |  |  | #VALUE! | #VALUE! | #VALUE! | #VALUE! | #VALUE! |  |  | #VALUE! | #VALUE! | #VALUE! | #VALUE! | #VALUE! | #VALUE! | #VALUE! | #VALUE! | 0 | #REF! | #VALUE! | #VALUE! | #VALUE! | #VALUE! | #VALUE! | #VALUE! | #VALUE! | 0
|  |  |  | 0 | 51 | 0 |  |  | 1 | 1.0842e-19 | 0 | 1.0669e-18 | 1.0669e-18 | 1.0669e-18 | 0 | 0 |  |  |  |  | #VALUE! | #VALUE! | #VALUE! |  |  | #VALUE! | #VALUE! | #VALUE! | #VALUE! | #VALUE! | #VALUE! | #VALUE! | #VALUE! |  |  |  |  | #VALUE! | #VALUE! | #VALUE! |  |  | #VALUE! | #VALUE! | #VALUE! | #VALUE! | #VALUE! | #VALUE! | #VALUE! | #VALUE! |  |  |  |  | #VALUE! | #VALUE! | #VALUE! |  |  | #VALUE! | #VALUE! | #VALUE! | #VALUE! | #VALUE! | #VALUE! | #VALUE! | #VALUE! |  |  |  |  | #VALUE! | #VALUE! | #VALUE! |  |  | #VALUE! | #VALUE! | #VALUE! | #VALUE! | #VALUE! | #VALUE! | #VALUE! | #VALUE! |  |  |  |  | #VALUE! | #VALUE! | #VALUE! |  |  | #VALUE! | #VALUE! | #VALUE! | #VALUE! | #VALUE! | #VALUE! | #VALUE! | #VALUE! |  |  | #VALUE! | #VALUE! | #VALUE! | #VALUE! | #VALUE! |  |  | #VALUE! | #VALUE! | #VALUE! | #VALUE! | #VALUE! | #VALUE! | #VALUE! | #VALUE! |  |  | #VALUE! | #VALUE! | #VALUE! | #VALUE! | #VALUE! |  |  | #VALUE! | #VALUE! | #VALUE! | #VALUE! | #VALUE! | #VALUE! | #VALUE! | #VALUE! | 0 | #REF! | #VALUE! | #VALUE! | #VALUE! | #VALUE! | #VALUE! | #VALUE! | #VALUE! | 0
|  |  |  | 0 | 51 | 0 |  |  | 1 | 1.0842e-19 | 0 | 1.0669e-18 | 1.0669e-18 | 1.0669e-18 | 0 | 0 |  |  |  |  | #VALUE! | #VALUE! | #VALUE! |  |  | #VALUE! | #VALUE! | #VALUE! | #VALUE! | #VALUE! | #VALUE! | #VALUE! | #VALUE! |  |  |  |  | #VALUE! | #VALUE! | #VALUE! |  |  | #VALUE! | #VALUE! | #VALUE! | #VALUE! | #VALUE! | #VALUE! | #VALUE! | #VALUE! |  |  |  |  | #VALUE! | #VALUE! | #VALUE! |  |  | #VALUE! | #VALUE! | #VALUE! | #VALUE! | #VALUE! | #VALUE! | #VALUE! | #VALUE! |  |  |  |  | #VALUE! | #VALUE! | #VALUE! |  |  | #VALUE! | #VALUE! | #VALUE! | #VALUE! | #VALUE! | #VALUE! | #VALUE! | #VALUE! |  |  |  |  | #VALUE! | #VALUE! | #VALUE! |  |  | #VALUE! | #VALUE! | #VALUE! | #VALUE! | #VALUE! | #VALUE! | #VALUE! | #VALUE! |  |  | #VALUE! | #VALUE! | #VALUE! | #VALUE! | #VALUE! |  |  | #VALUE! | #VALUE! | #VALUE! | #VALUE! | #VALUE! | #VALUE! | #VALUE! | #VALUE! |  |  | #VALUE! | #VALUE! | #VALUE! | #VALUE! | #VALUE! |  |  | #VALUE! | #VALUE! | #VALUE! | #VALUE! | #VALUE! | #VALUE! | #VALUE! | #VALUE! | 0 | #REF! | #VALUE! | #VALUE! | #VALUE! | #VALUE! | #VALUE! | #VALUE! | #VALUE! | 0
|  |  |  | 0 | 51 | 0 |  |  | 1 | 1.0842e-19 | 0 | 1.0669e-18 | 1.0669e-18 | 1.0669e-18 | 0 | 0 |  |  |  |  | #VALUE! | #VALUE! | #VALUE! |  |  | #VALUE! | #VALUE! | #VALUE! | #VALUE! | #VALUE! | #VALUE! | #VALUE! | #VALUE! |  |  |  |  | #VALUE! | #VALUE! | #VALUE! |  |  | #VALUE! | #VALUE! | #VALUE! | #VALUE! | #VALUE! | #VALUE! | #VALUE! | #VALUE! |  |  |  |  | #VALUE! | #VALUE! | #VALUE! |  |  | #VALUE! | #VALUE! | #VALUE! | #VALUE! | #VALUE! | #VALUE! | #VALUE! | #VALUE! |  |  |  |  | #VALUE! | #VALUE! | #VALUE! |  |  | #VALUE! | #VALUE! | #VALUE! | #VALUE! | #VALUE! | #VALUE! | #VALUE! | #VALUE! |  |  |  |  | #VALUE! | #VALUE! | #VALUE! |  |  | #VALUE! | #VALUE! | #VALUE! | #VALUE! | #VALUE! | #VALUE! | #VALUE! | #VALUE! |  |  | #VALUE! | #VALUE! | #VALUE! | #VALUE! | #VALUE! |  |  | #VALUE! | #VALUE! | #VALUE! | #VALUE! | #VALUE! | #VALUE! | #VALUE! | #VALUE! |  |  | #VALUE! | #VALUE! | #VALUE! | #VALUE! | #VALUE! |  |  | #VALUE! | #VALUE! | #VALUE! | #VALUE! | #VALUE! | #VALUE! | #VALUE! | #VALUE! | 0 | #REF! | #VALUE! | #VALUE! | #VALUE! | #VALUE! | #VALUE! | #VALUE! | #VALUE! | 0
|  |  |  | 0 | 51 | 0 |  |  | 1 | 1.0842e-19 | 0 | 1.0669e-18 | 1.0669e-18 | 1.0669e-18 | 0 | 0 |  |  |  |  | #VALUE! | #VALUE! | #VALUE! |  |  | #VALUE! | #VALUE! | #VALUE! | #VALUE! | #VALUE! | #VALUE! | #VALUE! | #VALUE! |  |  |  |  | #VALUE! | #VALUE! | #VALUE! |  |  | #VALUE! | #VALUE! | #VALUE! | #VALUE! | #VALUE! | #VALUE! | #VALUE! | #VALUE! |  |  |  |  | #VALUE! | #VALUE! | #VALUE! |  |  | #VALUE! | #VALUE! | #VALUE! | #VALUE! | #VALUE! | #VALUE! | #VALUE! | #VALUE! |  |  |  |  | #VALUE! | #VALUE! | #VALUE! |  |  | #VALUE! | #VALUE! | #VALUE! | #VALUE! | #VALUE! | #VALUE! | #VALUE! | #VALUE! |  |  |  |  | #VALUE! | #VALUE! | #VALUE! |  |  | #VALUE! | #VALUE! | #VALUE! | #VALUE! | #VALUE! | #VALUE! | #VALUE! | #VALUE! |  |  | #VALUE! | #VALUE! | #VALUE! | #VALUE! | #VALUE! |  |  | #VALUE! | #VALUE! | #VALUE! | #VALUE! | #VALUE! | #VALUE! | #VALUE! | #VALUE! |  |  | #VALUE! | #VALUE! | #VALUE! | #VALUE! | #VALUE! |  |  | #VALUE! | #VALUE! | #VALUE! | #VALUE! | #VALUE! | #VALUE! | #VALUE! | #VALUE! | 0 | #REF! | #VALUE! | #VALUE! | #VALUE! | #VALUE! | #VALUE! | #VALUE! | #VALUE! | 0
|  |  |  | 0 | 51 | 0 |  |  | 1 | 1.0842e-19 | 0 | 1.0669e-18 | 1.0669e-18 | 1.0669e-18 | 0 | 0 |  |  |  |  | #VALUE! | #VALUE! | #VALUE! |  |  | #VALUE! | #VALUE! | #VALUE! | #VALUE! | #VALUE! | #VALUE! | #VALUE! | #VALUE! |  |  |  |  | #VALUE! | #VALUE! | #VALUE! |  |  | #VALUE! | #VALUE! | #VALUE! | #VALUE! | #VALUE! | #VALUE! | #VALUE! | #VALUE! |  |  |  |  | #VALUE! | #VALUE! | #VALUE! |  |  | #VALUE! | #VALUE! | #VALUE! | #VALUE! | #VALUE! | #VALUE! | #VALUE! | #VALUE! |  |  |  |  | #VALUE! | #VALUE! | #VALUE! |  |  | #VALUE! | #VALUE! | #VALUE! | #VALUE! | #VALUE! | #VALUE! | #VALUE! | #VALUE! |  |  |  |  | #VALUE! | #VALUE! | #VALUE! |  |  | #VALUE! | #VALUE! | #VALUE! | #VALUE! | #VALUE! | #VALUE! | #VALUE! | #VALUE! |  |  | #VALUE! | #VALUE! | #VALUE! | #VALUE! | #VALUE! |  |  | #VALUE! | #VALUE! | #VALUE! | #VALUE! | #VALUE! | #VALUE! | #VALUE! | #VALUE! |  |  | #VALUE! | #VALUE! | #VALUE! | #VALUE! | #VALUE! |  |  | #VALUE! | #VALUE! | #VALUE! | #VALUE! | #VALUE! | #VALUE! | #VALUE! | #VALUE! | 0 | #REF! | #VALUE! | #VALUE! | #VALUE! | #VALUE! | #VALUE! | #VALUE! | #VALUE! | 0
|  |  |  | 0 | 51 | 0 |  |  | 1 | 1.0842e-19 | 0 | 1.0669e-18 | 1.0669e-18 | 1.0669e-18 | 0 | 0 |  |  |  |  | #VALUE! | #VALUE! | #VALUE! |  |  | #VALUE! | #VALUE! | #VALUE! | #VALUE! | #VALUE! | #VALUE! | #VALUE! | #VALUE! |  |  |  |  | #VALUE! | #VALUE! | #VALUE! |  |  | #VALUE! | #VALUE! | #VALUE! | #VALUE! | #VALUE! | #VALUE! | #VALUE! | #VALUE! |  |  |  |  | #VALUE! | #VALUE! | #VALUE! |  |  | #VALUE! | #VALUE! | #VALUE! | #VALUE! | #VALUE! | #VALUE! | #VALUE! | #VALUE! |  |  |  |  | #VALUE! | #VALUE! | #VALUE! |  |  | #VALUE! | #VALUE! | #VALUE! | #VALUE! | #VALUE! | #VALUE! | #VALUE! | #VALUE! |  |  |  |  | #VALUE! | #VALUE! | #VALUE! |  |  | #VALUE! | #VALUE! | #VALUE! | #VALUE! | #VALUE! | #VALUE! | #VALUE! | #VALUE! |  |  | #VALUE! | #VALUE! | #VALUE! | #VALUE! | #VALUE! |  |  | #VALUE! | #VALUE! | #VALUE! | #VALUE! | #VALUE! | #VALUE! | #VALUE! | #VALUE! |  |  | #VALUE! | #VALUE! | #VALUE! | #VALUE! | #VALUE! |  |  | #VALUE! | #VALUE! | #VALUE! | #VALUE! | #VALUE! | #VALUE! | #VALUE! | #VALUE! | 0 | #REF! | #VALUE! | #VALUE! | #VALUE! | #VALUE! | #VALUE! | #VALUE! | #VALUE! | 0
|  |  |  | 0 | 51 | 0 |  |  | 1 | 1.0842e-19 | 0 | 1.0669e-18 | 1.0669e-18 | 1.0669e-18 | 0 | 0 |  |  |  |  | #VALUE! | #VALUE! | #VALUE! |  |  | #VALUE! | #VALUE! | #VALUE! | #VALUE! | #VALUE! | #VALUE! | #VALUE! | #VALUE! |  |  |  |  | #VALUE! | #VALUE! | #VALUE! |  |  | #VALUE! | #VALUE! | #VALUE! | #VALUE! | #VALUE! | #VALUE! | #VALUE! | #VALUE! |  |  |  |  | #VALUE! | #VALUE! | #VALUE! |  |  | #VALUE! | #VALUE! | #VALUE! | #VALUE! | #VALUE! | #VALUE! | #VALUE! | #VALUE! |  |  |  |  | #VALUE! | #VALUE! | #VALUE! |  |  | #VALUE! | #VALUE! | #VALUE! | #VALUE! | #VALUE! | #VALUE! | #VALUE! | #VALUE! |  |  |  |  | #VALUE! | #VALUE! | #VALUE! |  |  | #VALUE! | #VALUE! | #VALUE! | #VALUE! | #VALUE! | #VALUE! | #VALUE! | #VALUE! |  |  | #VALUE! | #VALUE! | #VALUE! | #VALUE! | #VALUE! |  |  | #VALUE! | #VALUE! | #VALUE! | #VALUE! | #VALUE! | #VALUE! | #VALUE! | #VALUE! |  |  | #VALUE! | #VALUE! | #VALUE! | #VALUE! | #VALUE! |  |  | #VALUE! | #VALUE! | #VALUE! | #VALUE! | #VALUE! | #VALUE! | #VALUE! | #VALUE! | 0 | #REF! | #VALUE! | #VALUE! | #VALUE! | #VALUE! | #VALUE! | #VALUE! | #VALUE! | 0
|  |  |  | 0 | 51 | 0 |  |  | 1 | 1.0842e-19 | 0 | 1.0669e-18 | 1.0669e-18 | 1.0669e-18 | 0 | 0 |  |  |  |  | #VALUE! | #VALUE! | #VALUE! |  |  | #VALUE! | #VALUE! | #VALUE! | #VALUE! | #VALUE! | #VALUE! | #VALUE! | #VALUE! |  |  |  |  | #VALUE! | #VALUE! | #VALUE! |  |  | #VALUE! | #VALUE! | #VALUE! | #VALUE! | #VALUE! | #VALUE! | #VALUE! | #VALUE! |  |  |  |  | #VALUE! | #VALUE! | #VALUE! |  |  | #VALUE! | #VALUE! | #VALUE! | #VALUE! | #VALUE! | #VALUE! | #VALUE! | #VALUE! |  |  |  |  | #VALUE! | #VALUE! | #VALUE! |  |  | #VALUE! | #VALUE! | #VALUE! | #VALUE! | #VALUE! | #VALUE! | #VALUE! | #VALUE! |  |  |  |  | #VALUE! | #VALUE! | #VALUE! |  |  | #VALUE! | #VALUE! | #VALUE! | #VALUE! | #VALUE! | #VALUE! | #VALUE! | #VALUE! |  |  | #VALUE! | #VALUE! | #VALUE! | #VALUE! | #VALUE! |  |  | #VALUE! | #VALUE! | #VALUE! | #VALUE! | #VALUE! | #VALUE! | #VALUE! | #VALUE! |  |  | #VALUE! | #VALUE! | #VALUE! | #VALUE! | #VALUE! |  |  | #VALUE! | #VALUE! | #VALUE! | #VALUE! | #VALUE! | #VALUE! | #VALUE! | #VALUE! | 0 | #REF! | #VALUE! | #VALUE! | #VALUE! | #VALUE! | #VALUE! | #VALUE! | #VALUE! | 0
|  |  |  | 0 | 51 | 0 |  |  | 1 | 1.0842e-19 | 0 | 1.0669e-18 | 1.0669e-18 | 1.0669e-18 | 0 | 0 |  |  |  |  | #VALUE! | #VALUE! | #VALUE! |  |  | #VALUE! | #VALUE! | #VALUE! | #VALUE! | #VALUE! | #VALUE! | #VALUE! | #VALUE! |  |  |  |  | #VALUE! | #VALUE! | #VALUE! |  |  | #VALUE! | #VALUE! | #VALUE! | #VALUE! | #VALUE! | #VALUE! | #VALUE! | #VALUE! |  |  |  |  | #VALUE! | #VALUE! | #VALUE! |  |  | #VALUE! | #VALUE! | #VALUE! | #VALUE! | #VALUE! | #VALUE! | #VALUE! | #VALUE! |  |  |  |  | #VALUE! | #VALUE! | #VALUE! |  |  | #VALUE! | #VALUE! | #VALUE! | #VALUE! | #VALUE! | #VALUE! | #VALUE! | #VALUE! |  |  |  |  | #VALUE! | #VALUE! | #VALUE! |  |  | #VALUE! | #VALUE! | #VALUE! | #VALUE! | #VALUE! | #VALUE! | #VALUE! | #VALUE! |  |  | #VALUE! | #VALUE! | #VALUE! | #VALUE! | #VALUE! |  |  | #VALUE! | #VALUE! | #VALUE! | #VALUE! | #VALUE! | #VALUE! | #VALUE! | #VALUE! |  |  | #VALUE! | #VALUE! | #VALUE! | #VALUE! | #VALUE! |  |  | #VALUE! | #VALUE! | #VALUE! | #VALUE! | #VALUE! | #VALUE! | #VALUE! | #VALUE! | 0 | #REF! | #VALUE! | #VALUE! | #VALUE! | #VALUE! | #VALUE! | #VALUE! | #VALUE! | 0
|  |  |  | 0 | 51 | 0 |  |  | 1 | 1.0842e-19 | 0 | 1.0669e-18 | 1.0669e-18 | 1.0669e-18 | 0 | 0 |  |  |  |  | #VALUE! | #VALUE! | #VALUE! |  |  | #VALUE! | #VALUE! | #VALUE! | #VALUE! | #VALUE! | #VALUE! | #VALUE! | #VALUE! |  |  |  |  | #VALUE! | #VALUE! | #VALUE! |  |  | #VALUE! | #VALUE! | #VALUE! | #VALUE! | #VALUE! | #VALUE! | #VALUE! | #VALUE! |  |  |  |  | #VALUE! | #VALUE! | #VALUE! |  |  | #VALUE! | #VALUE! | #VALUE! | #VALUE! | #VALUE! | #VALUE! | #VALUE! | #VALUE! |  |  |  |  | #VALUE! | #VALUE! | #VALUE! |  |  | #VALUE! | #VALUE! | #VALUE! | #VALUE! | #VALUE! | #VALUE! | #VALUE! | #VALUE! |  |  |  |  | #VALUE! | #VALUE! | #VALUE! |  |  | #VALUE! | #VALUE! | #VALUE! | #VALUE! | #VALUE! | #VALUE! | #VALUE! | #VALUE! |  |  | #VALUE! | #VALUE! | #VALUE! | #VALUE! | #VALUE! |  |  | #VALUE! | #VALUE! | #VALUE! | #VALUE! | #VALUE! | #VALUE! | #VALUE! | #VALUE! |  |  | #VALUE! | #VALUE! | #VALUE! | #VALUE! | #VALUE! |  |  | #VALUE! | #VALUE! | #VALUE! | #VALUE! | #VALUE! | #VALUE! | #VALUE! | #VALUE! | 0 | #REF! | #VALUE! | #VALUE! | #VALUE! | #VALUE! | #VALUE! | #VALUE! | #VALUE! | 0
|  |  |  | 0 | 51 | 0 |  |  | 1 | 1.0842e-19 | 0 | 1.0669e-18 | 1.0669e-18 | 1.0669e-18 | 0 | 0 |  |  |  |  | #VALUE! | #VALUE! | #VALUE! |  |  | #VALUE! | #VALUE! | #VALUE! | #VALUE! | #VALUE! | #VALUE! | #VALUE! | #VALUE! |  |  |  |  | #VALUE! | #VALUE! | #VALUE! |  |  | #VALUE! | #VALUE! | #VALUE! | #VALUE! | #VALUE! | #VALUE! | #VALUE! | #VALUE! |  |  |  |  | #VALUE! | #VALUE! | #VALUE! |  |  | #VALUE! | #VALUE! | #VALUE! | #VALUE! | #VALUE! | #VALUE! | #VALUE! | #VALUE! |  |  |  |  | #VALUE! | #VALUE! | #VALUE! |  |  | #VALUE! | #VALUE! | #VALUE! | #VALUE! | #VALUE! | #VALUE! | #VALUE! | #VALUE! |  |  |  |  | #VALUE! | #VALUE! | #VALUE! |  |  | #VALUE! | #VALUE! | #VALUE! | #VALUE! | #VALUE! | #VALUE! | #VALUE! | #VALUE! |  |  | #VALUE! | #VALUE! | #VALUE! | #VALUE! | #VALUE! |  |  | #VALUE! | #VALUE! | #VALUE! | #VALUE! | #VALUE! | #VALUE! | #VALUE! | #VALUE! |  |  | #VALUE! | #VALUE! | #VALUE! | #VALUE! | #VALUE! |  |  | #VALUE! | #VALUE! | #VALUE! | #VALUE! | #VALUE! | #VALUE! | #VALUE! | #VALUE! | 0 | #REF! | #VALUE! | #VALUE! | #VALUE! | #VALUE! | #VALUE! | #VALUE! | #VALUE! | 0
|  |  |  | 0 | 51 | 0 |  |  | 1 | 1.0842e-19 | 0 | 1.0669e-18 | 1.0669e-18 | 1.0669e-18 | 0 | 0 |  |  |  |  | #VALUE! | #VALUE! | #VALUE! |  |  | #VALUE! | #VALUE! | #VALUE! | #VALUE! | #VALUE! | #VALUE! | #VALUE! | #VALUE! |  |  |  |  | #VALUE! | #VALUE! | #VALUE! |  |  | #VALUE! | #VALUE! | #VALUE! | #VALUE! | #VALUE! | #VALUE! | #VALUE! | #VALUE! |  |  |  |  | #VALUE! | #VALUE! | #VALUE! |  |  | #VALUE! | #VALUE! | #VALUE! | #VALUE! | #VALUE! | #VALUE! | #VALUE! | #VALUE! |  |  |  |  | #VALUE! | #VALUE! | #VALUE! |  |  | #VALUE! | #VALUE! | #VALUE! | #VALUE! | #VALUE! | #VALUE! | #VALUE! | #VALUE! |  |  |  |  | #VALUE! | #VALUE! | #VALUE! |  |  | #VALUE! | #VALUE! | #VALUE! | #VALUE! | #VALUE! | #VALUE! | #VALUE! | #VALUE! |  |  | #VALUE! | #VALUE! | #VALUE! | #VALUE! | #VALUE! |  |  | #VALUE! | #VALUE! | #VALUE! | #VALUE! | #VALUE! | #VALUE! | #VALUE! | #VALUE! |  |  | #VALUE! | #VALUE! | #VALUE! | #VALUE! | #VALUE! |  |  | #VALUE! | #VALUE! | #VALUE! | #VALUE! | #VALUE! | #VALUE! | #VALUE! | #VALUE! | 0 | #REF! | #VALUE! | #VALUE! | #VALUE! | #VALUE! | #VALUE! | #VALUE! | #VALUE! | 0
|  |  |  | 0 | 51 | 0 |  |  | 1 | 1.0842e-19 | 0 | 1.0669e-18 | 1.0669e-18 | 1.0669e-18 | 0 | 0 |  |  |  |  | #VALUE! | #VALUE! | #VALUE! |  |  | #VALUE! | #VALUE! | #VALUE! | #VALUE! | #VALUE! | #VALUE! | #VALUE! | #VALUE! |  |  |  |  | #VALUE! | #VALUE! | #VALUE! |  |  | #VALUE! | #VALUE! | #VALUE! | #VALUE! | #VALUE! | #VALUE! | #VALUE! | #VALUE! |  |  |  |  | #VALUE! | #VALUE! | #VALUE! |  |  | #VALUE! | #VALUE! | #VALUE! | #VALUE! | #VALUE! | #VALUE! | #VALUE! | #VALUE! |  |  |  |  | #VALUE! | #VALUE! | #VALUE! |  |  | #VALUE! | #VALUE! | #VALUE! | #VALUE! | #VALUE! | #VALUE! | #VALUE! | #VALUE! |  |  |  |  | #VALUE! | #VALUE! | #VALUE! |  |  | #VALUE! | #VALUE! | #VALUE! | #VALUE! | #VALUE! | #VALUE! | #VALUE! | #VALUE! |  |  | #VALUE! | #VALUE! | #VALUE! | #VALUE! | #VALUE! |  |  | #VALUE! | #VALUE! | #VALUE! | #VALUE! | #VALUE! | #VALUE! | #VALUE! | #VALUE! |  |  | #VALUE! | #VALUE! | #VALUE! | #VALUE! | #VALUE! |  |  | #VALUE! | #VALUE! | #VALUE! | #VALUE! | #VALUE! | #VALUE! | #VALUE! | #VALUE! | 0 | #REF! | #VALUE! | #VALUE! | #VALUE! | #VALUE! | #VALUE! | #VALUE! | #VALUE! | 0
|  |  |  | 0 | 51 | 0 |  |  | 1 | 1.0842e-19 | 0 | 1.0669e-18 | 1.0669e-18 | 1.0669e-18 | 0 | 0 |  |  |  |  | #VALUE! | #VALUE! | #VALUE! |  |  | #VALUE! | #VALUE! | #VALUE! | #VALUE! | #VALUE! | #VALUE! | #VALUE! | #VALUE! |  |  |  |  | #VALUE! | #VALUE! | #VALUE! |  |  | #VALUE! | #VALUE! | #VALUE! | #VALUE! | #VALUE! | #VALUE! | #VALUE! | #VALUE! |  |  |  |  | #VALUE! | #VALUE! | #VALUE! |  |  | #VALUE! | #VALUE! | #VALUE! | #VALUE! | #VALUE! | #VALUE! | #VALUE! | #VALUE! |  |  |  |  | #VALUE! | #VALUE! | #VALUE! |  |  | #VALUE! | #VALUE! | #VALUE! | #VALUE! | #VALUE! | #VALUE! | #VALUE! | #VALUE! |  |  |  |  | #VALUE! | #VALUE! | #VALUE! |  |  | #VALUE! | #VALUE! | #VALUE! | #VALUE! | #VALUE! | #VALUE! | #VALUE! | #VALUE! |  |  | #VALUE! | #VALUE! | #VALUE! | #VALUE! | #VALUE! |  |  | #VALUE! | #VALUE! | #VALUE! | #VALUE! | #VALUE! | #VALUE! | #VALUE! | #VALUE! |  |  | #VALUE! | #VALUE! | #VALUE! | #VALUE! | #VALUE! |  |  | #VALUE! | #VALUE! | #VALUE! | #VALUE! | #VALUE! | #VALUE! | #VALUE! | #VALUE! | 0 | #REF! | #VALUE! | #VALUE! | #VALUE! | #VALUE! | #VALUE! | #VALUE! | #VALUE! | 0
|  |  |  | 0 | 51 | 0 |  |  | 1 | 1.0842e-19 | 0 | 1.0669e-18 | 1.0669e-18 | 1.0669e-18 | 0 | 0 |  |  |  |  | #VALUE! | #VALUE! | #VALUE! |  |  | #VALUE! | #VALUE! | #VALUE! | #VALUE! | #VALUE! | #VALUE! | #VALUE! | #VALUE! |  |  |  |  | #VALUE! | #VALUE! | #VALUE! |  |  | #VALUE! | #VALUE! | #VALUE! | #VALUE! | #VALUE! | #VALUE! | #VALUE! | #VALUE! |  |  |  |  | #VALUE! | #VALUE! | #VALUE! |  |  | #VALUE! | #VALUE! | #VALUE! | #VALUE! | #VALUE! | #VALUE! | #VALUE! | #VALUE! |  |  |  |  | #VALUE! | #VALUE! | #VALUE! |  |  | #VALUE! | #VALUE! | #VALUE! | #VALUE! | #VALUE! | #VALUE! | #VALUE! | #VALUE! |  |  |  |  | #VALUE! | #VALUE! | #VALUE! |  |  | #VALUE! | #VALUE! | #VALUE! | #VALUE! | #VALUE! | #VALUE! | #VALUE! | #VALUE! |  |  | #VALUE! | #VALUE! | #VALUE! | #VALUE! | #VALUE! |  |  | #VALUE! | #VALUE! | #VALUE! | #VALUE! | #VALUE! | #VALUE! | #VALUE! | #VALUE! |  |  | #VALUE! | #VALUE! | #VALUE! | #VALUE! | #VALUE! |  |  | #VALUE! | #VALUE! | #VALUE! | #VALUE! | #VALUE! | #VALUE! | #VALUE! | #VALUE! | 0 | #REF! | #VALUE! | #VALUE! | #VALUE! | #VALUE! | #VALUE! | #VALUE! | #VALUE! | 0
|  |  |  | 0 | 51 | 0 |  |  | 1 | 1.0842e-19 | 0 | 1.0669e-18 | 1.0669e-18 | 1.0669e-18 | 0 | 0 |  |  |  |  | #VALUE! | #VALUE! | #VALUE! |  |  | #VALUE! | #VALUE! | #VALUE! | #VALUE! | #VALUE! | #VALUE! | #VALUE! | #VALUE! |  |  |  |  | #VALUE! | #VALUE! | #VALUE! |  |  | #VALUE! | #VALUE! | #VALUE! | #VALUE! | #VALUE! | #VALUE! | #VALUE! | #VALUE! |  |  |  |  | #VALUE! | #VALUE! | #VALUE! |  |  | #VALUE! | #VALUE! | #VALUE! | #VALUE! | #VALUE! | #VALUE! | #VALUE! | #VALUE! |  |  |  |  | #VALUE! | #VALUE! | #VALUE! |  |  | #VALUE! | #VALUE! | #VALUE! | #VALUE! | #VALUE! | #VALUE! | #VALUE! | #VALUE! |  |  |  |  | #VALUE! | #VALUE! | #VALUE! |  |  | #VALUE! | #VALUE! | #VALUE! | #VALUE! | #VALUE! | #VALUE! | #VALUE! | #VALUE! |  |  | #VALUE! | #VALUE! | #VALUE! | #VALUE! | #VALUE! |  |  | #VALUE! | #VALUE! | #VALUE! | #VALUE! | #VALUE! | #VALUE! | #VALUE! | #VALUE! |  |  | #VALUE! | #VALUE! | #VALUE! | #VALUE! | #VALUE! |  |  | #VALUE! | #VALUE! | #VALUE! | #VALUE! | #VALUE! | #VALUE! | #VALUE! | #VALUE! | 0 | #REF! | #VALUE! | #VALUE! | #VALUE! | #VALUE! | #VALUE! | #VALUE! | #VALUE! | 0
|  |  |  | 0 | 51 | 0 |  |  | 1 | 1.0842e-19 | 0 | 1.0669e-18 | 1.0669e-18 | 1.0669e-18 | 0 | 0 |  |  |  |  | #VALUE! | #VALUE! | #VALUE! |  |  | #VALUE! | #VALUE! | #VALUE! | #VALUE! | #VALUE! | #VALUE! | #VALUE! | #VALUE! |  |  |  |  | #VALUE! | #VALUE! | #VALUE! |  |  | #VALUE! | #VALUE! | #VALUE! | #VALUE! | #VALUE! | #VALUE! | #VALUE! | #VALUE! |  |  |  |  | #VALUE! | #VALUE! | #VALUE! |  |  | #VALUE! | #VALUE! | #VALUE! | #VALUE! | #VALUE! | #VALUE! | #VALUE! | #VALUE! |  |  |  |  | #VALUE! | #VALUE! | #VALUE! |  |  | #VALUE! | #VALUE! | #VALUE! | #VALUE! | #VALUE! | #VALUE! | #VALUE! | #VALUE! |  |  |  |  | #VALUE! | #VALUE! | #VALUE! |  |  | #VALUE! | #VALUE! | #VALUE! | #VALUE! | #VALUE! | #VALUE! | #VALUE! | #VALUE! |  |  | #VALUE! | #VALUE! | #VALUE! | #VALUE! | #VALUE! |  |  | #VALUE! | #VALUE! | #VALUE! | #VALUE! | #VALUE! | #VALUE! | #VALUE! | #VALUE! |  |  | #VALUE! | #VALUE! | #VALUE! | #VALUE! | #VALUE! |  |  | #VALUE! | #VALUE! | #VALUE! | #VALUE! | #VALUE! | #VALUE! | #VALUE! | #VALUE! | 0 | #REF! | #VALUE! | #VALUE! | #VALUE! | #VALUE! | #VALUE! | #VALUE! | #VALUE! | 0
|  |  |  | 0 | 51 | 0 |  |  | 1 | 1.0842e-19 | 0 | 1.0669e-18 | 1.0669e-18 | 1.0669e-18 | 0 | 0 |  |  |  |  | #VALUE! | #VALUE! | #VALUE! |  |  | #VALUE! | #VALUE! | #VALUE! | #VALUE! | #VALUE! | #VALUE! | #VALUE! | #VALUE! |  |  |  |  | #VALUE! | #VALUE! | #VALUE! |  |  | #VALUE! | #VALUE! | #VALUE! | #VALUE! | #VALUE! | #VALUE! | #VALUE! | #VALUE! |  |  |  |  | #VALUE! | #VALUE! | #VALUE! |  |  | #VALUE! | #VALUE! | #VALUE! | #VALUE! | #VALUE! | #VALUE! | #VALUE! | #VALUE! |  |  |  |  | #VALUE! | #VALUE! | #VALUE! |  |  | #VALUE! | #VALUE! | #VALUE! | #VALUE! | #VALUE! | #VALUE! | #VALUE! | #VALUE! |  |  |  |  | #VALUE! | #VALUE! | #VALUE! |  |  | #VALUE! | #VALUE! | #VALUE! | #VALUE! | #VALUE! | #VALUE! | #VALUE! | #VALUE! |  |  | #VALUE! | #VALUE! | #VALUE! | #VALUE! | #VALUE! |  |  | #VALUE! | #VALUE! | #VALUE! | #VALUE! | #VALUE! | #VALUE! | #VALUE! | #VALUE! |  |  | #VALUE! | #VALUE! | #VALUE! | #VALUE! | #VALUE! |  |  | #VALUE! | #VALUE! | #VALUE! | #VALUE! | #VALUE! | #VALUE! | #VALUE! | #VALUE! | 0 | #REF! | #VALUE! | #VALUE! | #VALUE! | #VALUE! | #VALUE! | #VALUE! | #VALUE! | 0
|  |  |  | 0 | 51 | 0 |  |  | 1 | 1.0842e-19 | 0 | 1.0669e-18 | 1.0669e-18 | 1.0669e-18 | 0 | 0 |  |  |  |  | #VALUE! | #VALUE! | #VALUE! |  |  | #VALUE! | #VALUE! | #VALUE! | #VALUE! | #VALUE! | #VALUE! | #VALUE! | #VALUE! |  |  |  |  | #VALUE! | #VALUE! | #VALUE! |  |  | #VALUE! | #VALUE! | #VALUE! | #VALUE! | #VALUE! | #VALUE! | #VALUE! | #VALUE! |  |  |  |  | #VALUE! | #VALUE! | #VALUE! |  |  | #VALUE! | #VALUE! | #VALUE! | #VALUE! | #VALUE! | #VALUE! | #VALUE! | #VALUE! |  |  |  |  | #VALUE! | #VALUE! | #VALUE! |  |  | #VALUE! | #VALUE! | #VALUE! | #VALUE! | #VALUE! | #VALUE! | #VALUE! | #VALUE! |  |  |  |  | #VALUE! | #VALUE! | #VALUE! |  |  | #VALUE! | #VALUE! | #VALUE! | #VALUE! | #VALUE! | #VALUE! | #VALUE! | #VALUE! |  |  | #VALUE! | #VALUE! | #VALUE! | #VALUE! | #VALUE! |  |  | #VALUE! | #VALUE! | #VALUE! | #VALUE! | #VALUE! | #VALUE! | #VALUE! | #VALUE! |  |  | #VALUE! | #VALUE! | #VALUE! | #VALUE! | #VALUE! |  |  | #VALUE! | #VALUE! | #VALUE! | #VALUE! | #VALUE! | #VALUE! | #VALUE! | #VALUE! | 0 | #REF! | #VALUE! | #VALUE! | #VALUE! | #VALUE! | #VALUE! | #VALUE! | #VALUE! | 0
|  |  |  | 0 | 51 | 0 |  |  | 1 | 1.0842e-19 | 0 | 1.0669e-18 | 1.0669e-18 | 1.0669e-18 | 0 | 0 |  |  |  |  | #VALUE! | #VALUE! | #VALUE! |  |  | #VALUE! | #VALUE! | #VALUE! | #VALUE! | #VALUE! | #VALUE! | #VALUE! | #VALUE! |  |  |  |  | #VALUE! | #VALUE! | #VALUE! |  |  | #VALUE! | #VALUE! | #VALUE! | #VALUE! | #VALUE! | #VALUE! | #VALUE! | #VALUE! |  |  |  |  | #VALUE! | #VALUE! | #VALUE! |  |  | #VALUE! | #VALUE! | #VALUE! | #VALUE! | #VALUE! | #VALUE! | #VALUE! | #VALUE! |  |  |  |  | #VALUE! | #VALUE! | #VALUE! |  |  | #VALUE! | #VALUE! | #VALUE! | #VALUE! | #VALUE! | #VALUE! | #VALUE! | #VALUE! |  |  |  |  | #VALUE! | #VALUE! | #VALUE! |  |  | #VALUE! | #VALUE! | #VALUE! | #VALUE! | #VALUE! | #VALUE! | #VALUE! | #VALUE! |  |  | #VALUE! | #VALUE! | #VALUE! | #VALUE! | #VALUE! |  |  | #VALUE! | #VALUE! | #VALUE! | #VALUE! | #VALUE! | #VALUE! | #VALUE! | #VALUE! |  |  | #VALUE! | #VALUE! | #VALUE! | #VALUE! | #VALUE! |  |  | #VALUE! | #VALUE! | #VALUE! | #VALUE! | #VALUE! | #VALUE! | #VALUE! | #VALUE! | 0 | #REF! | #VALUE! | #VALUE! | #VALUE! | #VALUE! | #VALUE! | #VALUE! | #VALUE! | 0
|  |  |  | 0 | 51 | 0 |  |  | 1 | 1.0842e-19 | 0 | 1.0669e-18 | 1.0669e-18 | 1.0669e-18 | 0 | 0 |  |  |  |  | #VALUE! | #VALUE! | #VALUE! |  |  | #VALUE! | #VALUE! | #VALUE! | #VALUE! | #VALUE! | #VALUE! | #VALUE! | #VALUE! |  |  |  |  | #VALUE! | #VALUE! | #VALUE! |  |  | #VALUE! | #VALUE! | #VALUE! | #VALUE! | #VALUE! | #VALUE! | #VALUE! | #VALUE! |  |  |  |  | #VALUE! | #VALUE! | #VALUE! |  |  | #VALUE! | #VALUE! | #VALUE! | #VALUE! | #VALUE! | #VALUE! | #VALUE! | #VALUE! |  |  |  |  | #VALUE! | #VALUE! | #VALUE! |  |  | #VALUE! | #VALUE! | #VALUE! | #VALUE! | #VALUE! | #VALUE! | #VALUE! | #VALUE! |  |  |  |  | #VALUE! | #VALUE! | #VALUE! |  |  | #VALUE! | #VALUE! | #VALUE! | #VALUE! | #VALUE! | #VALUE! | #VALUE! | #VALUE! |  |  | #VALUE! | #VALUE! | #VALUE! | #VALUE! | #VALUE! |  |  | #VALUE! | #VALUE! | #VALUE! | #VALUE! | #VALUE! | #VALUE! | #VALUE! | #VALUE! |  |  | #VALUE! | #VALUE! | #VALUE! | #VALUE! | #VALUE! |  |  | #VALUE! | #VALUE! | #VALUE! | #VALUE! | #VALUE! | #VALUE! | #VALUE! | #VALUE! | 0 | #REF! | #VALUE! | #VALUE! | #VALUE! | #VALUE! | #VALUE! | #VALUE! | #VALUE! | 0
|  |  |  | 0 | 51 | 0 |  |  | 1 | 1.0842e-19 | 0 | 1.0669e-18 | 1.0669e-18 | 1.0669e-18 | 0 | 0 |  |  |  |  | #VALUE! | #VALUE! | #VALUE! |  |  | #VALUE! | #VALUE! | #VALUE! | #VALUE! | #VALUE! | #VALUE! | #VALUE! | #VALUE! |  |  |  |  | #VALUE! | #VALUE! | #VALUE! |  |  | #VALUE! | #VALUE! | #VALUE! | #VALUE! | #VALUE! | #VALUE! | #VALUE! | #VALUE! |  |  |  |  | #VALUE! | #VALUE! | #VALUE! |  |  | #VALUE! | #VALUE! | #VALUE! | #VALUE! | #VALUE! | #VALUE! | #VALUE! | #VALUE! |  |  |  |  | #VALUE! | #VALUE! | #VALUE! |  |  | #VALUE! | #VALUE! | #VALUE! | #VALUE! | #VALUE! | #VALUE! | #VALUE! | #VALUE! |  |  |  |  | #VALUE! | #VALUE! | #VALUE! |  |  | #VALUE! | #VALUE! | #VALUE! | #VALUE! | #VALUE! | #VALUE! | #VALUE! | #VALUE! |  |  | #VALUE! | #VALUE! | #VALUE! | #VALUE! | #VALUE! |  |  | #VALUE! | #VALUE! | #VALUE! | #VALUE! | #VALUE! | #VALUE! | #VALUE! | #VALUE! |  |  | #VALUE! | #VALUE! | #VALUE! | #VALUE! | #VALUE! |  |  | #VALUE! | #VALUE! | #VALUE! | #VALUE! | #VALUE! | #VALUE! | #VALUE! | #VALUE! | 0 | #REF! | #VALUE! | #VALUE! | #VALUE! | #VALUE! | #VALUE! | #VALUE! | #VALUE! | 0
|  |  |  | 0 | 51 | 0 |  |  | 1 | 1.0842e-19 | 0 | 1.0669e-18 | 1.0669e-18 | 1.0669e-18 | 0 | 0 |  |  |  |  | #VALUE! | #VALUE! | #VALUE! |  |  | #VALUE! | #VALUE! | #VALUE! | #VALUE! | #VALUE! | #VALUE! | #VALUE! | #VALUE! |  |  |  |  | #VALUE! | #VALUE! | #VALUE! |  |  | #VALUE! | #VALUE! | #VALUE! | #VALUE! | #VALUE! | #VALUE! | #VALUE! | #VALUE! |  |  |  |  | #VALUE! | #VALUE! | #VALUE! |  |  | #VALUE! | #VALUE! | #VALUE! | #VALUE! | #VALUE! | #VALUE! | #VALUE! | #VALUE! |  |  |  |  | #VALUE! | #VALUE! | #VALUE! |  |  | #VALUE! | #VALUE! | #VALUE! | #VALUE! | #VALUE! | #VALUE! | #VALUE! | #VALUE! |  |  |  |  | #VALUE! | #VALUE! | #VALUE! |  |  | #VALUE! | #VALUE! | #VALUE! | #VALUE! | #VALUE! | #VALUE! | #VALUE! | #VALUE! |  |  | #VALUE! | #VALUE! | #VALUE! | #VALUE! | #VALUE! |  |  | #VALUE! | #VALUE! | #VALUE! | #VALUE! | #VALUE! | #VALUE! | #VALUE! | #VALUE! |  |  | #VALUE! | #VALUE! | #VALUE! | #VALUE! | #VALUE! |  |  | #VALUE! | #VALUE! | #VALUE! | #VALUE! | #VALUE! | #VALUE! | #VALUE! | #VALUE! | 0 | #REF! | #VALUE! | #VALUE! | #VALUE! | #VALUE! | #VALUE! | #VALUE! | #VALUE! | 0
|  |  |  | 0 | 51 | 0 |  |  | 1 | 1.0842e-19 | 0 | 1.0669e-18 | 1.0669e-18 | 1.0669e-18 | 0 | 0 |  |  |  |  | #VALUE! | #VALUE! | #VALUE! |  |  | #VALUE! | #VALUE! | #VALUE! | #VALUE! | #VALUE! | #VALUE! | #VALUE! | #VALUE! |  |  |  |  | #VALUE! | #VALUE! | #VALUE! |  |  | #VALUE! | #VALUE! | #VALUE! | #VALUE! | #VALUE! | #VALUE! | #VALUE! | #VALUE! |  |  |  |  | #VALUE! | #VALUE! | #VALUE! |  |  | #VALUE! | #VALUE! | #VALUE! | #VALUE! | #VALUE! | #VALUE! | #VALUE! | #VALUE! |  |  |  |  | #VALUE! | #VALUE! | #VALUE! |  |  | #VALUE! | #VALUE! | #VALUE! | #VALUE! | #VALUE! | #VALUE! | #VALUE! | #VALUE! |  |  |  |  | #VALUE! | #VALUE! | #VALUE! |  |  | #VALUE! | #VALUE! | #VALUE! | #VALUE! | #VALUE! | #VALUE! | #VALUE! | #VALUE! |  |  | #VALUE! | #VALUE! | #VALUE! | #VALUE! | #VALUE! |  |  | #VALUE! | #VALUE! | #VALUE! | #VALUE! | #VALUE! | #VALUE! | #VALUE! | #VALUE! |  |  | #VALUE! | #VALUE! | #VALUE! | #VALUE! | #VALUE! |  |  | #VALUE! | #VALUE! | #VALUE! | #VALUE! | #VALUE! | #VALUE! | #VALUE! | #VALUE! | 0 | #REF! | #VALUE! | #VALUE! | #VALUE! | #VALUE! | #VALUE! | #VALUE! | #VALUE! | 0
|  |  |  | 0 | 51 | 0 |  |  | 1 | 1.0842e-19 | 0 | 1.0669e-18 | 1.0669e-18 | 1.0669e-18 | 0 | 0 |  |  |  |  | #VALUE! | #VALUE! | #VALUE! |  |  | #VALUE! | #VALUE! | #VALUE! | #VALUE! | #VALUE! | #VALUE! | #VALUE! | #VALUE! |  |  |  |  | #VALUE! | #VALUE! | #VALUE! |  |  | #VALUE! | #VALUE! | #VALUE! | #VALUE! | #VALUE! | #VALUE! | #VALUE! | #VALUE! |  |  |  |  | #VALUE! | #VALUE! | #VALUE! |  |  | #VALUE! | #VALUE! | #VALUE! | #VALUE! | #VALUE! | #VALUE! | #VALUE! | #VALUE! |  |  |  |  | #VALUE! | #VALUE! | #VALUE! |  |  | #VALUE! | #VALUE! | #VALUE! | #VALUE! | #VALUE! | #VALUE! | #VALUE! | #VALUE! |  |  |  |  | #VALUE! | #VALUE! | #VALUE! |  |  | #VALUE! | #VALUE! | #VALUE! | #VALUE! | #VALUE! | #VALUE! | #VALUE! | #VALUE! |  |  | #VALUE! | #VALUE! | #VALUE! | #VALUE! | #VALUE! |  |  | #VALUE! | #VALUE! | #VALUE! | #VALUE! | #VALUE! | #VALUE! | #VALUE! | #VALUE! |  |  | #VALUE! | #VALUE! | #VALUE! | #VALUE! | #VALUE! |  |  | #VALUE! | #VALUE! | #VALUE! | #VALUE! | #VALUE! | #VALUE! | #VALUE! | #VALUE! | 0 | #REF! | #VALUE! | #VALUE! | #VALUE! | #VALUE! | #VALUE! | #VALUE! | #VALUE! | 0
|  |  |  | 0 | 51 | 0 |  |  | 1 | 1.0842e-19 | 0 | 1.0669e-18 | 1.0669e-18 | 1.0669e-18 | 0 | 0 |  |  |  |  | #VALUE! | #VALUE! | #VALUE! |  |  | #VALUE! | #VALUE! | #VALUE! | #VALUE! | #VALUE! | #VALUE! | #VALUE! | #VALUE! |  |  |  |  | #VALUE! | #VALUE! | #VALUE! |  |  | #VALUE! | #VALUE! | #VALUE! | #VALUE! | #VALUE! | #VALUE! | #VALUE! | #VALUE! |  |  |  |  | #VALUE! | #VALUE! | #VALUE! |  |  | #VALUE! | #VALUE! | #VALUE! | #VALUE! | #VALUE! | #VALUE! | #VALUE! | #VALUE! |  |  |  |  | #VALUE! | #VALUE! | #VALUE! |  |  | #VALUE! | #VALUE! | #VALUE! | #VALUE! | #VALUE! | #VALUE! | #VALUE! | #VALUE! |  |  |  |  | #VALUE! | #VALUE! | #VALUE! |  |  | #VALUE! | #VALUE! | #VALUE! | #VALUE! | #VALUE! | #VALUE! | #VALUE! | #VALUE! |  |  | #VALUE! | #VALUE! | #VALUE! | #VALUE! | #VALUE! |  |  | #VALUE! | #VALUE! | #VALUE! | #VALUE! | #VALUE! | #VALUE! | #VALUE! | #VALUE! |  |  | #VALUE! | #VALUE! | #VALUE! | #VALUE! | #VALUE! |  |  | #VALUE! | #VALUE! | #VALUE! | #VALUE! | #VALUE! | #VALUE! | #VALUE! | #VALUE! | 0 | #REF! | #VALUE! | #VALUE! | #VALUE! | #VALUE! | #VALUE! | #VALUE! | #VALUE! | 0
|  |  |  | 0 | 51 | 0 |  |  | 1 | 1.0842e-19 | 0 | 1.0669e-18 | 1.0669e-18 | 1.0669e-18 | 0 | 0 |  |  |  |  | #VALUE! | #VALUE! | #VALUE! |  |  | #VALUE! | #VALUE! | #VALUE! | #VALUE! | #VALUE! | #VALUE! | #VALUE! | #VALUE! |  |  |  |  | #VALUE! | #VALUE! | #VALUE! |  |  | #VALUE! | #VALUE! | #VALUE! | #VALUE! | #VALUE! | #VALUE! | #VALUE! | #VALUE! |  |  |  |  | #VALUE! | #VALUE! | #VALUE! |  |  | #VALUE! | #VALUE! | #VALUE! | #VALUE! | #VALUE! | #VALUE! | #VALUE! | #VALUE! |  |  |  |  | #VALUE! | #VALUE! | #VALUE! |  |  | #VALUE! | #VALUE! | #VALUE! | #VALUE! | #VALUE! | #VALUE! | #VALUE! | #VALUE! |  |  |  |  | #VALUE! | #VALUE! | #VALUE! |  |  | #VALUE! | #VALUE! | #VALUE! | #VALUE! | #VALUE! | #VALUE! | #VALUE! | #VALUE! |  |  | #VALUE! | #VALUE! | #VALUE! | #VALUE! | #VALUE! |  |  | #VALUE! | #VALUE! | #VALUE! | #VALUE! | #VALUE! | #VALUE! | #VALUE! | #VALUE! |  |  | #VALUE! | #VALUE! | #VALUE! | #VALUE! | #VALUE! |  |  | #VALUE! | #VALUE! | #VALUE! | #VALUE! | #VALUE! | #VALUE! | #VALUE! | #VALUE! | 0 | #REF! | #VALUE! | #VALUE! | #VALUE! | #VALUE! | #VALUE! | #VALUE! | #VALUE! | 0
|  |  |  | 0 | 51 | 0 |  |  | 1 | 1.0842e-19 | 0 | 1.0669e-18 | 1.0669e-18 | 1.0669e-18 | 0 | 0 |  |  |  |  | #VALUE! | #VALUE! | #VALUE! |  |  | #VALUE! | #VALUE! | #VALUE! | #VALUE! | #VALUE! | #VALUE! | #VALUE! | #VALUE! |  |  |  |  | #VALUE! | #VALUE! | #VALUE! |  |  | #VALUE! | #VALUE! | #VALUE! | #VALUE! | #VALUE! | #VALUE! | #VALUE! | #VALUE! |  |  |  |  | #VALUE! | #VALUE! | #VALUE! |  |  | #VALUE! | #VALUE! | #VALUE! | #VALUE! | #VALUE! | #VALUE! | #VALUE! | #VALUE! |  |  |  |  | #VALUE! | #VALUE! | #VALUE! |  |  | #VALUE! | #VALUE! | #VALUE! | #VALUE! | #VALUE! | #VALUE! | #VALUE! | #VALUE! |  |  |  |  | #VALUE! | #VALUE! | #VALUE! |  |  | #VALUE! | #VALUE! | #VALUE! | #VALUE! | #VALUE! | #VALUE! | #VALUE! | #VALUE! |  |  | #VALUE! | #VALUE! | #VALUE! | #VALUE! | #VALUE! |  |  | #VALUE! | #VALUE! | #VALUE! | #VALUE! | #VALUE! | #VALUE! | #VALUE! | #VALUE! |  |  | #VALUE! | #VALUE! | #VALUE! | #VALUE! | #VALUE! |  |  | #VALUE! | #VALUE! | #VALUE! | #VALUE! | #VALUE! | #VALUE! | #VALUE! | #VALUE! | 0 | #REF! | #VALUE! | #VALUE! | #VALUE! | #VALUE! | #VALUE! | #VALUE! | #VALUE! | 0
|  |  |  | 0 | 51 | 0 |  |  | 1 | 1.0842e-19 | 0 | 1.0669e-18 | 1.0669e-18 | 1.0669e-18 | 0 | 0 |  |  |  |  | #VALUE! | #VALUE! | #VALUE! |  |  | #VALUE! | #VALUE! | #VALUE! | #VALUE! | #VALUE! | #VALUE! | #VALUE! | #VALUE! |  |  |  |  | #VALUE! | #VALUE! | #VALUE! |  |  | #VALUE! | #VALUE! | #VALUE! | #VALUE! | #VALUE! | #VALUE! | #VALUE! | #VALUE! |  |  |  |  | #VALUE! | #VALUE! | #VALUE! |  |  | #VALUE! | #VALUE! | #VALUE! | #VALUE! | #VALUE! | #VALUE! | #VALUE! | #VALUE! |  |  |  |  | #VALUE! | #VALUE! | #VALUE! |  |  | #VALUE! | #VALUE! | #VALUE! | #VALUE! | #VALUE! | #VALUE! | #VALUE! | #VALUE! |  |  |  |  | #VALUE! | #VALUE! | #VALUE! |  |  | #VALUE! | #VALUE! | #VALUE! | #VALUE! | #VALUE! | #VALUE! | #VALUE! | #VALUE! |  |  | #VALUE! | #VALUE! | #VALUE! | #VALUE! | #VALUE! |  |  | #VALUE! | #VALUE! | #VALUE! | #VALUE! | #VALUE! | #VALUE! | #VALUE! | #VALUE! |  |  | #VALUE! | #VALUE! | #VALUE! | #VALUE! | #VALUE! |  |  | #VALUE! | #VALUE! | #VALUE! | #VALUE! | #VALUE! | #VALUE! | #VALUE! | #VALUE! | 0 | #REF! | #VALUE! | #VALUE! | #VALUE! | #VALUE! | #VALUE! | #VALUE! | #VALUE! | 0
|  |  |  | 0 | 51 | 0 |  |  | 1 | 1.0842e-19 | 0 | 1.0669e-18 | 1.0669e-18 | 1.0669e-18 | 0 | 0 |  |  |  |  | #VALUE! | #VALUE! | #VALUE! |  |  | #VALUE! | #VALUE! | #VALUE! | #VALUE! | #VALUE! | #VALUE! | #VALUE! | #VALUE! |  |  |  |  | #VALUE! | #VALUE! | #VALUE! |  |  | #VALUE! | #VALUE! | #VALUE! | #VALUE! | #VALUE! | #VALUE! | #VALUE! | #VALUE! |  |  |  |  | #VALUE! | #VALUE! | #VALUE! |  |  | #VALUE! | #VALUE! | #VALUE! | #VALUE! | #VALUE! | #VALUE! | #VALUE! | #VALUE! |  |  |  |  | #VALUE! | #VALUE! | #VALUE! |  |  | #VALUE! | #VALUE! | #VALUE! | #VALUE! | #VALUE! | #VALUE! | #VALUE! | #VALUE! |  |  |  |  | #VALUE! | #VALUE! | #VALUE! |  |  | #VALUE! | #VALUE! | #VALUE! | #VALUE! | #VALUE! | #VALUE! | #VALUE! | #VALUE! |  |  | #VALUE! | #VALUE! | #VALUE! | #VALUE! | #VALUE! |  |  | #VALUE! | #VALUE! | #VALUE! | #VALUE! | #VALUE! | #VALUE! | #VALUE! | #VALUE! |  |  | #VALUE! | #VALUE! | #VALUE! | #VALUE! | #VALUE! |  |  | #VALUE! | #VALUE! | #VALUE! | #VALUE! | #VALUE! | #VALUE! | #VALUE! | #VALUE! | 0 | #REF! | #VALUE! | #VALUE! | #VALUE! | #VALUE! | #VALUE! | #VALUE! | #VALUE! | 0
|  |  |  | 0 | 51 | 0 |  |  | 1 | 1.0842e-19 | 0 | 1.0669e-18 | 1.0669e-18 | 1.0669e-18 | 0 | 0 |  |  |  |  | #VALUE! | #VALUE! | #VALUE! |  |  | #VALUE! | #VALUE! | #VALUE! | #VALUE! | #VALUE! | #VALUE! | #VALUE! | #VALUE! |  |  |  |  | #VALUE! | #VALUE! | #VALUE! |  |  | #VALUE! | #VALUE! | #VALUE! | #VALUE! | #VALUE! | #VALUE! | #VALUE! | #VALUE! |  |  |  |  | #VALUE! | #VALUE! | #VALUE! |  |  | #VALUE! | #VALUE! | #VALUE! | #VALUE! | #VALUE! | #VALUE! | #VALUE! | #VALUE! |  |  |  |  | #VALUE! | #VALUE! | #VALUE! |  |  | #VALUE! | #VALUE! | #VALUE! | #VALUE! | #VALUE! | #VALUE! | #VALUE! | #VALUE! |  |  |  |  | #VALUE! | #VALUE! | #VALUE! |  |  | #VALUE! | #VALUE! | #VALUE! | #VALUE! | #VALUE! | #VALUE! | #VALUE! | #VALUE! |  |  | #VALUE! | #VALUE! | #VALUE! | #VALUE! | #VALUE! |  |  | #VALUE! | #VALUE! | #VALUE! | #VALUE! | #VALUE! | #VALUE! | #VALUE! | #VALUE! |  |  | #VALUE! | #VALUE! | #VALUE! | #VALUE! | #VALUE! |  |  | #VALUE! | #VALUE! | #VALUE! | #VALUE! | #VALUE! | #VALUE! | #VALUE! | #VALUE! | 0 | #REF! | #VALUE! | #VALUE! | #VALUE! | #VALUE! | #VALUE! | #VALUE! | #VALUE! | 0
|  |  |  | 0 | 51 | 0 |  |  | 1 | 1.0842e-19 | 0 | 1.0669e-18 | 1.0669e-18 | 1.0669e-18 | 0 | 0 |  |  |  |  | #VALUE! | #VALUE! | #VALUE! |  |  | #VALUE! | #VALUE! | #VALUE! | #VALUE! | #VALUE! | #VALUE! | #VALUE! | #VALUE! |  |  |  |  | #VALUE! | #VALUE! | #VALUE! |  |  | #VALUE! | #VALUE! | #VALUE! | #VALUE! | #VALUE! | #VALUE! | #VALUE! | #VALUE! |  |  |  |  | #VALUE! | #VALUE! | #VALUE! |  |  | #VALUE! | #VALUE! | #VALUE! | #VALUE! | #VALUE! | #VALUE! | #VALUE! | #VALUE! |  |  |  |  | #VALUE! | #VALUE! | #VALUE! |  |  | #VALUE! | #VALUE! | #VALUE! | #VALUE! | #VALUE! | #VALUE! | #VALUE! | #VALUE! |  |  |  |  | #VALUE! | #VALUE! | #VALUE! |  |  | #VALUE! | #VALUE! | #VALUE! | #VALUE! | #VALUE! | #VALUE! | #VALUE! | #VALUE! |  |  | #VALUE! | #VALUE! | #VALUE! | #VALUE! | #VALUE! |  |  | #VALUE! | #VALUE! | #VALUE! | #VALUE! | #VALUE! | #VALUE! | #VALUE! | #VALUE! |  |  | #VALUE! | #VALUE! | #VALUE! | #VALUE! | #VALUE! |  |  | #VALUE! | #VALUE! | #VALUE! | #VALUE! | #VALUE! | #VALUE! | #VALUE! | #VALUE! | 0 | #REF! | #VALUE! | #VALUE! | #VALUE! | #VALUE! | #VALUE! | #VALUE! | #VALUE! | 0
|  |  |  | 0 | 51 | 0 |  |  | 1 | 1.0842e-19 | 0 | 1.0669e-18 | 1.0669e-18 | 1.0669e-18 | 0 | 0 |  |  |  |  | #VALUE! | #VALUE! | #VALUE! |  |  | #VALUE! | #VALUE! | #VALUE! | #VALUE! | #VALUE! | #VALUE! | #VALUE! | #VALUE! |  |  |  |  | #VALUE! | #VALUE! | #VALUE! |  |  | #VALUE! | #VALUE! | #VALUE! | #VALUE! | #VALUE! | #VALUE! | #VALUE! | #VALUE! |  |  |  |  | #VALUE! | #VALUE! | #VALUE! |  |  | #VALUE! | #VALUE! | #VALUE! | #VALUE! | #VALUE! | #VALUE! | #VALUE! | #VALUE! |  |  |  |  | #VALUE! | #VALUE! | #VALUE! |  |  | #VALUE! | #VALUE! | #VALUE! | #VALUE! | #VALUE! | #VALUE! | #VALUE! | #VALUE! |  |  |  |  | #VALUE! | #VALUE! | #VALUE! |  |  | #VALUE! | #VALUE! | #VALUE! | #VALUE! | #VALUE! | #VALUE! | #VALUE! | #VALUE! |  |  | #VALUE! | #VALUE! | #VALUE! | #VALUE! | #VALUE! |  |  | #VALUE! | #VALUE! | #VALUE! | #VALUE! | #VALUE! | #VALUE! | #VALUE! | #VALUE! |  |  | #VALUE! | #VALUE! | #VALUE! | #VALUE! | #VALUE! |  |  | #VALUE! | #VALUE! | #VALUE! | #VALUE! | #VALUE! | #VALUE! | #VALUE! | #VALUE! | 0 | #REF! | #VALUE! | #VALUE! | #VALUE! | #VALUE! | #VALUE! | #VALUE! | #VALUE! | 0
|  |  |  | 0 | 51 | 0 |  |  | 1 | 1.0842e-19 | 0 | 1.0669e-18 | 1.0669e-18 | 1.0669e-18 | 0 | 0 |  |  |  |  | #VALUE! | #VALUE! | #VALUE! |  |  | #VALUE! | #VALUE! | #VALUE! | #VALUE! | #VALUE! | #VALUE! | #VALUE! | #VALUE! |  |  |  |  | #VALUE! | #VALUE! | #VALUE! |  |  | #VALUE! | #VALUE! | #VALUE! | #VALUE! | #VALUE! | #VALUE! | #VALUE! | #VALUE! |  |  |  |  | #VALUE! | #VALUE! | #VALUE! |  |  | #VALUE! | #VALUE! | #VALUE! | #VALUE! | #VALUE! | #VALUE! | #VALUE! | #VALUE! |  |  |  |  | #VALUE! | #VALUE! | #VALUE! |  |  | #VALUE! | #VALUE! | #VALUE! | #VALUE! | #VALUE! | #VALUE! | #VALUE! | #VALUE! |  |  |  |  | #VALUE! | #VALUE! | #VALUE! |  |  | #VALUE! | #VALUE! | #VALUE! | #VALUE! | #VALUE! | #VALUE! | #VALUE! | #VALUE! |  |  | #VALUE! | #VALUE! | #VALUE! | #VALUE! | #VALUE! |  |  | #VALUE! | #VALUE! | #VALUE! | #VALUE! | #VALUE! | #VALUE! | #VALUE! | #VALUE! |  |  | #VALUE! | #VALUE! | #VALUE! | #VALUE! | #VALUE! |  |  | #VALUE! | #VALUE! | #VALUE! | #VALUE! | #VALUE! | #VALUE! | #VALUE! | #VALUE! | 0 | #REF! | #VALUE! | #VALUE! | #VALUE! | #VALUE! | #VALUE! | #VALUE! | #VALUE! | 0
|  |  |  | 0 | 51 | 0 |  |  | 1 | 1.0842e-19 | 0 | 1.0669e-18 | 1.0669e-18 | 1.0669e-18 | 0 | 0 |  |  |  |  | #VALUE! | #VALUE! | #VALUE! |  |  | #VALUE! | #VALUE! | #VALUE! | #VALUE! | #VALUE! | #VALUE! | #VALUE! | #VALUE! |  |  |  |  | #VALUE! | #VALUE! | #VALUE! |  |  | #VALUE! | #VALUE! | #VALUE! | #VALUE! | #VALUE! | #VALUE! | #VALUE! | #VALUE! |  |  |  |  | #VALUE! | #VALUE! | #VALUE! |  |  | #VALUE! | #VALUE! | #VALUE! | #VALUE! | #VALUE! | #VALUE! | #VALUE! | #VALUE! |  |  |  |  | #VALUE! | #VALUE! | #VALUE! |  |  | #VALUE! | #VALUE! | #VALUE! | #VALUE! | #VALUE! | #VALUE! | #VALUE! | #VALUE! |  |  |  |  | #VALUE! | #VALUE! | #VALUE! |  |  | #VALUE! | #VALUE! | #VALUE! | #VALUE! | #VALUE! | #VALUE! | #VALUE! | #VALUE! |  |  | #VALUE! | #VALUE! | #VALUE! | #VALUE! | #VALUE! |  |  | #VALUE! | #VALUE! | #VALUE! | #VALUE! | #VALUE! | #VALUE! | #VALUE! | #VALUE! |  |  | #VALUE! | #VALUE! | #VALUE! | #VALUE! | #VALUE! |  |  | #VALUE! | #VALUE! | #VALUE! | #VALUE! | #VALUE! | #VALUE! | #VALUE! | #VALUE! | 0 | #REF! | #VALUE! | #VALUE! | #VALUE! | #VALUE! | #VALUE! | #VALUE! | #VALUE! | 0
|  |  |  | 0 | 51 | 0 |  |  | 1 | 1.0842e-19 | 0 | 1.0669e-18 | 1.0669e-18 | 1.0669e-18 | 0 | 0 |  |  |  |  | #VALUE! | #VALUE! | #VALUE! |  |  | #VALUE! | #VALUE! | #VALUE! | #VALUE! | #VALUE! | #VALUE! | #VALUE! | #VALUE! |  |  |  |  | #VALUE! | #VALUE! | #VALUE! |  |  | #VALUE! | #VALUE! | #VALUE! | #VALUE! | #VALUE! | #VALUE! | #VALUE! | #VALUE! |  |  |  |  | #VALUE! | #VALUE! | #VALUE! |  |  | #VALUE! | #VALUE! | #VALUE! | #VALUE! | #VALUE! | #VALUE! | #VALUE! | #VALUE! |  |  |  |  | #VALUE! | #VALUE! | #VALUE! |  |  | #VALUE! | #VALUE! | #VALUE! | #VALUE! | #VALUE! | #VALUE! | #VALUE! | #VALUE! |  |  |  |  | #VALUE! | #VALUE! | #VALUE! |  |  | #VALUE! | #VALUE! | #VALUE! | #VALUE! | #VALUE! | #VALUE! | #VALUE! | #VALUE! |  |  | #VALUE! | #VALUE! | #VALUE! | #VALUE! | #VALUE! |  |  | #VALUE! | #VALUE! | #VALUE! | #VALUE! | #VALUE! | #VALUE! | #VALUE! | #VALUE! |  |  | #VALUE! | #VALUE! | #VALUE! | #VALUE! | #VALUE! |  |  | #VALUE! | #VALUE! | #VALUE! | #VALUE! | #VALUE! | #VALUE! | #VALUE! | #VALUE! | 0 | #REF! | #VALUE! | #VALUE! | #VALUE! | #VALUE! | #VALUE! | #VALUE! | #VALUE! | 0
|  |  |  | 0 | 51 | 0 |  |  | 1 | 1.0842e-19 | 0 | 1.0669e-18 | 1.0669e-18 | 1.0669e-18 | 0 | 0 |  |  |  |  | #VALUE! | #VALUE! | #VALUE! |  |  | #VALUE! | #VALUE! | #VALUE! | #VALUE! | #VALUE! | #VALUE! | #VALUE! | #VALUE! |  |  |  |  | #VALUE! | #VALUE! | #VALUE! |  |  | #VALUE! | #VALUE! | #VALUE! | #VALUE! | #VALUE! | #VALUE! | #VALUE! | #VALUE! |  |  |  |  | #VALUE! | #VALUE! | #VALUE! |  |  | #VALUE! | #VALUE! | #VALUE! | #VALUE! | #VALUE! | #VALUE! | #VALUE! | #VALUE! |  |  |  |  | #VALUE! | #VALUE! | #VALUE! |  |  | #VALUE! | #VALUE! | #VALUE! | #VALUE! | #VALUE! | #VALUE! | #VALUE! | #VALUE! |  |  |  |  | #VALUE! | #VALUE! | #VALUE! |  |  | #VALUE! | #VALUE! | #VALUE! | #VALUE! | #VALUE! | #VALUE! | #VALUE! | #VALUE! |  |  | #VALUE! | #VALUE! | #VALUE! | #VALUE! | #VALUE! |  |  | #VALUE! | #VALUE! | #VALUE! | #VALUE! | #VALUE! | #VALUE! | #VALUE! | #VALUE! |  |  | #VALUE! | #VALUE! | #VALUE! | #VALUE! | #VALUE! |  |  | #VALUE! | #VALUE! | #VALUE! | #VALUE! | #VALUE! | #VALUE! | #VALUE! | #VALUE! | 0 | #REF! | #VALUE! | #VALUE! | #VALUE! | #VALUE! | #VALUE! | #VALUE! | #VALUE! | 0
|  |  |  | 0 | 51 | 0 |  |  | 1 | 1.0842e-19 | 0 | 1.0669e-18 | 1.0669e-18 | 1.0669e-18 | 0 | 0 |  |  |  |  | #VALUE! | #VALUE! | #VALUE! |  |  | #VALUE! | #VALUE! | #VALUE! | #VALUE! | #VALUE! | #VALUE! | #VALUE! | #VALUE! |  |  |  |  | #VALUE! | #VALUE! | #VALUE! |  |  | #VALUE! | #VALUE! | #VALUE! | #VALUE! | #VALUE! | #VALUE! | #VALUE! | #VALUE! |  |  |  |  | #VALUE! | #VALUE! | #VALUE! |  |  | #VALUE! | #VALUE! | #VALUE! | #VALUE! | #VALUE! | #VALUE! | #VALUE! | #VALUE! |  |  |  |  | #VALUE! | #VALUE! | #VALUE! |  |  | #VALUE! | #VALUE! | #VALUE! | #VALUE! | #VALUE! | #VALUE! | #VALUE! | #VALUE! |  |  |  |  | #VALUE! | #VALUE! | #VALUE! |  |  | #VALUE! | #VALUE! | #VALUE! | #VALUE! | #VALUE! | #VALUE! | #VALUE! | #VALUE! |  |  | #VALUE! | #VALUE! | #VALUE! | #VALUE! | #VALUE! |  |  | #VALUE! | #VALUE! | #VALUE! | #VALUE! | #VALUE! | #VALUE! | #VALUE! | #VALUE! |  |  | #VALUE! | #VALUE! | #VALUE! | #VALUE! | #VALUE! |  |  | #VALUE! | #VALUE! | #VALUE! | #VALUE! | #VALUE! | #VALUE! | #VALUE! | #VALUE! | 0 | #REF! | #VALUE! | #VALUE! | #VALUE! | #VALUE! | #VALUE! | #VALUE! | #VALUE! | 0
|  |  |  | 0 | 51 | 0 |  |  | 1 | 1.0842e-19 | 0 | 1.0669e-18 | 1.0669e-18 | 1.0669e-18 | 0 | 0 |  |  |  |  | #VALUE! | #VALUE! | #VALUE! |  |  | #VALUE! | #VALUE! | #VALUE! | #VALUE! | #VALUE! | #VALUE! | #VALUE! | #VALUE! |  |  |  |  | #VALUE! | #VALUE! | #VALUE! |  |  | #VALUE! | #VALUE! | #VALUE! | #VALUE! | #VALUE! | #VALUE! | #VALUE! | #VALUE! |  |  |  |  | #VALUE! | #VALUE! | #VALUE! |  |  | #VALUE! | #VALUE! | #VALUE! | #VALUE! | #VALUE! | #VALUE! | #VALUE! | #VALUE! |  |  |  |  | #VALUE! | #VALUE! | #VALUE! |  |  | #VALUE! | #VALUE! | #VALUE! | #VALUE! | #VALUE! | #VALUE! | #VALUE! | #VALUE! |  |  |  |  | #VALUE! | #VALUE! | #VALUE! |  |  | #VALUE! | #VALUE! | #VALUE! | #VALUE! | #VALUE! | #VALUE! | #VALUE! | #VALUE! |  |  | #VALUE! | #VALUE! | #VALUE! | #VALUE! | #VALUE! |  |  | #VALUE! | #VALUE! | #VALUE! | #VALUE! | #VALUE! | #VALUE! | #VALUE! | #VALUE! |  |  | #VALUE! | #VALUE! | #VALUE! | #VALUE! | #VALUE! |  |  | #VALUE! | #VALUE! | #VALUE! | #VALUE! | #VALUE! | #VALUE! | #VALUE! | #VALUE! | 0 | #REF! | #VALUE! | #VALUE! | #VALUE! | #VALUE! | #VALUE! | #VALUE! | #VALUE! | 0
|  |  |  | 0 | 51 | 0 |  |  | 1 | 1.0842e-19 | 0 | 1.0669e-18 | 1.0669e-18 | 1.0669e-18 | 0 | 0 |  |  |  |  | #VALUE! | #VALUE! | #VALUE! |  |  | #VALUE! | #VALUE! | #VALUE! | #VALUE! | #VALUE! | #VALUE! | #VALUE! | #VALUE! |  |  |  |  | #VALUE! | #VALUE! | #VALUE! |  |  | #VALUE! | #VALUE! | #VALUE! | #VALUE! | #VALUE! | #VALUE! | #VALUE! | #VALUE! |  |  |  |  | #VALUE! | #VALUE! | #VALUE! |  |  | #VALUE! | #VALUE! | #VALUE! | #VALUE! | #VALUE! | #VALUE! | #VALUE! | #VALUE! |  |  |  |  | #VALUE! | #VALUE! | #VALUE! |  |  | #VALUE! | #VALUE! | #VALUE! | #VALUE! | #VALUE! | #VALUE! | #VALUE! | #VALUE! |  |  |  |  | #VALUE! | #VALUE! | #VALUE! |  |  | #VALUE! | #VALUE! | #VALUE! | #VALUE! | #VALUE! | #VALUE! | #VALUE! | #VALUE! |  |  | #VALUE! | #VALUE! | #VALUE! | #VALUE! | #VALUE! |  |  | #VALUE! | #VALUE! | #VALUE! | #VALUE! | #VALUE! | #VALUE! | #VALUE! | #VALUE! |  |  | #VALUE! | #VALUE! | #VALUE! | #VALUE! | #VALUE! |  |  | #VALUE! | #VALUE! | #VALUE! | #VALUE! | #VALUE! | #VALUE! | #VALUE! | #VALUE! | 0 | #REF! | #VALUE! | #VALUE! | #VALUE! | #VALUE! | #VALUE! | #VALUE! | #VALUE! | 0
|  |  |  | 0 | 51 | 0 |  |  | 1 | 1.0842e-19 | 0 | 1.0669e-18 | 1.0669e-18 | 1.0669e-18 | 0 | 0 |  |  |  |  | #VALUE! | #VALUE! | #VALUE! |  |  | #VALUE! | #VALUE! | #VALUE! | #VALUE! | #VALUE! | #VALUE! | #VALUE! | #VALUE! |  |  |  |  | #VALUE! | #VALUE! | #VALUE! |  |  | #VALUE! | #VALUE! | #VALUE! | #VALUE! | #VALUE! | #VALUE! | #VALUE! | #VALUE! |  |  |  |  | #VALUE! | #VALUE! | #VALUE! |  |  | #VALUE! | #VALUE! | #VALUE! | #VALUE! | #VALUE! | #VALUE! | #VALUE! | #VALUE! |  |  |  |  | #VALUE! | #VALUE! | #VALUE! |  |  | #VALUE! | #VALUE! | #VALUE! | #VALUE! | #VALUE! | #VALUE! | #VALUE! | #VALUE! |  |  |  |  | #VALUE! | #VALUE! | #VALUE! |  |  | #VALUE! | #VALUE! | #VALUE! | #VALUE! | #VALUE! | #VALUE! | #VALUE! | #VALUE! |  |  | #VALUE! | #VALUE! | #VALUE! | #VALUE! | #VALUE! |  |  | #VALUE! | #VALUE! | #VALUE! | #VALUE! | #VALUE! | #VALUE! | #VALUE! | #VALUE! |  |  | #VALUE! | #VALUE! | #VALUE! | #VALUE! | #VALUE! |  |  | #VALUE! | #VALUE! | #VALUE! | #VALUE! | #VALUE! | #VALUE! | #VALUE! | #VALUE! | 0 | #REF! | #VALUE! | #VALUE! | #VALUE! | #VALUE! | #VALUE! | #VALUE! | #VALUE! | 0
|  |  |  | 0 | 51 | 0 |  |  | 1 | 1.0842e-19 | 0 | 1.0669e-18 | 1.0669e-18 | 1.0669e-18 | 0 | 0 |  |  |  |  | #VALUE! | #VALUE! | #VALUE! |  |  | #VALUE! | #VALUE! | #VALUE! | #VALUE! | #VALUE! | #VALUE! | #VALUE! | #VALUE! |  |  |  |  | #VALUE! | #VALUE! | #VALUE! |  |  | #VALUE! | #VALUE! | #VALUE! | #VALUE! | #VALUE! | #VALUE! | #VALUE! | #VALUE! |  |  |  |  | #VALUE! | #VALUE! | #VALUE! |  |  | #VALUE! | #VALUE! | #VALUE! | #VALUE! | #VALUE! | #VALUE! | #VALUE! | #VALUE! |  |  |  |  | #VALUE! | #VALUE! | #VALUE! |  |  | #VALUE! | #VALUE! | #VALUE! | #VALUE! | #VALUE! | #VALUE! | #VALUE! | #VALUE! |  |  |  |  | #VALUE! | #VALUE! | #VALUE! |  |  | #VALUE! | #VALUE! | #VALUE! | #VALUE! | #VALUE! | #VALUE! | #VALUE! | #VALUE! |  |  | #VALUE! | #VALUE! | #VALUE! | #VALUE! | #VALUE! |  |  | #VALUE! | #VALUE! | #VALUE! | #VALUE! | #VALUE! | #VALUE! | #VALUE! | #VALUE! |  |  | #VALUE! | #VALUE! | #VALUE! | #VALUE! | #VALUE! |  |  | #VALUE! | #VALUE! | #VALUE! | #VALUE! | #VALUE! | #VALUE! | #VALUE! | #VALUE! | 0 | #REF! | #VALUE! | #VALUE! | #VALUE! | #VALUE! | #VALUE! | #VALUE! | #VALUE! | 0
|  |  |  | 0 | 51 | 0 |  |  | 1 | 1.0842e-19 | 0 | 1.0669e-18 | 1.0669e-18 | 1.0669e-18 | 0 | 0 |  |  |  |  | #VALUE! | #VALUE! | #VALUE! |  |  | #VALUE! | #VALUE! | #VALUE! | #VALUE! | #VALUE! | #VALUE! | #VALUE! | #VALUE! |  |  |  |  | #VALUE! | #VALUE! | #VALUE! |  |  | #VALUE! | #VALUE! | #VALUE! | #VALUE! | #VALUE! | #VALUE! | #VALUE! | #VALUE! |  |  |  |  | #VALUE! | #VALUE! | #VALUE! |  |  | #VALUE! | #VALUE! | #VALUE! | #VALUE! | #VALUE! | #VALUE! | #VALUE! | #VALUE! |  |  |  |  | #VALUE! | #VALUE! | #VALUE! |  |  | #VALUE! | #VALUE! | #VALUE! | #VALUE! | #VALUE! | #VALUE! | #VALUE! | #VALUE! |  |  |  |  | #VALUE! | #VALUE! | #VALUE! |  |  | #VALUE! | #VALUE! | #VALUE! | #VALUE! | #VALUE! | #VALUE! | #VALUE! | #VALUE! |  |  | #VALUE! | #VALUE! | #VALUE! | #VALUE! | #VALUE! |  |  | #VALUE! | #VALUE! | #VALUE! | #VALUE! | #VALUE! | #VALUE! | #VALUE! | #VALUE! |  |  | #VALUE! | #VALUE! | #VALUE! | #VALUE! | #VALUE! |  |  | #VALUE! | #VALUE! | #VALUE! | #VALUE! | #VALUE! | #VALUE! | #VALUE! | #VALUE! | 0 | #REF! | #VALUE! | #VALUE! | #VALUE! | #VALUE! | #VALUE! | #VALUE! | #VALUE! | 0
|  |  |  | 0 | 51 | 0 |  |  | 1 | 1.0842e-19 | 0 | 1.0669e-18 | 1.0669e-18 | 1.0669e-18 | 0 | 0 |  |  |  |  | #VALUE! | #VALUE! | #VALUE! |  |  | #VALUE! | #VALUE! | #VALUE! | #VALUE! | #VALUE! | #VALUE! | #VALUE! | #VALUE! |  |  |  |  | #VALUE! | #VALUE! | #VALUE! |  |  | #VALUE! | #VALUE! | #VALUE! | #VALUE! | #VALUE! | #VALUE! | #VALUE! | #VALUE! |  |  |  |  | #VALUE! | #VALUE! | #VALUE! |  |  | #VALUE! | #VALUE! | #VALUE! | #VALUE! | #VALUE! | #VALUE! | #VALUE! | #VALUE! |  |  |  |  | #VALUE! | #VALUE! | #VALUE! |  |  | #VALUE! | #VALUE! | #VALUE! | #VALUE! | #VALUE! | #VALUE! | #VALUE! | #VALUE! |  |  |  |  | #VALUE! | #VALUE! | #VALUE! |  |  | #VALUE! | #VALUE! | #VALUE! | #VALUE! | #VALUE! | #VALUE! | #VALUE! | #VALUE! |  |  | #VALUE! | #VALUE! | #VALUE! | #VALUE! | #VALUE! |  |  | #VALUE! | #VALUE! | #VALUE! | #VALUE! | #VALUE! | #VALUE! | #VALUE! | #VALUE! |  |  | #VALUE! | #VALUE! | #VALUE! | #VALUE! | #VALUE! |  |  | #VALUE! | #VALUE! | #VALUE! | #VALUE! | #VALUE! | #VALUE! | #VALUE! | #VALUE! | 0 | #REF! | #VALUE! | #VALUE! | #VALUE! | #VALUE! | #VALUE! | #VALUE! | #VALUE! | 0
|  |  |  | 0 | 51 | 0 |  |  | 1 | 1.0842e-19 | 0 | 1.0669e-18 | 1.0669e-18 | 1.0669e-18 | 0 | 0 |  |  |  |  | #VALUE! | #VALUE! | #VALUE! |  |  | #VALUE! | #VALUE! | #VALUE! | #VALUE! | #VALUE! | #VALUE! | #VALUE! | #VALUE! |  |  |  |  | #VALUE! | #VALUE! | #VALUE! |  |  | #VALUE! | #VALUE! | #VALUE! | #VALUE! | #VALUE! | #VALUE! | #VALUE! | #VALUE! |  |  |  |  | #VALUE! | #VALUE! | #VALUE! |  |  | #VALUE! | #VALUE! | #VALUE! | #VALUE! | #VALUE! | #VALUE! | #VALUE! | #VALUE! |  |  |  |  | #VALUE! | #VALUE! | #VALUE! |  |  | #VALUE! | #VALUE! | #VALUE! | #VALUE! | #VALUE! | #VALUE! | #VALUE! | #VALUE! |  |  |  |  | #VALUE! | #VALUE! | #VALUE! |  |  | #VALUE! | #VALUE! | #VALUE! | #VALUE! | #VALUE! | #VALUE! | #VALUE! | #VALUE! |  |  | #VALUE! | #VALUE! | #VALUE! | #VALUE! | #VALUE! |  |  | #VALUE! | #VALUE! | #VALUE! | #VALUE! | #VALUE! | #VALUE! | #VALUE! | #VALUE! |  |  | #VALUE! | #VALUE! | #VALUE! | #VALUE! | #VALUE! |  |  | #VALUE! | #VALUE! | #VALUE! | #VALUE! | #VALUE! | #VALUE! | #VALUE! | #VALUE! | 0 | #REF! | #VALUE! | #VALUE! | #VALUE! | #VALUE! | #VALUE! | #VALUE! | #VALUE! | 0
|  |  |  | 0 | 51 | 0 |  |  | 1 | 1.0842e-19 | 0 | 1.0669e-18 | 1.0669e-18 | 1.0669e-18 | 0 | 0 |  |  |  |  | #VALUE! | #VALUE! | #VALUE! |  |  | #VALUE! | #VALUE! | #VALUE! | #VALUE! | #VALUE! | #VALUE! | #VALUE! | #VALUE! |  |  |  |  | #VALUE! | #VALUE! | #VALUE! |  |  | #VALUE! | #VALUE! | #VALUE! | #VALUE! | #VALUE! | #VALUE! | #VALUE! | #VALUE! |  |  |  |  | #VALUE! | #VALUE! | #VALUE! |  |  | #VALUE! | #VALUE! | #VALUE! | #VALUE! | #VALUE! | #VALUE! | #VALUE! | #VALUE! |  |  |  |  | #VALUE! | #VALUE! | #VALUE! |  |  | #VALUE! | #VALUE! | #VALUE! | #VALUE! | #VALUE! | #VALUE! | #VALUE! | #VALUE! |  |  |  |  | #VALUE! | #VALUE! | #VALUE! |  |  | #VALUE! | #VALUE! | #VALUE! | #VALUE! | #VALUE! | #VALUE! | #VALUE! | #VALUE! |  |  | #VALUE! | #VALUE! | #VALUE! | #VALUE! | #VALUE! |  |  | #VALUE! | #VALUE! | #VALUE! | #VALUE! | #VALUE! | #VALUE! | #VALUE! | #VALUE! |  |  | #VALUE! | #VALUE! | #VALUE! | #VALUE! | #VALUE! |  |  | #VALUE! | #VALUE! | #VALUE! | #VALUE! | #VALUE! | #VALUE! | #VALUE! | #VALUE! | 0 | #REF! | #VALUE! | #VALUE! | #VALUE! | #VALUE! | #VALUE! | #VALUE! | #VALUE! | 0
|  |  |  | 0 | 51 | 0 |  |  | 1 | 1.0842e-19 | 0 | 1.0669e-18 | 1.0669e-18 | 1.0669e-18 | 0 | 0 |  |  |  |  | #VALUE! | #VALUE! | #VALUE! |  |  | #VALUE! | #VALUE! | #VALUE! | #VALUE! | #VALUE! | #VALUE! | #VALUE! | #VALUE! |  |  |  |  | #VALUE! | #VALUE! | #VALUE! |  |  | #VALUE! | #VALUE! | #VALUE! | #VALUE! | #VALUE! | #VALUE! | #VALUE! | #VALUE! |  |  |  |  | #VALUE! | #VALUE! | #VALUE! |  |  | #VALUE! | #VALUE! | #VALUE! | #VALUE! | #VALUE! | #VALUE! | #VALUE! | #VALUE! |  |  |  |  | #VALUE! | #VALUE! | #VALUE! |  |  | #VALUE! | #VALUE! | #VALUE! | #VALUE! | #VALUE! | #VALUE! | #VALUE! | #VALUE! |  |  |  |  | #VALUE! | #VALUE! | #VALUE! |  |  | #VALUE! | #VALUE! | #VALUE! | #VALUE! | #VALUE! | #VALUE! | #VALUE! | #VALUE! |  |  | #VALUE! | #VALUE! | #VALUE! | #VALUE! | #VALUE! |  |  | #VALUE! | #VALUE! | #VALUE! | #VALUE! | #VALUE! | #VALUE! | #VALUE! | #VALUE! |  |  | #VALUE! | #VALUE! | #VALUE! | #VALUE! | #VALUE! |  |  | #VALUE! | #VALUE! | #VALUE! | #VALUE! | #VALUE! | #VALUE! | #VALUE! | #VALUE! | 0 | #REF! | #VALUE! | #VALUE! | #VALUE! | #VALUE! | #VALUE! | #VALUE! | #VALUE! | 0
|  |  |  | 0 | 51 | 0 |  |  | 1 | 1.0842e-19 | 0 | 1.0669e-18 | 1.0669e-18 | 1.0669e-18 | 0 | 0 |  |  |  |  | #VALUE! | #VALUE! | #VALUE! |  |  | #VALUE! | #VALUE! | #VALUE! | #VALUE! | #VALUE! | #VALUE! | #VALUE! | #VALUE! |  |  |  |  | #VALUE! | #VALUE! | #VALUE! |  |  | #VALUE! | #VALUE! | #VALUE! | #VALUE! | #VALUE! | #VALUE! | #VALUE! | #VALUE! |  |  |  |  | #VALUE! | #VALUE! | #VALUE! |  |  | #VALUE! | #VALUE! | #VALUE! | #VALUE! | #VALUE! | #VALUE! | #VALUE! | #VALUE! |  |  |  |  | #VALUE! | #VALUE! | #VALUE! |  |  | #VALUE! | #VALUE! | #VALUE! | #VALUE! | #VALUE! | #VALUE! | #VALUE! | #VALUE! |  |  |  |  | #VALUE! | #VALUE! | #VALUE! |  |  | #VALUE! | #VALUE! | #VALUE! | #VALUE! | #VALUE! | #VALUE! | #VALUE! | #VALUE! |  |  | #VALUE! | #VALUE! | #VALUE! | #VALUE! | #VALUE! |  |  | #VALUE! | #VALUE! | #VALUE! | #VALUE! | #VALUE! | #VALUE! | #VALUE! | #VALUE! |  |  | #VALUE! | #VALUE! | #VALUE! | #VALUE! | #VALUE! |  |  | #VALUE! | #VALUE! | #VALUE! | #VALUE! | #VALUE! | #VALUE! | #VALUE! | #VALUE! | 0 | #REF! | #VALUE! | #VALUE! | #VALUE! | #VALUE! | #VALUE! | #VALUE! | #VALUE! | 0
|  |  |  | 0 | 51 | 0 |  |  | 1 | 1.0842e-19 | 0 | 1.0669e-18 | 1.0669e-18 | 1.0669e-18 | 0 | 0 |  |  |  |  | #VALUE! | #VALUE! | #VALUE! |  |  | #VALUE! | #VALUE! | #VALUE! | #VALUE! | #VALUE! | #VALUE! | #VALUE! | #VALUE! |  |  |  |  | #VALUE! | #VALUE! | #VALUE! |  |  | #VALUE! | #VALUE! | #VALUE! | #VALUE! | #VALUE! | #VALUE! | #VALUE! | #VALUE! |  |  |  |  | #VALUE! | #VALUE! | #VALUE! |  |  | #VALUE! | #VALUE! | #VALUE! | #VALUE! | #VALUE! | #VALUE! | #VALUE! | #VALUE! |  |  |  |  | #VALUE! | #VALUE! | #VALUE! |  |  | #VALUE! | #VALUE! | #VALUE! | #VALUE! | #VALUE! | #VALUE! | #VALUE! | #VALUE! |  |  |  |  | #VALUE! | #VALUE! | #VALUE! |  |  | #VALUE! | #VALUE! | #VALUE! | #VALUE! | #VALUE! | #VALUE! | #VALUE! | #VALUE! |  |  | #VALUE! | #VALUE! | #VALUE! | #VALUE! | #VALUE! |  |  | #VALUE! | #VALUE! | #VALUE! | #VALUE! | #VALUE! | #VALUE! | #VALUE! | #VALUE! |  |  | #VALUE! | #VALUE! | #VALUE! | #VALUE! | #VALUE! |  |  | #VALUE! | #VALUE! | #VALUE! | #VALUE! | #VALUE! | #VALUE! | #VALUE! | #VALUE! | 0 | #REF! | #VALUE! | #VALUE! | #VALUE! | #VALUE! | #VALUE! | #VALUE! | #VALUE! | 0
|  |  |  | 0 | 51 | 0 |  |  | 1 | 1.0842e-19 | 0 | 1.0669e-18 | 1.0669e-18 | 1.0669e-18 | 0 | 0 |  |  |  |  | #VALUE! | #VALUE! | #VALUE! |  |  | #VALUE! | #VALUE! | #VALUE! | #VALUE! | #VALUE! | #VALUE! | #VALUE! | #VALUE! |  |  |  |  | #VALUE! | #VALUE! | #VALUE! |  |  | #VALUE! | #VALUE! | #VALUE! | #VALUE! | #VALUE! | #VALUE! | #VALUE! | #VALUE! |  |  |  |  | #VALUE! | #VALUE! | #VALUE! |  |  | #VALUE! | #VALUE! | #VALUE! | #VALUE! | #VALUE! | #VALUE! | #VALUE! | #VALUE! |  |  |  |  | #VALUE! | #VALUE! | #VALUE! |  |  | #VALUE! | #VALUE! | #VALUE! | #VALUE! | #VALUE! | #VALUE! | #VALUE! | #VALUE! |  |  |  |  | #VALUE! | #VALUE! | #VALUE! |  |  | #VALUE! | #VALUE! | #VALUE! | #VALUE! | #VALUE! | #VALUE! | #VALUE! | #VALUE! |  |  | #VALUE! | #VALUE! | #VALUE! | #VALUE! | #VALUE! |  |  | #VALUE! | #VALUE! | #VALUE! | #VALUE! | #VALUE! | #VALUE! | #VALUE! | #VALUE! |  |  | #VALUE! | #VALUE! | #VALUE! | #VALUE! | #VALUE! |  |  | #VALUE! | #VALUE! | #VALUE! | #VALUE! | #VALUE! | #VALUE! | #VALUE! | #VALUE! | 0 | #REF! | #VALUE! | #VALUE! | #VALUE! | #VALUE! | #VALUE! | #VALUE! | #VALUE! | 0
|  |  |  | 0 | 51 | 0 |  |  | 1 | 1.0842e-19 | 0 | 1.0669e-18 | 1.0669e-18 | 1.0669e-18 | 0 | 0 |  |  |  |  | #VALUE! | #VALUE! | #VALUE! |  |  | #VALUE! | #VALUE! | #VALUE! | #VALUE! | #VALUE! | #VALUE! | #VALUE! | #VALUE! |  |  |  |  | #VALUE! | #VALUE! | #VALUE! |  |  | #VALUE! | #VALUE! | #VALUE! | #VALUE! | #VALUE! | #VALUE! | #VALUE! | #VALUE! |  |  |  |  | #VALUE! | #VALUE! | #VALUE! |  |  | #VALUE! | #VALUE! | #VALUE! | #VALUE! | #VALUE! | #VALUE! | #VALUE! | #VALUE! |  |  |  |  | #VALUE! | #VALUE! | #VALUE! |  |  | #VALUE! | #VALUE! | #VALUE! | #VALUE! | #VALUE! | #VALUE! | #VALUE! | #VALUE! |  |  |  |  | #VALUE! | #VALUE! | #VALUE! |  |  | #VALUE! | #VALUE! | #VALUE! | #VALUE! | #VALUE! | #VALUE! | #VALUE! | #VALUE! |  |  | #VALUE! | #VALUE! | #VALUE! | #VALUE! | #VALUE! |  |  | #VALUE! | #VALUE! | #VALUE! | #VALUE! | #VALUE! | #VALUE! | #VALUE! | #VALUE! |  |  | #VALUE! | #VALUE! | #VALUE! | #VALUE! | #VALUE! |  |  | #VALUE! | #VALUE! | #VALUE! | #VALUE! | #VALUE! | #VALUE! | #VALUE! | #VALUE! | 0 | #REF! | #VALUE! | #VALUE! | #VALUE! | #VALUE! | #VALUE! | #VALUE! | #VALUE! | 0
|  |  |  | 0 | 51 | 0 |  |  | 1 | 1.0842e-19 | 0 | 1.0669e-18 | 1.0669e-18 | 1.0669e-18 | 0 | 0 |  |  |  |  | #VALUE! | #VALUE! | #VALUE! |  |  | #VALUE! | #VALUE! | #VALUE! | #VALUE! | #VALUE! | #VALUE! | #VALUE! | #VALUE! |  |  |  |  | #VALUE! | #VALUE! | #VALUE! |  |  | #VALUE! | #VALUE! | #VALUE! | #VALUE! | #VALUE! | #VALUE! | #VALUE! | #VALUE! |  |  |  |  | #VALUE! | #VALUE! | #VALUE! |  |  | #VALUE! | #VALUE! | #VALUE! | #VALUE! | #VALUE! | #VALUE! | #VALUE! | #VALUE! |  |  |  |  | #VALUE! | #VALUE! | #VALUE! |  |  | #VALUE! | #VALUE! | #VALUE! | #VALUE! | #VALUE! | #VALUE! | #VALUE! | #VALUE! |  |  |  |  | #VALUE! | #VALUE! | #VALUE! |  |  | #VALUE! | #VALUE! | #VALUE! | #VALUE! | #VALUE! | #VALUE! | #VALUE! | #VALUE! |  |  | #VALUE! | #VALUE! | #VALUE! | #VALUE! | #VALUE! |  |  | #VALUE! | #VALUE! | #VALUE! | #VALUE! | #VALUE! | #VALUE! | #VALUE! | #VALUE! |  |  | #VALUE! | #VALUE! | #VALUE! | #VALUE! | #VALUE! |  |  | #VALUE! | #VALUE! | #VALUE! | #VALUE! | #VALUE! | #VALUE! | #VALUE! | #VALUE! | 0 | #REF! | #VALUE! | #VALUE! | #VALUE! | #VALUE! | #VALUE! | #VALUE! | #VALUE! | 0
|  |  |  | 0 | 51 | 0 |  |  | 1 | 1.0842e-19 | 0 | 1.0669e-18 | 1.0669e-18 | 1.0669e-18 | 0 | 0 |  |  |  |  | #VALUE! | #VALUE! | #VALUE! |  |  | #VALUE! | #VALUE! | #VALUE! | #VALUE! | #VALUE! | #VALUE! | #VALUE! | #VALUE! |  |  |  |  | #VALUE! | #VALUE! | #VALUE! |  |  | #VALUE! | #VALUE! | #VALUE! | #VALUE! | #VALUE! | #VALUE! | #VALUE! | #VALUE! |  |  |  |  | #VALUE! | #VALUE! | #VALUE! |  |  | #VALUE! | #VALUE! | #VALUE! | #VALUE! | #VALUE! | #VALUE! | #VALUE! | #VALUE! |  |  |  |  | #VALUE! | #VALUE! | #VALUE! |  |  | #VALUE! | #VALUE! | #VALUE! | #VALUE! | #VALUE! | #VALUE! | #VALUE! | #VALUE! |  |  |  |  | #VALUE! | #VALUE! | #VALUE! |  |  | #VALUE! | #VALUE! | #VALUE! | #VALUE! | #VALUE! | #VALUE! | #VALUE! | #VALUE! |  |  | #VALUE! | #VALUE! | #VALUE! | #VALUE! | #VALUE! |  |  | #VALUE! | #VALUE! | #VALUE! | #VALUE! | #VALUE! | #VALUE! | #VALUE! | #VALUE! |  |  | #VALUE! | #VALUE! | #VALUE! | #VALUE! | #VALUE! |  |  | #VALUE! | #VALUE! | #VALUE! | #VALUE! | #VALUE! | #VALUE! | #VALUE! | #VALUE! | 0 | #REF! | #VALUE! | #VALUE! | #VALUE! | #VALUE! | #VALUE! | #VALUE! | #VALUE! | 0
|  |  |  | 0 | 51 | 0 |  |  | 1 | 1.0842e-19 | 0 | 1.0669e-18 | 1.0669e-18 | 1.0669e-18 | 0 | 0 |  |  |  |  | #VALUE! | #VALUE! | #VALUE! |  |  | #VALUE! | #VALUE! | #VALUE! | #VALUE! | #VALUE! | #VALUE! | #VALUE! | #VALUE! |  |  |  |  | #VALUE! | #VALUE! | #VALUE! |  |  | #VALUE! | #VALUE! | #VALUE! | #VALUE! | #VALUE! | #VALUE! | #VALUE! | #VALUE! |  |  |  |  | #VALUE! | #VALUE! | #VALUE! |  |  | #VALUE! | #VALUE! | #VALUE! | #VALUE! | #VALUE! | #VALUE! | #VALUE! | #VALUE! |  |  |  |  | #VALUE! | #VALUE! | #VALUE! |  |  | #VALUE! | #VALUE! | #VALUE! | #VALUE! | #VALUE! | #VALUE! | #VALUE! | #VALUE! |  |  |  |  | #VALUE! | #VALUE! | #VALUE! |  |  | #VALUE! | #VALUE! | #VALUE! | #VALUE! | #VALUE! | #VALUE! | #VALUE! | #VALUE! |  |  | #VALUE! | #VALUE! | #VALUE! | #VALUE! | #VALUE! |  |  | #VALUE! | #VALUE! | #VALUE! | #VALUE! | #VALUE! | #VALUE! | #VALUE! | #VALUE! |  |  | #VALUE! | #VALUE! | #VALUE! | #VALUE! | #VALUE! |  |  | #VALUE! | #VALUE! | #VALUE! | #VALUE! | #VALUE! | #VALUE! | #VALUE! | #VALUE! | 0 | #REF! | #VALUE! | #VALUE! | #VALUE! | #VALUE! | #VALUE! | #VALUE! | #VALUE! | 0
|  |  |  | 0 | 51 | 0 |  |  | 1 | 1.0842e-19 | 0 | 1.0669e-18 | 1.0669e-18 | 1.0669e-18 | 0 | 0 |  |  |  |  | #VALUE! | #VALUE! | #VALUE! |  |  | #VALUE! | #VALUE! | #VALUE! | #VALUE! | #VALUE! | #VALUE! | #VALUE! | #VALUE! |  |  |  |  | #VALUE! | #VALUE! | #VALUE! |  |  | #VALUE! | #VALUE! | #VALUE! | #VALUE! | #VALUE! | #VALUE! | #VALUE! | #VALUE! |  |  |  |  | #VALUE! | #VALUE! | #VALUE! |  |  | #VALUE! | #VALUE! | #VALUE! | #VALUE! | #VALUE! | #VALUE! | #VALUE! | #VALUE! |  |  |  |  | #VALUE! | #VALUE! | #VALUE! |  |  | #VALUE! | #VALUE! | #VALUE! | #VALUE! | #VALUE! | #VALUE! | #VALUE! | #VALUE! |  |  |  |  | #VALUE! | #VALUE! | #VALUE! |  |  | #VALUE! | #VALUE! | #VALUE! | #VALUE! | #VALUE! | #VALUE! | #VALUE! | #VALUE! |  |  | #VALUE! | #VALUE! | #VALUE! | #VALUE! | #VALUE! |  |  | #VALUE! | #VALUE! | #VALUE! | #VALUE! | #VALUE! | #VALUE! | #VALUE! | #VALUE! |  |  | #VALUE! | #VALUE! | #VALUE! | #VALUE! | #VALUE! |  |  | #VALUE! | #VALUE! | #VALUE! | #VALUE! | #VALUE! | #VALUE! | #VALUE! | #VALUE! | 0 | #REF! | #VALUE! | #VALUE! | #VALUE! | #VALUE! | #VALUE! | #VALUE! | #VALUE! | 0
|  |  |  | 0 | 51 | 0 |  |  | 1 | 1.0842e-19 | 0 | 1.0669e-18 | 1.0669e-18 | 1.0669e-18 | 0 | 0 |  |  |  |  | #VALUE! | #VALUE! | #VALUE! |  |  | #VALUE! | #VALUE! | #VALUE! | #VALUE! | #VALUE! | #VALUE! | #VALUE! | #VALUE! |  |  |  |  | #VALUE! | #VALUE! | #VALUE! |  |  | #VALUE! | #VALUE! | #VALUE! | #VALUE! | #VALUE! | #VALUE! | #VALUE! | #VALUE! |  |  |  |  | #VALUE! | #VALUE! | #VALUE! |  |  | #VALUE! | #VALUE! | #VALUE! | #VALUE! | #VALUE! | #VALUE! | #VALUE! | #VALUE! |  |  |  |  | #VALUE! | #VALUE! | #VALUE! |  |  | #VALUE! | #VALUE! | #VALUE! | #VALUE! | #VALUE! | #VALUE! | #VALUE! | #VALUE! |  |  |  |  | #VALUE! | #VALUE! | #VALUE! |  |  | #VALUE! | #VALUE! | #VALUE! | #VALUE! | #VALUE! | #VALUE! | #VALUE! | #VALUE! |  |  | #VALUE! | #VALUE! | #VALUE! | #VALUE! | #VALUE! |  |  | #VALUE! | #VALUE! | #VALUE! | #VALUE! | #VALUE! | #VALUE! | #VALUE! | #VALUE! |  |  | #VALUE! | #VALUE! | #VALUE! | #VALUE! | #VALUE! |  |  | #VALUE! | #VALUE! | #VALUE! | #VALUE! | #VALUE! | #VALUE! | #VALUE! | #VALUE! | 0 | #REF! | #VALUE! | #VALUE! | #VALUE! | #VALUE! | #VALUE! | #VALUE! | #VALUE! | 0
|  |  |  | 0 | 51 | 0 |  |  | 1 | 1.0842e-19 | 0 | 1.0669e-18 | 1.0669e-18 | 1.0669e-18 | 0 | 0 |  |  |  |  | #VALUE! | #VALUE! | #VALUE! |  |  | #VALUE! | #VALUE! | #VALUE! | #VALUE! | #VALUE! | #VALUE! | #VALUE! | #VALUE! |  |  |  |  | #VALUE! | #VALUE! | #VALUE! |  |  | #VALUE! | #VALUE! | #VALUE! | #VALUE! | #VALUE! | #VALUE! | #VALUE! | #VALUE! |  |  |  |  | #VALUE! | #VALUE! | #VALUE! |  |  | #VALUE! | #VALUE! | #VALUE! | #VALUE! | #VALUE! | #VALUE! | #VALUE! | #VALUE! |  |  |  |  | #VALUE! | #VALUE! | #VALUE! |  |  | #VALUE! | #VALUE! | #VALUE! | #VALUE! | #VALUE! | #VALUE! | #VALUE! | #VALUE! |  |  |  |  | #VALUE! | #VALUE! | #VALUE! |  |  | #VALUE! | #VALUE! | #VALUE! | #VALUE! | #VALUE! | #VALUE! | #VALUE! | #VALUE! |  |  | #VALUE! | #VALUE! | #VALUE! | #VALUE! | #VALUE! |  |  | #VALUE! | #VALUE! | #VALUE! | #VALUE! | #VALUE! | #VALUE! | #VALUE! | #VALUE! |  |  | #VALUE! | #VALUE! | #VALUE! | #VALUE! | #VALUE! |  |  | #VALUE! | #VALUE! | #VALUE! | #VALUE! | #VALUE! | #VALUE! | #VALUE! | #VALUE! | 0 | #REF! | #VALUE! | #VALUE! | #VALUE! | #VALUE! | #VALUE! | #VALUE! | #VALUE! | 0
|  |  |  | 0 | 51 | 0 |  |  | 1 | 1.0842e-19 | 0 | 1.0669e-18 | 1.0669e-18 | 1.0669e-18 | 0 | 0 |  |  |  |  | #VALUE! | #VALUE! | #VALUE! |  |  | #VALUE! | #VALUE! | #VALUE! | #VALUE! | #VALUE! | #VALUE! | #VALUE! | #VALUE! |  |  |  |  | #VALUE! | #VALUE! | #VALUE! |  |  | #VALUE! | #VALUE! | #VALUE! | #VALUE! | #VALUE! | #VALUE! | #VALUE! | #VALUE! |  |  |  |  | #VALUE! | #VALUE! | #VALUE! |  |  | #VALUE! | #VALUE! | #VALUE! | #VALUE! | #VALUE! | #VALUE! | #VALUE! | #VALUE! |  |  |  |  | #VALUE! | #VALUE! | #VALUE! |  |  | #VALUE! | #VALUE! | #VALUE! | #VALUE! | #VALUE! | #VALUE! | #VALUE! | #VALUE! |  |  |  |  | #VALUE! | #VALUE! | #VALUE! |  |  | #VALUE! | #VALUE! | #VALUE! | #VALUE! | #VALUE! | #VALUE! | #VALUE! | #VALUE! |  |  | #VALUE! | #VALUE! | #VALUE! | #VALUE! | #VALUE! |  |  | #VALUE! | #VALUE! | #VALUE! | #VALUE! | #VALUE! | #VALUE! | #VALUE! | #VALUE! |  |  | #VALUE! | #VALUE! | #VALUE! | #VALUE! | #VALUE! |  |  | #VALUE! | #VALUE! | #VALUE! | #VALUE! | #VALUE! | #VALUE! | #VALUE! | #VALUE! | 0 | #REF! | #VALUE! | #VALUE! | #VALUE! | #VALUE! | #VALUE! | #VALUE! | #VALUE! | 0
|  |  |  | 0 | 51 | 0 |  |  | 1 | 1.0842e-19 | 0 | 1.0669e-18 | 1.0669e-18 | 1.0669e-18 | 0 | 0 |  |  |  |  | #VALUE! | #VALUE! | #VALUE! |  |  | #VALUE! | #VALUE! | #VALUE! | #VALUE! | #VALUE! | #VALUE! | #VALUE! | #VALUE! |  |  |  |  | #VALUE! | #VALUE! | #VALUE! |  |  | #VALUE! | #VALUE! | #VALUE! | #VALUE! | #VALUE! | #VALUE! | #VALUE! | #VALUE! |  |  |  |  | #VALUE! | #VALUE! | #VALUE! |  |  | #VALUE! | #VALUE! | #VALUE! | #VALUE! | #VALUE! | #VALUE! | #VALUE! | #VALUE! |  |  |  |  | #VALUE! | #VALUE! | #VALUE! |  |  | #VALUE! | #VALUE! | #VALUE! | #VALUE! | #VALUE! | #VALUE! | #VALUE! | #VALUE! |  |  |  |  | #VALUE! | #VALUE! | #VALUE! |  |  | #VALUE! | #VALUE! | #VALUE! | #VALUE! | #VALUE! | #VALUE! | #VALUE! | #VALUE! |  |  | #VALUE! | #VALUE! | #VALUE! | #VALUE! | #VALUE! |  |  | #VALUE! | #VALUE! | #VALUE! | #VALUE! | #VALUE! | #VALUE! | #VALUE! | #VALUE! |  |  | #VALUE! | #VALUE! | #VALUE! | #VALUE! | #VALUE! |  |  | #VALUE! | #VALUE! | #VALUE! | #VALUE! | #VALUE! | #VALUE! | #VALUE! | #VALUE! | 0 | #REF! | #VALUE! | #VALUE! | #VALUE! | #VALUE! | #VALUE! | #VALUE! | #VALUE! | 0
|  |  |  | 0 | 51 | 0 |  |  | 1 | 1.0842e-19 | 0 | 1.0669e-18 | 1.0669e-18 | 1.0669e-18 | 0 | 0 |  |  |  |  | #VALUE! | #VALUE! | #VALUE! |  |  | #VALUE! | #VALUE! | #VALUE! | #VALUE! | #VALUE! | #VALUE! | #VALUE! | #VALUE! |  |  |  |  | #VALUE! | #VALUE! | #VALUE! |  |  | #VALUE! | #VALUE! | #VALUE! | #VALUE! | #VALUE! | #VALUE! | #VALUE! | #VALUE! |  |  |  |  | #VALUE! | #VALUE! | #VALUE! |  |  | #VALUE! | #VALUE! | #VALUE! | #VALUE! | #VALUE! | #VALUE! | #VALUE! | #VALUE! |  |  |  |  | #VALUE! | #VALUE! | #VALUE! |  |  | #VALUE! | #VALUE! | #VALUE! | #VALUE! | #VALUE! | #VALUE! | #VALUE! | #VALUE! |  |  |  |  | #VALUE! | #VALUE! | #VALUE! |  |  | #VALUE! | #VALUE! | #VALUE! | #VALUE! | #VALUE! | #VALUE! | #VALUE! | #VALUE! |  |  | #VALUE! | #VALUE! | #VALUE! | #VALUE! | #VALUE! |  |  | #VALUE! | #VALUE! | #VALUE! | #VALUE! | #VALUE! | #VALUE! | #VALUE! | #VALUE! |  |  | #VALUE! | #VALUE! | #VALUE! | #VALUE! | #VALUE! |  |  | #VALUE! | #VALUE! | #VALUE! | #VALUE! | #VALUE! | #VALUE! | #VALUE! | #VALUE! | 0 | #REF! | #VALUE! | #VALUE! | #VALUE! | #VALUE! | #VALUE! | #VALUE! | #VALUE! | 0
|  |  |  | 0 | 51 | 0 |  |  | 1 | 1.0842e-19 | 0 | 1.0669e-18 | 1.0669e-18 | 1.0669e-18 | 0 | 0 |  |  |  |  | #VALUE! | #VALUE! | #VALUE! |  |  | #VALUE! | #VALUE! | #VALUE! | #VALUE! | #VALUE! | #VALUE! | #VALUE! | #VALUE! |  |  |  |  | #VALUE! | #VALUE! | #VALUE! |  |  | #VALUE! | #VALUE! | #VALUE! | #VALUE! | #VALUE! | #VALUE! | #VALUE! | #VALUE! |  |  |  |  | #VALUE! | #VALUE! | #VALUE! |  |  | #VALUE! | #VALUE! | #VALUE! | #VALUE! | #VALUE! | #VALUE! | #VALUE! | #VALUE! |  |  |  |  | #VALUE! | #VALUE! | #VALUE! |  |  | #VALUE! | #VALUE! | #VALUE! | #VALUE! | #VALUE! | #VALUE! | #VALUE! | #VALUE! |  |  |  |  | #VALUE! | #VALUE! | #VALUE! |  |  | #VALUE! | #VALUE! | #VALUE! | #VALUE! | #VALUE! | #VALUE! | #VALUE! | #VALUE! |  |  | #VALUE! | #VALUE! | #VALUE! | #VALUE! | #VALUE! |  |  | #VALUE! | #VALUE! | #VALUE! | #VALUE! | #VALUE! | #VALUE! | #VALUE! | #VALUE! |  |  | #VALUE! | #VALUE! | #VALUE! | #VALUE! | #VALUE! |  |  | #VALUE! | #VALUE! | #VALUE! | #VALUE! | #VALUE! | #VALUE! | #VALUE! | #VALUE! | 0 | #REF! | #VALUE! | #VALUE! | #VALUE! | #VALUE! | #VALUE! | #VALUE! | #VALUE! | 0
|  |  |  | 0 | 51 | 0 |  |  | 1 | 1.0842e-19 | 0 | 1.0669e-18 | 1.0669e-18 | 1.0669e-18 | 0 | 0 |  |  |  |  | #VALUE! | #VALUE! | #VALUE! |  |  | #VALUE! | #VALUE! | #VALUE! | #VALUE! | #VALUE! | #VALUE! | #VALUE! | #VALUE! |  |  |  |  | #VALUE! | #VALUE! | #VALUE! |  |  | #VALUE! | #VALUE! | #VALUE! | #VALUE! | #VALUE! | #VALUE! | #VALUE! | #VALUE! |  |  |  |  | #VALUE! | #VALUE! | #VALUE! |  |  | #VALUE! | #VALUE! | #VALUE! | #VALUE! | #VALUE! | #VALUE! | #VALUE! | #VALUE! |  |  |  |  | #VALUE! | #VALUE! | #VALUE! |  |  | #VALUE! | #VALUE! | #VALUE! | #VALUE! | #VALUE! | #VALUE! | #VALUE! | #VALUE! |  |  |  |  | #VALUE! | #VALUE! | #VALUE! |  |  | #VALUE! | #VALUE! | #VALUE! | #VALUE! | #VALUE! | #VALUE! | #VALUE! | #VALUE! |  |  | #VALUE! | #VALUE! | #VALUE! | #VALUE! | #VALUE! |  |  | #VALUE! | #VALUE! | #VALUE! | #VALUE! | #VALUE! | #VALUE! | #VALUE! | #VALUE! |  |  | #VALUE! | #VALUE! | #VALUE! | #VALUE! | #VALUE! |  |  | #VALUE! | #VALUE! | #VALUE! | #VALUE! | #VALUE! | #VALUE! | #VALUE! | #VALUE! | 0 | #REF! | #VALUE! | #VALUE! | #VALUE! | #VALUE! | #VALUE! | #VALUE! | #VALUE! | 0
|  |  |  | 0 | 51 | 0 |  |  | 1 | 1.0842e-19 | 0 | 1.0669e-18 | 1.0669e-18 | 1.0669e-18 | 0 | 0 |  |  |  |  | #VALUE! | #VALUE! | #VALUE! |  |  | #VALUE! | #VALUE! | #VALUE! | #VALUE! | #VALUE! | #VALUE! | #VALUE! | #VALUE! |  |  |  |  | #VALUE! | #VALUE! | #VALUE! |  |  | #VALUE! | #VALUE! | #VALUE! | #VALUE! | #VALUE! | #VALUE! | #VALUE! | #VALUE! |  |  |  |  | #VALUE! | #VALUE! | #VALUE! |  |  | #VALUE! | #VALUE! | #VALUE! | #VALUE! | #VALUE! | #VALUE! | #VALUE! | #VALUE! |  |  |  |  | #VALUE! | #VALUE! | #VALUE! |  |  | #VALUE! | #VALUE! | #VALUE! | #VALUE! | #VALUE! | #VALUE! | #VALUE! | #VALUE! |  |  |  |  | #VALUE! | #VALUE! | #VALUE! |  |  | #VALUE! | #VALUE! | #VALUE! | #VALUE! | #VALUE! | #VALUE! | #VALUE! | #VALUE! |  |  | #VALUE! | #VALUE! | #VALUE! | #VALUE! | #VALUE! |  |  | #VALUE! | #VALUE! | #VALUE! | #VALUE! | #VALUE! | #VALUE! | #VALUE! | #VALUE! |  |  | #VALUE! | #VALUE! | #VALUE! | #VALUE! | #VALUE! |  |  | #VALUE! | #VALUE! | #VALUE! | #VALUE! | #VALUE! | #VALUE! | #VALUE! | #VALUE! | 0 | #REF! | #VALUE! | #VALUE! | #VALUE! | #VALUE! | #VALUE! | #VALUE! | #VALUE! | 0
|  |  |  | 0 | 51 | 0 |  |  | 1 | 1.0842e-19 | 0 | 1.0669e-18 | 1.0669e-18 | 1.0669e-18 | 0 | 0 |  |  |  |  | #VALUE! | #VALUE! | #VALUE! |  |  | #VALUE! | #VALUE! | #VALUE! | #VALUE! | #VALUE! | #VALUE! | #VALUE! | #VALUE! |  |  |  |  | #VALUE! | #VALUE! | #VALUE! |  |  | #VALUE! | #VALUE! | #VALUE! | #VALUE! | #VALUE! | #VALUE! | #VALUE! | #VALUE! |  |  |  |  | #VALUE! | #VALUE! | #VALUE! |  |  | #VALUE! | #VALUE! | #VALUE! | #VALUE! | #VALUE! | #VALUE! | #VALUE! | #VALUE! |  |  |  |  | #VALUE! | #VALUE! | #VALUE! |  |  | #VALUE! | #VALUE! | #VALUE! | #VALUE! | #VALUE! | #VALUE! | #VALUE! | #VALUE! |  |  |  |  | #VALUE! | #VALUE! | #VALUE! |  |  | #VALUE! | #VALUE! | #VALUE! | #VALUE! | #VALUE! | #VALUE! | #VALUE! | #VALUE! |  |  | #VALUE! | #VALUE! | #VALUE! | #VALUE! | #VALUE! |  |  | #VALUE! | #VALUE! | #VALUE! | #VALUE! | #VALUE! | #VALUE! | #VALUE! | #VALUE! |  |  | #VALUE! | #VALUE! | #VALUE! | #VALUE! | #VALUE! |  |  | #VALUE! | #VALUE! | #VALUE! | #VALUE! | #VALUE! | #VALUE! | #VALUE! | #VALUE! | 0 | #REF! | #VALUE! | #VALUE! | #VALUE! | #VALUE! | #VALUE! | #VALUE! | #VALUE! | 0
|  |  |  | 0 | 51 | 0 |  |  | 1 | 1.0842e-19 | 0 | 1.0669e-18 | 1.0669e-18 | 1.0669e-18 | 0 | 0 |  |  |  |  | #VALUE! | #VALUE! | #VALUE! |  |  | #VALUE! | #VALUE! | #VALUE! | #VALUE! | #VALUE! | #VALUE! | #VALUE! | #VALUE! |  |  |  |  | #VALUE! | #VALUE! | #VALUE! |  |  | #VALUE! | #VALUE! | #VALUE! | #VALUE! | #VALUE! | #VALUE! | #VALUE! | #VALUE! |  |  |  |  | #VALUE! | #VALUE! | #VALUE! |  |  | #VALUE! | #VALUE! | #VALUE! | #VALUE! | #VALUE! | #VALUE! | #VALUE! | #VALUE! |  |  |  |  | #VALUE! | #VALUE! | #VALUE! |  |  | #VALUE! | #VALUE! | #VALUE! | #VALUE! | #VALUE! | #VALUE! | #VALUE! | #VALUE! |  |  |  |  | #VALUE! | #VALUE! | #VALUE! |  |  | #VALUE! | #VALUE! | #VALUE! | #VALUE! | #VALUE! | #VALUE! | #VALUE! | #VALUE! |  |  | #VALUE! | #VALUE! | #VALUE! | #VALUE! | #VALUE! |  |  | #VALUE! | #VALUE! | #VALUE! | #VALUE! | #VALUE! | #VALUE! | #VALUE! | #VALUE! |  |  | #VALUE! | #VALUE! | #VALUE! | #VALUE! | #VALUE! |  |  | #VALUE! | #VALUE! | #VALUE! | #VALUE! | #VALUE! | #VALUE! | #VALUE! | #VALUE! | 0 | #REF! | #VALUE! | #VALUE! | #VALUE! | #VALUE! | #VALUE! | #VALUE! | #VALUE! | 0
|  |  |  | 0 | 51 | 0 |  |  | 1 | 1.0842e-19 | 0 | 1.0669e-18 | 1.0669e-18 | 1.0669e-18 | 0 | 0 |  |  |  |  | #VALUE! | #VALUE! | #VALUE! |  |  | #VALUE! | #VALUE! | #VALUE! | #VALUE! | #VALUE! | #VALUE! | #VALUE! | #VALUE! |  |  |  |  | #VALUE! | #VALUE! | #VALUE! |  |  | #VALUE! | #VALUE! | #VALUE! | #VALUE! | #VALUE! | #VALUE! | #VALUE! | #VALUE! |  |  |  |  | #VALUE! | #VALUE! | #VALUE! |  |  | #VALUE! | #VALUE! | #VALUE! | #VALUE! | #VALUE! | #VALUE! | #VALUE! | #VALUE! |  |  |  |  | #VALUE! | #VALUE! | #VALUE! |  |  | #VALUE! | #VALUE! | #VALUE! | #VALUE! | #VALUE! | #VALUE! | #VALUE! | #VALUE! |  |  |  |  | #VALUE! | #VALUE! | #VALUE! |  |  | #VALUE! | #VALUE! | #VALUE! | #VALUE! | #VALUE! | #VALUE! | #VALUE! | #VALUE! |  |  | #VALUE! | #VALUE! | #VALUE! | #VALUE! | #VALUE! |  |  | #VALUE! | #VALUE! | #VALUE! | #VALUE! | #VALUE! | #VALUE! | #VALUE! | #VALUE! |  |  | #VALUE! | #VALUE! | #VALUE! | #VALUE! | #VALUE! |  |  | #VALUE! | #VALUE! | #VALUE! | #VALUE! | #VALUE! | #VALUE! | #VALUE! | #VALUE! | 0 | #REF! | #VALUE! | #VALUE! | #VALUE! | #VALUE! | #VALUE! | #VALUE! | #VALUE! | 0
|  |  |  | 0 | 51 | 0 |  |  | 1 | 1.0842e-19 | 0 | 1.0669e-18 | 1.0669e-18 | 1.0669e-18 | 0 | 0 |  |  |  |  | #VALUE! | #VALUE! | #VALUE! |  |  | #VALUE! | #VALUE! | #VALUE! | #VALUE! | #VALUE! | #VALUE! | #VALUE! | #VALUE! |  |  |  |  | #VALUE! | #VALUE! | #VALUE! |  |  | #VALUE! | #VALUE! | #VALUE! | #VALUE! | #VALUE! | #VALUE! | #VALUE! | #VALUE! |  |  |  |  | #VALUE! | #VALUE! | #VALUE! |  |  | #VALUE! | #VALUE! | #VALUE! | #VALUE! | #VALUE! | #VALUE! | #VALUE! | #VALUE! |  |  |  |  | #VALUE! | #VALUE! | #VALUE! |  |  | #VALUE! | #VALUE! | #VALUE! | #VALUE! | #VALUE! | #VALUE! | #VALUE! | #VALUE! |  |  |  |  | #VALUE! | #VALUE! | #VALUE! |  |  | #VALUE! | #VALUE! | #VALUE! | #VALUE! | #VALUE! | #VALUE! | #VALUE! | #VALUE! |  |  | #VALUE! | #VALUE! | #VALUE! | #VALUE! | #VALUE! |  |  | #VALUE! | #VALUE! | #VALUE! | #VALUE! | #VALUE! | #VALUE! | #VALUE! | #VALUE! |  |  | #VALUE! | #VALUE! | #VALUE! | #VALUE! | #VALUE! |  |  | #VALUE! | #VALUE! | #VALUE! | #VALUE! | #VALUE! | #VALUE! | #VALUE! | #VALUE! | 0 | #REF! | #VALUE! | #VALUE! | #VALUE! | #VALUE! | #VALUE! | #VALUE! | #VALUE! | 0
|  |  |  | 0 | 51 | 0 |  |  | 1 | 1.0842e-19 | 0 | 1.0669e-18 | 1.0669e-18 | 1.0669e-18 | 0 | 0 |  |  |  |  | #VALUE! | #VALUE! | #VALUE! |  |  | #VALUE! | #VALUE! | #VALUE! | #VALUE! | #VALUE! | #VALUE! | #VALUE! | #VALUE! |  |  |  |  | #VALUE! | #VALUE! | #VALUE! |  |  | #VALUE! | #VALUE! | #VALUE! | #VALUE! | #VALUE! | #VALUE! | #VALUE! | #VALUE! |  |  |  |  | #VALUE! | #VALUE! | #VALUE! |  |  | #VALUE! | #VALUE! | #VALUE! | #VALUE! | #VALUE! | #VALUE! | #VALUE! | #VALUE! |  |  |  |  | #VALUE! | #VALUE! | #VALUE! |  |  | #VALUE! | #VALUE! | #VALUE! | #VALUE! | #VALUE! | #VALUE! | #VALUE! | #VALUE! |  |  |  |  | #VALUE! | #VALUE! | #VALUE! |  |  | #VALUE! | #VALUE! | #VALUE! | #VALUE! | #VALUE! | #VALUE! | #VALUE! | #VALUE! |  |  | #VALUE! | #VALUE! | #VALUE! | #VALUE! | #VALUE! |  |  | #VALUE! | #VALUE! | #VALUE! | #VALUE! | #VALUE! | #VALUE! | #VALUE! | #VALUE! |  |  | #VALUE! | #VALUE! | #VALUE! | #VALUE! | #VALUE! |  |  | #VALUE! | #VALUE! | #VALUE! | #VALUE! | #VALUE! | #VALUE! | #VALUE! | #VALUE! | 0 | #REF! | #VALUE! | #VALUE! | #VALUE! | #VALUE! | #VALUE! | #VALUE! | #VALUE! | 0
|  |  |  | 0 | 51 | 0 |  |  | 1 | 1.0842e-19 | 0 | 1.0669e-18 | 1.0669e-18 | 1.0669e-18 | 0 | 0 |  |  |  |  | #VALUE! | #VALUE! | #VALUE! |  |  | #VALUE! | #VALUE! | #VALUE! | #VALUE! | #VALUE! | #VALUE! | #VALUE! | #VALUE! |  |  |  |  | #VALUE! | #VALUE! | #VALUE! |  |  | #VALUE! | #VALUE! | #VALUE! | #VALUE! | #VALUE! | #VALUE! | #VALUE! | #VALUE! |  |  |  |  | #VALUE! | #VALUE! | #VALUE! |  |  | #VALUE! | #VALUE! | #VALUE! | #VALUE! | #VALUE! | #VALUE! | #VALUE! | #VALUE! |  |  |  |  | #VALUE! | #VALUE! | #VALUE! |  |  | #VALUE! | #VALUE! | #VALUE! | #VALUE! | #VALUE! | #VALUE! | #VALUE! | #VALUE! |  |  |  |  | #VALUE! | #VALUE! | #VALUE! |  |  | #VALUE! | #VALUE! | #VALUE! | #VALUE! | #VALUE! | #VALUE! | #VALUE! | #VALUE! |  |  | #VALUE! | #VALUE! | #VALUE! | #VALUE! | #VALUE! |  |  | #VALUE! | #VALUE! | #VALUE! | #VALUE! | #VALUE! | #VALUE! | #VALUE! | #VALUE! |  |  | #VALUE! | #VALUE! | #VALUE! | #VALUE! | #VALUE! |  |  | #VALUE! | #VALUE! | #VALUE! | #VALUE! | #VALUE! | #VALUE! | #VALUE! | #VALUE! | 0 | #REF! | #VALUE! | #VALUE! | #VALUE! | #VALUE! | #VALUE! | #VALUE! | #VALUE! | 0
|  |  |  | 0 | 51 | 0 |  |  | 1 | 1.0842e-19 | 0 | 1.0669e-18 | 1.0669e-18 | 1.0669e-18 | 0 | 0 |  |  |  |  | #VALUE! | #VALUE! | #VALUE! |  |  | #VALUE! | #VALUE! | #VALUE! | #VALUE! | #VALUE! | #VALUE! | #VALUE! | #VALUE! |  |  |  |  | #VALUE! | #VALUE! | #VALUE! |  |  | #VALUE! | #VALUE! | #VALUE! | #VALUE! | #VALUE! | #VALUE! | #VALUE! | #VALUE! |  |  |  |  | #VALUE! | #VALUE! | #VALUE! |  |  | #VALUE! | #VALUE! | #VALUE! | #VALUE! | #VALUE! | #VALUE! | #VALUE! | #VALUE! |  |  |  |  | #VALUE! | #VALUE! | #VALUE! |  |  | #VALUE! | #VALUE! | #VALUE! | #VALUE! | #VALUE! | #VALUE! | #VALUE! | #VALUE! |  |  |  |  | #VALUE! | #VALUE! | #VALUE! |  |  | #VALUE! | #VALUE! | #VALUE! | #VALUE! | #VALUE! | #VALUE! | #VALUE! | #VALUE! |  |  | #VALUE! | #VALUE! | #VALUE! | #VALUE! | #VALUE! |  |  | #VALUE! | #VALUE! | #VALUE! | #VALUE! | #VALUE! | #VALUE! | #VALUE! | #VALUE! |  |  | #VALUE! | #VALUE! | #VALUE! | #VALUE! | #VALUE! |  |  | #VALUE! | #VALUE! | #VALUE! | #VALUE! | #VALUE! | #VALUE! | #VALUE! | #VALUE! | 0 | #REF! | #VALUE! | #VALUE! | #VALUE! | #VALUE! | #VALUE! | #VALUE! | #VALUE! | 0
|  |  |  | 0 | 51 | 0 |  |  | 1 | 1.0842e-19 | 0 | 1.0669e-18 | 1.0669e-18 | 1.0669e-18 | 0 | 0 |  |  |  |  | #VALUE! | #VALUE! | #VALUE! |  |  | #VALUE! | #VALUE! | #VALUE! | #VALUE! | #VALUE! | #VALUE! | #VALUE! | #VALUE! |  |  |  |  | #VALUE! | #VALUE! | #VALUE! |  |  | #VALUE! | #VALUE! | #VALUE! | #VALUE! | #VALUE! | #VALUE! | #VALUE! | #VALUE! |  |  |  |  | #VALUE! | #VALUE! | #VALUE! |  |  | #VALUE! | #VALUE! | #VALUE! | #VALUE! | #VALUE! | #VALUE! | #VALUE! | #VALUE! |  |  |  |  | #VALUE! | #VALUE! | #VALUE! |  |  | #VALUE! | #VALUE! | #VALUE! | #VALUE! | #VALUE! | #VALUE! | #VALUE! | #VALUE! |  |  |  |  | #VALUE! | #VALUE! | #VALUE! |  |  | #VALUE! | #VALUE! | #VALUE! | #VALUE! | #VALUE! | #VALUE! | #VALUE! | #VALUE! |  |  | #VALUE! | #VALUE! | #VALUE! | #VALUE! | #VALUE! |  |  | #VALUE! | #VALUE! | #VALUE! | #VALUE! | #VALUE! | #VALUE! | #VALUE! | #VALUE! |  |  | #VALUE! | #VALUE! | #VALUE! | #VALUE! | #VALUE! |  |  | #VALUE! | #VALUE! | #VALUE! | #VALUE! | #VALUE! | #VALUE! | #VALUE! | #VALUE! | 0 | #REF! | #VALUE! | #VALUE! | #VALUE! | #VALUE! | #VALUE! | #VALUE! | #VALUE! | 0
|  |  |  | 0 | 51 | 0 |  |  | 1 | 1.0842e-19 | 0 | 1.0669e-18 | 1.0669e-18 | 1.0669e-18 | 0 | 0 |  |  |  |  | #VALUE! | #VALUE! | #VALUE! |  |  | #VALUE! | #VALUE! | #VALUE! | #VALUE! | #VALUE! | #VALUE! | #VALUE! | #VALUE! |  |  |  |  | #VALUE! | #VALUE! | #VALUE! |  |  | #VALUE! | #VALUE! | #VALUE! | #VALUE! | #VALUE! | #VALUE! | #VALUE! | #VALUE! |  |  |  |  | #VALUE! | #VALUE! | #VALUE! |  |  | #VALUE! | #VALUE! | #VALUE! | #VALUE! | #VALUE! | #VALUE! | #VALUE! | #VALUE! |  |  |  |  | #VALUE! | #VALUE! | #VALUE! |  |  | #VALUE! | #VALUE! | #VALUE! | #VALUE! | #VALUE! | #VALUE! | #VALUE! | #VALUE! |  |  |  |  | #VALUE! | #VALUE! | #VALUE! |  |  | #VALUE! | #VALUE! | #VALUE! | #VALUE! | #VALUE! | #VALUE! | #VALUE! | #VALUE! |  |  | #VALUE! | #VALUE! | #VALUE! | #VALUE! | #VALUE! |  |  | #VALUE! | #VALUE! | #VALUE! | #VALUE! | #VALUE! | #VALUE! | #VALUE! | #VALUE! |  |  | #VALUE! | #VALUE! | #VALUE! | #VALUE! | #VALUE! |  |  | #VALUE! | #VALUE! | #VALUE! | #VALUE! | #VALUE! | #VALUE! | #VALUE! | #VALUE! | 0 | #REF! | #VALUE! | #VALUE! | #VALUE! | #VALUE! | #VALUE! | #VALUE! | #VALUE! | 0
|  |  |  | 0 | 51 | 0 |  |  | 1 | 1.0842e-19 | 0 | 1.0669e-18 | 1.0669e-18 | 1.0669e-18 | 0 | 0 |  |  |  |  | #VALUE! | #VALUE! | #VALUE! |  |  | #VALUE! | #VALUE! | #VALUE! | #VALUE! | #VALUE! | #VALUE! | #VALUE! | #VALUE! |  |  |  |  | #VALUE! | #VALUE! | #VALUE! |  |  | #VALUE! | #VALUE! | #VALUE! | #VALUE! | #VALUE! | #VALUE! | #VALUE! | #VALUE! |  |  |  |  | #VALUE! | #VALUE! | #VALUE! |  |  | #VALUE! | #VALUE! | #VALUE! | #VALUE! | #VALUE! | #VALUE! | #VALUE! | #VALUE! |  |  |  |  | #VALUE! | #VALUE! | #VALUE! |  |  | #VALUE! | #VALUE! | #VALUE! | #VALUE! | #VALUE! | #VALUE! | #VALUE! | #VALUE! |  |  |  |  | #VALUE! | #VALUE! | #VALUE! |  |  | #VALUE! | #VALUE! | #VALUE! | #VALUE! | #VALUE! | #VALUE! | #VALUE! | #VALUE! |  |  | #VALUE! | #VALUE! | #VALUE! | #VALUE! | #VALUE! |  |  | #VALUE! | #VALUE! | #VALUE! | #VALUE! | #VALUE! | #VALUE! | #VALUE! | #VALUE! |  |  | #VALUE! | #VALUE! | #VALUE! | #VALUE! | #VALUE! |  |  | #VALUE! | #VALUE! | #VALUE! | #VALUE! | #VALUE! | #VALUE! | #VALUE! | #VALUE! | 0 | #REF! | #VALUE! | #VALUE! | #VALUE! | #VALUE! | #VALUE! | #VALUE! | #VALUE! | 0
|  |  |  | 0 | 51 | 0 |  |  | 1 | 1.0842e-19 | 0 | 1.0669e-18 | 1.0669e-18 | 1.0669e-18 | 0 | 0 |  |  |  |  | #VALUE! | #VALUE! | #VALUE! |  |  | #VALUE! | #VALUE! | #VALUE! | #VALUE! | #VALUE! | #VALUE! | #VALUE! | #VALUE! |  |  |  |  | #VALUE! | #VALUE! | #VALUE! |  |  | #VALUE! | #VALUE! | #VALUE! | #VALUE! | #VALUE! | #VALUE! | #VALUE! | #VALUE! |  |  |  |  | #VALUE! | #VALUE! | #VALUE! |  |  | #VALUE! | #VALUE! | #VALUE! | #VALUE! | #VALUE! | #VALUE! | #VALUE! | #VALUE! |  |  |  |  | #VALUE! | #VALUE! | #VALUE! |  |  | #VALUE! | #VALUE! | #VALUE! | #VALUE! | #VALUE! | #VALUE! | #VALUE! | #VALUE! |  |  |  |  | #VALUE! | #VALUE! | #VALUE! |  |  | #VALUE! | #VALUE! | #VALUE! | #VALUE! | #VALUE! | #VALUE! | #VALUE! | #VALUE! |  |  | #VALUE! | #VALUE! | #VALUE! | #VALUE! | #VALUE! |  |  | #VALUE! | #VALUE! | #VALUE! | #VALUE! | #VALUE! | #VALUE! | #VALUE! | #VALUE! |  |  | #VALUE! | #VALUE! | #VALUE! | #VALUE! | #VALUE! |  |  | #VALUE! | #VALUE! | #VALUE! | #VALUE! | #VALUE! | #VALUE! | #VALUE! | #VALUE! | 0 | #REF! | #VALUE! | #VALUE! | #VALUE! | #VALUE! | #VALUE! | #VALUE! | #VALUE! | 0
|  |  |  | 0 | 51 | 0 |  |  | 1 | 1.0842e-19 | 0 | 1.0669e-18 | 1.0669e-18 | 1.0669e-18 | 0 | 0 |  |  |  |  | #VALUE! | #VALUE! | #VALUE! |  |  | #VALUE! | #VALUE! | #VALUE! | #VALUE! | #VALUE! | #VALUE! | #VALUE! | #VALUE! |  |  |  |  | #VALUE! | #VALUE! | #VALUE! |  |  | #VALUE! | #VALUE! | #VALUE! | #VALUE! | #VALUE! | #VALUE! | #VALUE! | #VALUE! |  |  |  |  | #VALUE! | #VALUE! | #VALUE! |  |  | #VALUE! | #VALUE! | #VALUE! | #VALUE! | #VALUE! | #VALUE! | #VALUE! | #VALUE! |  |  |  |  | #VALUE! | #VALUE! | #VALUE! |  |  | #VALUE! | #VALUE! | #VALUE! | #VALUE! | #VALUE! | #VALUE! | #VALUE! | #VALUE! |  |  |  |  | #VALUE! | #VALUE! | #VALUE! |  |  | #VALUE! | #VALUE! | #VALUE! | #VALUE! | #VALUE! | #VALUE! | #VALUE! | #VALUE! |  |  | #VALUE! | #VALUE! | #VALUE! | #VALUE! | #VALUE! |  |  | #VALUE! | #VALUE! | #VALUE! | #VALUE! | #VALUE! | #VALUE! | #VALUE! | #VALUE! |  |  | #VALUE! | #VALUE! | #VALUE! | #VALUE! | #VALUE! |  |  | #VALUE! | #VALUE! | #VALUE! | #VALUE! | #VALUE! | #VALUE! | #VALUE! | #VALUE! | 0 | #REF! | #VALUE! | #VALUE! | #VALUE! | #VALUE! | #VALUE! | #VALUE! | #VALUE! | 0
|  |  |  | 0 | 51 | 0 |  |  | 1 | 1.0842e-19 | 0 | 1.0669e-18 | 1.0669e-18 | 1.0669e-18 | 0 | 0 |  |  |  |  | #VALUE! | #VALUE! | #VALUE! |  |  | #VALUE! | #VALUE! | #VALUE! | #VALUE! | #VALUE! | #VALUE! | #VALUE! | #VALUE! |  |  |  |  | #VALUE! | #VALUE! | #VALUE! |  |  | #VALUE! | #VALUE! | #VALUE! | #VALUE! | #VALUE! | #VALUE! | #VALUE! | #VALUE! |  |  |  |  | #VALUE! | #VALUE! | #VALUE! |  |  | #VALUE! | #VALUE! | #VALUE! | #VALUE! | #VALUE! | #VALUE! | #VALUE! | #VALUE! |  |  |  |  | #VALUE! | #VALUE! | #VALUE! |  |  | #VALUE! | #VALUE! | #VALUE! | #VALUE! | #VALUE! | #VALUE! | #VALUE! | #VALUE! |  |  |  |  | #VALUE! | #VALUE! | #VALUE! |  |  | #VALUE! | #VALUE! | #VALUE! | #VALUE! | #VALUE! | #VALUE! | #VALUE! | #VALUE! |  |  | #VALUE! | #VALUE! | #VALUE! | #VALUE! | #VALUE! |  |  | #VALUE! | #VALUE! | #VALUE! | #VALUE! | #VALUE! | #VALUE! | #VALUE! | #VALUE! |  |  | #VALUE! | #VALUE! | #VALUE! | #VALUE! | #VALUE! |  |  | #VALUE! | #VALUE! | #VALUE! | #VALUE! | #VALUE! | #VALUE! | #VALUE! | #VALUE! | 0 | #REF! | #VALUE! | #VALUE! | #VALUE! | #VALUE! | #VALUE! | #VALUE! | #VALUE! | 0
|  |  |  | 0 | 51 | 0 |  |  | 1 | 1.0842e-19 | 0 | 1.0669e-18 | 1.0669e-18 | 1.0669e-18 | 0 | 0 |  |  |  |  | #VALUE! | #VALUE! | #VALUE! |  |  | #VALUE! | #VALUE! | #VALUE! | #VALUE! | #VALUE! | #VALUE! | #VALUE! | #VALUE! |  |  |  |  | #VALUE! | #VALUE! | #VALUE! |  |  | #VALUE! | #VALUE! | #VALUE! | #VALUE! | #VALUE! | #VALUE! | #VALUE! | #VALUE! |  |  |  |  | #VALUE! | #VALUE! | #VALUE! |  |  | #VALUE! | #VALUE! | #VALUE! | #VALUE! | #VALUE! | #VALUE! | #VALUE! | #VALUE! |  |  |  |  | #VALUE! | #VALUE! | #VALUE! |  |  | #VALUE! | #VALUE! | #VALUE! | #VALUE! | #VALUE! | #VALUE! | #VALUE! | #VALUE! |  |  |  |  | #VALUE! | #VALUE! | #VALUE! |  |  | #VALUE! | #VALUE! | #VALUE! | #VALUE! | #VALUE! | #VALUE! | #VALUE! | #VALUE! |  |  | #VALUE! | #VALUE! | #VALUE! | #VALUE! | #VALUE! |  |  | #VALUE! | #VALUE! | #VALUE! | #VALUE! | #VALUE! | #VALUE! | #VALUE! | #VALUE! |  |  | #VALUE! | #VALUE! | #VALUE! | #VALUE! | #VALUE! |  |  | #VALUE! | #VALUE! | #VALUE! | #VALUE! | #VALUE! | #VALUE! | #VALUE! | #VALUE! | 0 | #REF! | #VALUE! | #VALUE! | #VALUE! | #VALUE! | #VALUE! | #VALUE! | #VALUE! | 0
|  |  |  | 0 | 51 | 0 |  |  | 1 | 1.0842e-19 | 0 | 1.0669e-18 | 1.0669e-18 | 1.0669e-18 | 0 | 0 |  |  |  |  | #VALUE! | #VALUE! | #VALUE! |  |  | #VALUE! | #VALUE! | #VALUE! | #VALUE! | #VALUE! | #VALUE! | #VALUE! | #VALUE! |  |  |  |  | #VALUE! | #VALUE! | #VALUE! |  |  | #VALUE! | #VALUE! | #VALUE! | #VALUE! | #VALUE! | #VALUE! | #VALUE! | #VALUE! |  |  |  |  | #VALUE! | #VALUE! | #VALUE! |  |  | #VALUE! | #VALUE! | #VALUE! | #VALUE! | #VALUE! | #VALUE! | #VALUE! | #VALUE! |  |  |  |  | #VALUE! | #VALUE! | #VALUE! |  |  | #VALUE! | #VALUE! | #VALUE! | #VALUE! | #VALUE! | #VALUE! | #VALUE! | #VALUE! |  |  |  |  | #VALUE! | #VALUE! | #VALUE! |  |  | #VALUE! | #VALUE! | #VALUE! | #VALUE! | #VALUE! | #VALUE! | #VALUE! | #VALUE! |  |  | #VALUE! | #VALUE! | #VALUE! | #VALUE! | #VALUE! |  |  | #VALUE! | #VALUE! | #VALUE! | #VALUE! | #VALUE! | #VALUE! | #VALUE! | #VALUE! |  |  | #VALUE! | #VALUE! | #VALUE! | #VALUE! | #VALUE! |  |  | #VALUE! | #VALUE! | #VALUE! | #VALUE! | #VALUE! | #VALUE! | #VALUE! | #VALUE! | 0 | #REF! | #VALUE! | #VALUE! | #VALUE! | #VALUE! | #VALUE! | #VALUE! | #VALUE! | 0
|  |  |  | 0 | 51 | 0 |  |  | 1 | 1.0842e-19 | 0 | 1.0669e-18 | 1.0669e-18 | 1.0669e-18 | 0 | 0 |  |  |  |  | #VALUE! | #VALUE! | #VALUE! |  |  | #VALUE! | #VALUE! | #VALUE! | #VALUE! | #VALUE! | #VALUE! | #VALUE! | #VALUE! |  |  |  |  | #VALUE! | #VALUE! | #VALUE! |  |  | #VALUE! | #VALUE! | #VALUE! | #VALUE! | #VALUE! | #VALUE! | #VALUE! | #VALUE! |  |  |  |  | #VALUE! | #VALUE! | #VALUE! |  |  | #VALUE! | #VALUE! | #VALUE! | #VALUE! | #VALUE! | #VALUE! | #VALUE! | #VALUE! |  |  |  |  | #VALUE! | #VALUE! | #VALUE! |  |  | #VALUE! | #VALUE! | #VALUE! | #VALUE! | #VALUE! | #VALUE! | #VALUE! | #VALUE! |  |  |  |  | #VALUE! | #VALUE! | #VALUE! |  |  | #VALUE! | #VALUE! | #VALUE! | #VALUE! | #VALUE! | #VALUE! | #VALUE! | #VALUE! |  |  | #VALUE! | #VALUE! | #VALUE! | #VALUE! | #VALUE! |  |  | #VALUE! | #VALUE! | #VALUE! | #VALUE! | #VALUE! | #VALUE! | #VALUE! | #VALUE! |  |  | #VALUE! | #VALUE! | #VALUE! | #VALUE! | #VALUE! |  |  | #VALUE! | #VALUE! | #VALUE! | #VALUE! | #VALUE! | #VALUE! | #VALUE! | #VALUE! | 0 | #REF! | #VALUE! | #VALUE! | #VALUE! | #VALUE! | #VALUE! | #VALUE! | #VALUE! | 0
|  |  |  | 0 | 51 | 0 |  |  | 1 | 1.0842e-19 | 0 | 1.0669e-18 | 1.0669e-18 | 1.0669e-18 | 0 | 0 |  |  |  |  | #VALUE! | #VALUE! | #VALUE! |  |  | #VALUE! | #VALUE! | #VALUE! | #VALUE! | #VALUE! | #VALUE! | #VALUE! | #VALUE! |  |  |  |  | #VALUE! | #VALUE! | #VALUE! |  |  | #VALUE! | #VALUE! | #VALUE! | #VALUE! | #VALUE! | #VALUE! | #VALUE! | #VALUE! |  |  |  |  | #VALUE! | #VALUE! | #VALUE! |  |  | #VALUE! | #VALUE! | #VALUE! | #VALUE! | #VALUE! | #VALUE! | #VALUE! | #VALUE! |  |  |  |  | #VALUE! | #VALUE! | #VALUE! |  |  | #VALUE! | #VALUE! | #VALUE! | #VALUE! | #VALUE! | #VALUE! | #VALUE! | #VALUE! |  |  |  |  | #VALUE! | #VALUE! | #VALUE! |  |  | #VALUE! | #VALUE! | #VALUE! | #VALUE! | #VALUE! | #VALUE! | #VALUE! | #VALUE! |  |  | #VALUE! | #VALUE! | #VALUE! | #VALUE! | #VALUE! |  |  | #VALUE! | #VALUE! | #VALUE! | #VALUE! | #VALUE! | #VALUE! | #VALUE! | #VALUE! |  |  | #VALUE! | #VALUE! | #VALUE! | #VALUE! | #VALUE! |  |  | #VALUE! | #VALUE! | #VALUE! | #VALUE! | #VALUE! | #VALUE! | #VALUE! | #VALUE! | 0 | #REF! | #VALUE! | #VALUE! | #VALUE! | #VALUE! | #VALUE! | #VALUE! | #VALUE! | 0
|  |  |  | 0 | 51 | 0 |  |  | 1 | 1.0842e-19 | 0 | 1.0669e-18 | 1.0669e-18 | 1.0669e-18 | 0 | 0 |  |  |  |  | #VALUE! | #VALUE! | #VALUE! |  |  | #VALUE! | #VALUE! | #VALUE! | #VALUE! | #VALUE! | #VALUE! | #VALUE! | #VALUE! |  |  |  |  | #VALUE! | #VALUE! | #VALUE! |  |  | #VALUE! | #VALUE! | #VALUE! | #VALUE! | #VALUE! | #VALUE! | #VALUE! | #VALUE! |  |  |  |  | #VALUE! | #VALUE! | #VALUE! |  |  | #VALUE! | #VALUE! | #VALUE! | #VALUE! | #VALUE! | #VALUE! | #VALUE! | #VALUE! |  |  |  |  | #VALUE! | #VALUE! | #VALUE! |  |  | #VALUE! | #VALUE! | #VALUE! | #VALUE! | #VALUE! | #VALUE! | #VALUE! | #VALUE! |  |  |  |  | #VALUE! | #VALUE! | #VALUE! |  |  | #VALUE! | #VALUE! | #VALUE! | #VALUE! | #VALUE! | #VALUE! | #VALUE! | #VALUE! |  |  | #VALUE! | #VALUE! | #VALUE! | #VALUE! | #VALUE! |  |  | #VALUE! | #VALUE! | #VALUE! | #VALUE! | #VALUE! | #VALUE! | #VALUE! | #VALUE! |  |  | #VALUE! | #VALUE! | #VALUE! | #VALUE! | #VALUE! |  |  | #VALUE! | #VALUE! | #VALUE! | #VALUE! | #VALUE! | #VALUE! | #VALUE! | #VALUE! | 0 | #REF! | #VALUE! | #VALUE! | #VALUE! | #VALUE! | #VALUE! | #VALUE! | #VALUE! | 0
|  |  |  | 0 | 51 | 0 |  |  | 1 | 1.0842e-19 | 0 | 1.0669e-18 | 1.0669e-18 | 1.0669e-18 | 0 | 0 |  |  |  |  | #VALUE! | #VALUE! | #VALUE! |  |  | #VALUE! | #VALUE! | #VALUE! | #VALUE! | #VALUE! | #VALUE! | #VALUE! | #VALUE! |  |  |  |  | #VALUE! | #VALUE! | #VALUE! |  |  | #VALUE! | #VALUE! | #VALUE! | #VALUE! | #VALUE! | #VALUE! | #VALUE! | #VALUE! |  |  |  |  | #VALUE! | #VALUE! | #VALUE! |  |  | #VALUE! | #VALUE! | #VALUE! | #VALUE! | #VALUE! | #VALUE! | #VALUE! | #VALUE! |  |  |  |  | #VALUE! | #VALUE! | #VALUE! |  |  | #VALUE! | #VALUE! | #VALUE! | #VALUE! | #VALUE! | #VALUE! | #VALUE! | #VALUE! |  |  |  |  | #VALUE! | #VALUE! | #VALUE! |  |  | #VALUE! | #VALUE! | #VALUE! | #VALUE! | #VALUE! | #VALUE! | #VALUE! | #VALUE! |  |  | #VALUE! | #VALUE! | #VALUE! | #VALUE! | #VALUE! |  |  | #VALUE! | #VALUE! | #VALUE! | #VALUE! | #VALUE! | #VALUE! | #VALUE! | #VALUE! |  |  | #VALUE! | #VALUE! | #VALUE! | #VALUE! | #VALUE! |  |  | #VALUE! | #VALUE! | #VALUE! | #VALUE! | #VALUE! | #VALUE! | #VALUE! | #VALUE! | 0 | #REF! | #VALUE! | #VALUE! | #VALUE! | #VALUE! | #VALUE! | #VALUE! | #VALUE! | 0
|  |  |  | 0 | 51 | 0 |  |  | 1 | 1.0842e-19 | 0 | 1.0669e-18 | 1.0669e-18 | 1.0669e-18 | 0 | 0 |  |  |  |  | #VALUE! | #VALUE! | #VALUE! |  |  | #VALUE! | #VALUE! | #VALUE! | #VALUE! | #VALUE! | #VALUE! | #VALUE! | #VALUE! |  |  |  |  | #VALUE! | #VALUE! | #VALUE! |  |  | #VALUE! | #VALUE! | #VALUE! | #VALUE! | #VALUE! | #VALUE! | #VALUE! | #VALUE! |  |  |  |  | #VALUE! | #VALUE! | #VALUE! |  |  | #VALUE! | #VALUE! | #VALUE! | #VALUE! | #VALUE! | #VALUE! | #VALUE! | #VALUE! |  |  |  |  | #VALUE! | #VALUE! | #VALUE! |  |  | #VALUE! | #VALUE! | #VALUE! | #VALUE! | #VALUE! | #VALUE! | #VALUE! | #VALUE! |  |  |  |  | #VALUE! | #VALUE! | #VALUE! |  |  | #VALUE! | #VALUE! | #VALUE! | #VALUE! | #VALUE! | #VALUE! | #VALUE! | #VALUE! |  |  | #VALUE! | #VALUE! | #VALUE! | #VALUE! | #VALUE! |  |  | #VALUE! | #VALUE! | #VALUE! | #VALUE! | #VALUE! | #VALUE! | #VALUE! | #VALUE! |  |  | #VALUE! | #VALUE! | #VALUE! | #VALUE! | #VALUE! |  |  | #VALUE! | #VALUE! | #VALUE! | #VALUE! | #VALUE! | #VALUE! | #VALUE! | #VALUE! | 0 | #REF! | #VALUE! | #VALUE! | #VALUE! | #VALUE! | #VALUE! | #VALUE! | #VALUE! | 0
|  |  |  | 0 | 51 | 0 |  |  | 1 | 1.0842e-19 | 0 | 1.0669e-18 | 1.0669e-18 | 1.0669e-18 | 0 | 0 |  |  |  |  | #VALUE! | #VALUE! | #VALUE! |  |  | #VALUE! | #VALUE! | #VALUE! | #VALUE! | #VALUE! | #VALUE! | #VALUE! | #VALUE! |  |  |  |  | #VALUE! | #VALUE! | #VALUE! |  |  | #VALUE! | #VALUE! | #VALUE! | #VALUE! | #VALUE! | #VALUE! | #VALUE! | #VALUE! |  |  |  |  | #VALUE! | #VALUE! | #VALUE! |  |  | #VALUE! | #VALUE! | #VALUE! | #VALUE! | #VALUE! | #VALUE! | #VALUE! | #VALUE! |  |  |  |  | #VALUE! | #VALUE! | #VALUE! |  |  | #VALUE! | #VALUE! | #VALUE! | #VALUE! | #VALUE! | #VALUE! | #VALUE! | #VALUE! |  |  |  |  | #VALUE! | #VALUE! | #VALUE! |  |  | #VALUE! | #VALUE! | #VALUE! | #VALUE! | #VALUE! | #VALUE! | #VALUE! | #VALUE! |  |  | #VALUE! | #VALUE! | #VALUE! | #VALUE! | #VALUE! |  |  | #VALUE! | #VALUE! | #VALUE! | #VALUE! | #VALUE! | #VALUE! | #VALUE! | #VALUE! |  |  | #VALUE! | #VALUE! | #VALUE! | #VALUE! | #VALUE! |  |  | #VALUE! | #VALUE! | #VALUE! | #VALUE! | #VALUE! | #VALUE! | #VALUE! | #VALUE! | 0 | #REF! | #VALUE! | #VALUE! | #VALUE! | #VALUE! | #VALUE! | #VALUE! | #VALUE! | 0
|  |  |  | 0 | 51 | 0 |  |  | 1 | 1.0842e-19 | 0 | 1.0669e-18 | 1.0669e-18 | 1.0669e-18 | 0 | 0 |  |  |  |  | #VALUE! | #VALUE! | #VALUE! |  |  | #VALUE! | #VALUE! | #VALUE! | #VALUE! | #VALUE! | #VALUE! | #VALUE! | #VALUE! |  |  |  |  | #VALUE! | #VALUE! | #VALUE! |  |  | #VALUE! | #VALUE! | #VALUE! | #VALUE! | #VALUE! | #VALUE! | #VALUE! | #VALUE! |  |  |  |  | #VALUE! | #VALUE! | #VALUE! |  |  | #VALUE! | #VALUE! | #VALUE! | #VALUE! | #VALUE! | #VALUE! | #VALUE! | #VALUE! |  |  |  |  | #VALUE! | #VALUE! | #VALUE! |  |  | #VALUE! | #VALUE! | #VALUE! | #VALUE! | #VALUE! | #VALUE! | #VALUE! | #VALUE! |  |  |  |  | #VALUE! | #VALUE! | #VALUE! |  |  | #VALUE! | #VALUE! | #VALUE! | #VALUE! | #VALUE! | #VALUE! | #VALUE! | #VALUE! |  |  | #VALUE! | #VALUE! | #VALUE! | #VALUE! | #VALUE! |  |  | #VALUE! | #VALUE! | #VALUE! | #VALUE! | #VALUE! | #VALUE! | #VALUE! | #VALUE! |  |  | #VALUE! | #VALUE! | #VALUE! | #VALUE! | #VALUE! |  |  | #VALUE! | #VALUE! | #VALUE! | #VALUE! | #VALUE! | #VALUE! | #VALUE! | #VALUE! | 0 | #REF! | #VALUE! | #VALUE! | #VALUE! | #VALUE! | #VALUE! | #VALUE! | #VALUE! | 0
|  |  |  | 0 | 51 | 0 |  |  | 1 | 1.0842e-19 | 0 | 1.0669e-18 | 1.0669e-18 | 1.0669e-18 | 0 | 0 |  |  |  |  | #VALUE! | #VALUE! | #VALUE! |  |  | #VALUE! | #VALUE! | #VALUE! | #VALUE! | #VALUE! | #VALUE! | #VALUE! | #VALUE! |  |  |  |  | #VALUE! | #VALUE! | #VALUE! |  |  | #VALUE! | #VALUE! | #VALUE! | #VALUE! | #VALUE! | #VALUE! | #VALUE! | #VALUE! |  |  |  |  | #VALUE! | #VALUE! | #VALUE! |  |  | #VALUE! | #VALUE! | #VALUE! | #VALUE! | #VALUE! | #VALUE! | #VALUE! | #VALUE! |  |  |  |  | #VALUE! | #VALUE! | #VALUE! |  |  | #VALUE! | #VALUE! | #VALUE! | #VALUE! | #VALUE! | #VALUE! | #VALUE! | #VALUE! |  |  |  |  | #VALUE! | #VALUE! | #VALUE! |  |  | #VALUE! | #VALUE! | #VALUE! | #VALUE! | #VALUE! | #VALUE! | #VALUE! | #VALUE! |  |  | #VALUE! | #VALUE! | #VALUE! | #VALUE! | #VALUE! |  |  | #VALUE! | #VALUE! | #VALUE! | #VALUE! | #VALUE! | #VALUE! | #VALUE! | #VALUE! |  |  | #VALUE! | #VALUE! | #VALUE! | #VALUE! | #VALUE! |  |  | #VALUE! | #VALUE! | #VALUE! | #VALUE! | #VALUE! | #VALUE! | #VALUE! | #VALUE! | 0 | #REF! | #VALUE! | #VALUE! | #VALUE! | #VALUE! | #VALUE! | #VALUE! | #VALUE! | 0
|  |  |  | 0 | 51 | 0 |  |  | 1 | 1.0842e-19 | 0 | 1.0669e-18 | 1.0669e-18 | 1.0669e-18 | 0 | 0 |  |  |  |  | #VALUE! | #VALUE! | #VALUE! |  |  | #VALUE! | #VALUE! | #VALUE! | #VALUE! | #VALUE! | #VALUE! | #VALUE! | #VALUE! |  |  |  |  | #VALUE! | #VALUE! | #VALUE! |  |  | #VALUE! | #VALUE! | #VALUE! | #VALUE! | #VALUE! | #VALUE! | #VALUE! | #VALUE! |  |  |  |  | #VALUE! | #VALUE! | #VALUE! |  |  | #VALUE! | #VALUE! | #VALUE! | #VALUE! | #VALUE! | #VALUE! | #VALUE! | #VALUE! |  |  |  |  | #VALUE! | #VALUE! | #VALUE! |  |  | #VALUE! | #VALUE! | #VALUE! | #VALUE! | #VALUE! | #VALUE! | #VALUE! | #VALUE! |  |  |  |  | #VALUE! | #VALUE! | #VALUE! |  |  | #VALUE! | #VALUE! | #VALUE! | #VALUE! | #VALUE! | #VALUE! | #VALUE! | #VALUE! |  |  | #VALUE! | #VALUE! | #VALUE! | #VALUE! | #VALUE! |  |  | #VALUE! | #VALUE! | #VALUE! | #VALUE! | #VALUE! | #VALUE! | #VALUE! | #VALUE! |  |  | #VALUE! | #VALUE! | #VALUE! | #VALUE! | #VALUE! |  |  | #VALUE! | #VALUE! | #VALUE! | #VALUE! | #VALUE! | #VALUE! | #VALUE! | #VALUE! | 0 | #REF! | #VALUE! | #VALUE! | #VALUE! | #VALUE! | #VALUE! | #VALUE! | #VALUE! | 0
|  |  |  | 0 | 51 | 0 |  |  | 1 | 1.0842e-19 | 0 | 1.0669e-18 | 1.0669e-18 | 1.0669e-18 | 0 | 0 |  |  |  |  | #VALUE! | #VALUE! | #VALUE! |  |  | #VALUE! | #VALUE! | #VALUE! | #VALUE! | #VALUE! | #VALUE! | #VALUE! | #VALUE! |  |  |  |  | #VALUE! | #VALUE! | #VALUE! |  |  | #VALUE! | #VALUE! | #VALUE! | #VALUE! | #VALUE! | #VALUE! | #VALUE! | #VALUE! |  |  |  |  | #VALUE! | #VALUE! | #VALUE! |  |  | #VALUE! | #VALUE! | #VALUE! | #VALUE! | #VALUE! | #VALUE! | #VALUE! | #VALUE! |  |  |  |  | #VALUE! | #VALUE! | #VALUE! |  |  | #VALUE! | #VALUE! | #VALUE! | #VALUE! | #VALUE! | #VALUE! | #VALUE! | #VALUE! |  |  |  |  | #VALUE! | #VALUE! | #VALUE! |  |  | #VALUE! | #VALUE! | #VALUE! | #VALUE! | #VALUE! | #VALUE! | #VALUE! | #VALUE! |  |  | #VALUE! | #VALUE! | #VALUE! | #VALUE! | #VALUE! |  |  | #VALUE! | #VALUE! | #VALUE! | #VALUE! | #VALUE! | #VALUE! | #VALUE! | #VALUE! |  |  | #VALUE! | #VALUE! | #VALUE! | #VALUE! | #VALUE! |  |  | #VALUE! | #VALUE! | #VALUE! | #VALUE! | #VALUE! | #VALUE! | #VALUE! | #VALUE! | 0 | #REF! | #VALUE! | #VALUE! | #VALUE! | #VALUE! | #VALUE! | #VALUE! | #VALUE! | 0
|  |  |  | 0 | 51 | 0 |  |  | 1 | 1.0842e-19 | 0 | 1.0669e-18 | 1.0669e-18 | 1.0669e-18 | 0 | 0 |  |  |  |  | #VALUE! | #VALUE! | #VALUE! |  |  | #VALUE! | #VALUE! | #VALUE! | #VALUE! | #VALUE! | #VALUE! | #VALUE! | #VALUE! |  |  |  |  | #VALUE! | #VALUE! | #VALUE! |  |  | #VALUE! | #VALUE! | #VALUE! | #VALUE! | #VALUE! | #VALUE! | #VALUE! | #VALUE! |  |  |  |  | #VALUE! | #VALUE! | #VALUE! |  |  | #VALUE! | #VALUE! | #VALUE! | #VALUE! | #VALUE! | #VALUE! | #VALUE! | #VALUE! |  |  |  |  | #VALUE! | #VALUE! | #VALUE! |  |  | #VALUE! | #VALUE! | #VALUE! | #VALUE! | #VALUE! | #VALUE! | #VALUE! | #VALUE! |  |  |  |  | #VALUE! | #VALUE! | #VALUE! |  |  | #VALUE! | #VALUE! | #VALUE! | #VALUE! | #VALUE! | #VALUE! | #VALUE! | #VALUE! |  |  | #VALUE! | #VALUE! | #VALUE! | #VALUE! | #VALUE! |  |  | #VALUE! | #VALUE! | #VALUE! | #VALUE! | #VALUE! | #VALUE! | #VALUE! | #VALUE! |  |  | #VALUE! | #VALUE! | #VALUE! | #VALUE! | #VALUE! |  |  | #VALUE! | #VALUE! | #VALUE! | #VALUE! | #VALUE! | #VALUE! | #VALUE! | #VALUE! | 0 | #REF! | #VALUE! | #VALUE! | #VALUE! | #VALUE! | #VALUE! | #VALUE! | #VALUE! | 0
|  |  |  | 0 | 51 | 0 |  |  | 1 | 1.0842e-19 | 0 | 1.0669e-18 | 1.0669e-18 | 1.0669e-18 | 0 | 0 |  |  |  |  | #VALUE! | #VALUE! | #VALUE! |  |  | #VALUE! | #VALUE! | #VALUE! | #VALUE! | #VALUE! | #VALUE! | #VALUE! | #VALUE! |  |  |  |  | #VALUE! | #VALUE! | #VALUE! |  |  | #VALUE! | #VALUE! | #VALUE! | #VALUE! | #VALUE! | #VALUE! | #VALUE! | #VALUE! |  |  |  |  | #VALUE! | #VALUE! | #VALUE! |  |  | #VALUE! | #VALUE! | #VALUE! | #VALUE! | #VALUE! | #VALUE! | #VALUE! | #VALUE! |  |  |  |  | #VALUE! | #VALUE! | #VALUE! |  |  | #VALUE! | #VALUE! | #VALUE! | #VALUE! | #VALUE! | #VALUE! | #VALUE! | #VALUE! |  |  |  |  | #VALUE! | #VALUE! | #VALUE! |  |  | #VALUE! | #VALUE! | #VALUE! | #VALUE! | #VALUE! | #VALUE! | #VALUE! | #VALUE! |  |  | #VALUE! | #VALUE! | #VALUE! | #VALUE! | #VALUE! |  |  | #VALUE! | #VALUE! | #VALUE! | #VALUE! | #VALUE! | #VALUE! | #VALUE! | #VALUE! |  |  | #VALUE! | #VALUE! | #VALUE! | #VALUE! | #VALUE! |  |  | #VALUE! | #VALUE! | #VALUE! | #VALUE! | #VALUE! | #VALUE! | #VALUE! | #VALUE! | 0 | #REF! | #VALUE! | #VALUE! | #VALUE! | #VALUE! | #VALUE! | #VALUE! | #VALUE! | 0
|  |  |  | 0 | 51 | 0 |  |  | 1 | 1.0842e-19 | 0 | 1.0669e-18 | 1.0669e-18 | 1.0669e-18 | 0 | 0 |  |  |  |  | #VALUE! | #VALUE! | #VALUE! |  |  | #VALUE! | #VALUE! | #VALUE! | #VALUE! | #VALUE! | #VALUE! | #VALUE! | #VALUE! |  |  |  |  | #VALUE! | #VALUE! | #VALUE! |  |  | #VALUE! | #VALUE! | #VALUE! | #VALUE! | #VALUE! | #VALUE! | #VALUE! | #VALUE! |  |  |  |  | #VALUE! | #VALUE! | #VALUE! |  |  | #VALUE! | #VALUE! | #VALUE! | #VALUE! | #VALUE! | #VALUE! | #VALUE! | #VALUE! |  |  |  |  | #VALUE! | #VALUE! | #VALUE! |  |  | #VALUE! | #VALUE! | #VALUE! | #VALUE! | #VALUE! | #VALUE! | #VALUE! | #VALUE! |  |  |  |  | #VALUE! | #VALUE! | #VALUE! |  |  | #VALUE! | #VALUE! | #VALUE! | #VALUE! | #VALUE! | #VALUE! | #VALUE! | #VALUE! |  |  | #VALUE! | #VALUE! | #VALUE! | #VALUE! | #VALUE! |  |  | #VALUE! | #VALUE! | #VALUE! | #VALUE! | #VALUE! | #VALUE! | #VALUE! | #VALUE! |  |  | #VALUE! | #VALUE! | #VALUE! | #VALUE! | #VALUE! |  |  | #VALUE! | #VALUE! | #VALUE! | #VALUE! | #VALUE! | #VALUE! | #VALUE! | #VALUE! | 0 | #REF! | #VALUE! | #VALUE! | #VALUE! | #VALUE! | #VALUE! | #VALUE! | #VALUE! | 0
|  |  |  | 0 | 51 | 0 |  |  | 1 | 1.0842e-19 | 0 | 1.0669e-18 | 1.0669e-18 | 1.0669e-18 | 0 | 0 |  |  |  |  | #VALUE! | #VALUE! | #VALUE! |  |  | #VALUE! | #VALUE! | #VALUE! | #VALUE! | #VALUE! | #VALUE! | #VALUE! | #VALUE! |  |  |  |  | #VALUE! | #VALUE! | #VALUE! |  |  | #VALUE! | #VALUE! | #VALUE! | #VALUE! | #VALUE! | #VALUE! | #VALUE! | #VALUE! |  |  |  |  | #VALUE! | #VALUE! | #VALUE! |  |  | #VALUE! | #VALUE! | #VALUE! | #VALUE! | #VALUE! | #VALUE! | #VALUE! | #VALUE! |  |  |  |  | #VALUE! | #VALUE! | #VALUE! |  |  | #VALUE! | #VALUE! | #VALUE! | #VALUE! | #VALUE! | #VALUE! | #VALUE! | #VALUE! |  |  |  |  | #VALUE! | #VALUE! | #VALUE! |  |  | #VALUE! | #VALUE! | #VALUE! | #VALUE! | #VALUE! | #VALUE! | #VALUE! | #VALUE! |  |  | #VALUE! | #VALUE! | #VALUE! | #VALUE! | #VALUE! |  |  | #VALUE! | #VALUE! | #VALUE! | #VALUE! | #VALUE! | #VALUE! | #VALUE! | #VALUE! |  |  | #VALUE! | #VALUE! | #VALUE! | #VALUE! | #VALUE! |  |  | #VALUE! | #VALUE! | #VALUE! | #VALUE! | #VALUE! | #VALUE! | #VALUE! | #VALUE! | 0 | #REF! | #VALUE! | #VALUE! | #VALUE! | #VALUE! | #VALUE! | #VALUE! | #VALUE! | 0
|  |  |  | 0 | 51 | 0 |  |  | 1 | 1.0842e-19 | 0 | 1.0669e-18 | 1.0669e-18 | 1.0669e-18 | 0 | 0 |  |  |  |  | #VALUE! | #VALUE! | #VALUE! |  |  | #VALUE! | #VALUE! | #VALUE! | #VALUE! | #VALUE! | #VALUE! | #VALUE! | #VALUE! |  |  |  |  | #VALUE! | #VALUE! | #VALUE! |  |  | #VALUE! | #VALUE! | #VALUE! | #VALUE! | #VALUE! | #VALUE! | #VALUE! | #VALUE! |  |  |  |  | #VALUE! | #VALUE! | #VALUE! |  |  | #VALUE! | #VALUE! | #VALUE! | #VALUE! | #VALUE! | #VALUE! | #VALUE! | #VALUE! |  |  |  |  | #VALUE! | #VALUE! | #VALUE! |  |  | #VALUE! | #VALUE! | #VALUE! | #VALUE! | #VALUE! | #VALUE! | #VALUE! | #VALUE! |  |  |  |  | #VALUE! | #VALUE! | #VALUE! |  |  | #VALUE! | #VALUE! | #VALUE! | #VALUE! | #VALUE! | #VALUE! | #VALUE! | #VALUE! |  |  | #VALUE! | #VALUE! | #VALUE! | #VALUE! | #VALUE! |  |  | #VALUE! | #VALUE! | #VALUE! | #VALUE! | #VALUE! | #VALUE! | #VALUE! | #VALUE! |  |  | #VALUE! | #VALUE! | #VALUE! | #VALUE! | #VALUE! |  |  | #VALUE! | #VALUE! | #VALUE! | #VALUE! | #VALUE! | #VALUE! | #VALUE! | #VALUE! | 0 | #REF! | #VALUE! | #VALUE! | #VALUE! | #VALUE! | #VALUE! | #VALUE! | #VALUE! | 0
|  |  |  | 0 | 51 | 0 |  |  | 1 | 1.0842e-19 | 0 | 1.0669e-18 | 1.0669e-18 | 1.0669e-18 | 0 | 0 |  |  |  |  | #VALUE! | #VALUE! | #VALUE! |  |  | #VALUE! | #VALUE! | #VALUE! | #VALUE! | #VALUE! | #VALUE! | #VALUE! | #VALUE! |  |  |  |  | #VALUE! | #VALUE! | #VALUE! |  |  | #VALUE! | #VALUE! | #VALUE! | #VALUE! | #VALUE! | #VALUE! | #VALUE! | #VALUE! |  |  |  |  | #VALUE! | #VALUE! | #VALUE! |  |  | #VALUE! | #VALUE! | #VALUE! | #VALUE! | #VALUE! | #VALUE! | #VALUE! | #VALUE! |  |  |  |  | #VALUE! | #VALUE! | #VALUE! |  |  | #VALUE! | #VALUE! | #VALUE! | #VALUE! | #VALUE! | #VALUE! | #VALUE! | #VALUE! |  |  |  |  | #VALUE! | #VALUE! | #VALUE! |  |  | #VALUE! | #VALUE! | #VALUE! | #VALUE! | #VALUE! | #VALUE! | #VALUE! | #VALUE! |  |  | #VALUE! | #VALUE! | #VALUE! | #VALUE! | #VALUE! |  |  | #VALUE! | #VALUE! | #VALUE! | #VALUE! | #VALUE! | #VALUE! | #VALUE! | #VALUE! |  |  | #VALUE! | #VALUE! | #VALUE! | #VALUE! | #VALUE! |  |  | #VALUE! | #VALUE! | #VALUE! | #VALUE! | #VALUE! | #VALUE! | #VALUE! | #VALUE! | 0 | #REF! | #VALUE! | #VALUE! | #VALUE! | #VALUE! | #VALUE! | #VALUE! | #VALUE! | 0
|  |  |  | 0 | 51 | 0 |  |  | 1 | 1.0842e-19 | 0 | 1.0669e-18 | 1.0669e-18 | 1.0669e-18 | 0 | 0 |  |  |  |  | #VALUE! | #VALUE! | #VALUE! |  |  | #VALUE! | #VALUE! | #VALUE! | #VALUE! | #VALUE! | #VALUE! | #VALUE! | #VALUE! |  |  |  |  | #VALUE! | #VALUE! | #VALUE! |  |  | #VALUE! | #VALUE! | #VALUE! | #VALUE! | #VALUE! | #VALUE! | #VALUE! | #VALUE! |  |  |  |  | #VALUE! | #VALUE! | #VALUE! |  |  | #VALUE! | #VALUE! | #VALUE! | #VALUE! | #VALUE! | #VALUE! | #VALUE! | #VALUE! |  |  |  |  | #VALUE! | #VALUE! | #VALUE! |  |  | #VALUE! | #VALUE! | #VALUE! | #VALUE! | #VALUE! | #VALUE! | #VALUE! | #VALUE! |  |  |  |  | #VALUE! | #VALUE! | #VALUE! |  |  | #VALUE! | #VALUE! | #VALUE! | #VALUE! | #VALUE! | #VALUE! | #VALUE! | #VALUE! |  |  | #VALUE! | #VALUE! | #VALUE! | #VALUE! | #VALUE! |  |  | #VALUE! | #VALUE! | #VALUE! | #VALUE! | #VALUE! | #VALUE! | #VALUE! | #VALUE! |  |  | #VALUE! | #VALUE! | #VALUE! | #VALUE! | #VALUE! |  |  | #VALUE! | #VALUE! | #VALUE! | #VALUE! | #VALUE! | #VALUE! | #VALUE! | #VALUE! | 0 | #REF! | #VALUE! | #VALUE! | #VALUE! | #VALUE! | #VALUE! | #VALUE! | #VALUE! | 0
|  |  |  | 0 | 51 | 0 |  |  | 1 | 1.0842e-19 | 0 | 1.0669e-18 | 1.0669e-18 | 1.0669e-18 | 0 | 0 |  |  |  |  | #VALUE! | #VALUE! | #VALUE! |  |  | #VALUE! | #VALUE! | #VALUE! | #VALUE! | #VALUE! | #VALUE! | #VALUE! | #VALUE! |  |  |  |  | #VALUE! | #VALUE! | #VALUE! |  |  | #VALUE! | #VALUE! | #VALUE! | #VALUE! | #VALUE! | #VALUE! | #VALUE! | #VALUE! |  |  |  |  | #VALUE! | #VALUE! | #VALUE! |  |  | #VALUE! | #VALUE! | #VALUE! | #VALUE! | #VALUE! | #VALUE! | #VALUE! | #VALUE! |  |  |  |  | #VALUE! | #VALUE! | #VALUE! |  |  | #VALUE! | #VALUE! | #VALUE! | #VALUE! | #VALUE! | #VALUE! | #VALUE! | #VALUE! |  |  |  |  | #VALUE! | #VALUE! | #VALUE! |  |  | #VALUE! | #VALUE! | #VALUE! | #VALUE! | #VALUE! | #VALUE! | #VALUE! | #VALUE! |  |  | #VALUE! | #VALUE! | #VALUE! | #VALUE! | #VALUE! |  |  | #VALUE! | #VALUE! | #VALUE! | #VALUE! | #VALUE! | #VALUE! | #VALUE! | #VALUE! |  |  | #VALUE! | #VALUE! | #VALUE! | #VALUE! | #VALUE! |  |  | #VALUE! | #VALUE! | #VALUE! | #VALUE! | #VALUE! | #VALUE! | #VALUE! | #VALUE! | 0 | #REF! | #VALUE! | #VALUE! | #VALUE! | #VALUE! | #VALUE! | #VALUE! | #VALUE! | 0
|  |  |  | 0 | 51 | 0 |  |  | 1 | 1.0842e-19 | 0 | 1.0669e-18 | 1.0669e-18 | 1.0669e-18 | 0 | 0 |  |  |  |  | #VALUE! | #VALUE! | #VALUE! |  |  | #VALUE! | #VALUE! | #VALUE! | #VALUE! | #VALUE! | #VALUE! | #VALUE! | #VALUE! |  |  |  |  | #VALUE! | #VALUE! | #VALUE! |  |  | #VALUE! | #VALUE! | #VALUE! | #VALUE! | #VALUE! | #VALUE! | #VALUE! | #VALUE! |  |  |  |  | #VALUE! | #VALUE! | #VALUE! |  |  | #VALUE! | #VALUE! | #VALUE! | #VALUE! | #VALUE! | #VALUE! | #VALUE! | #VALUE! |  |  |  |  | #VALUE! | #VALUE! | #VALUE! |  |  | #VALUE! | #VALUE! | #VALUE! | #VALUE! | #VALUE! | #VALUE! | #VALUE! | #VALUE! |  |  |  |  | #VALUE! | #VALUE! | #VALUE! |  |  | #VALUE! | #VALUE! | #VALUE! | #VALUE! | #VALUE! | #VALUE! | #VALUE! | #VALUE! |  |  | #VALUE! | #VALUE! | #VALUE! | #VALUE! | #VALUE! |  |  | #VALUE! | #VALUE! | #VALUE! | #VALUE! | #VALUE! | #VALUE! | #VALUE! | #VALUE! |  |  | #VALUE! | #VALUE! | #VALUE! | #VALUE! | #VALUE! |  |  | #VALUE! | #VALUE! | #VALUE! | #VALUE! | #VALUE! | #VALUE! | #VALUE! | #VALUE! | 0 | #REF! | #VALUE! | #VALUE! | #VALUE! | #VALUE! | #VALUE! | #VALUE! | #VALUE! | 0
|  |  |  | 0 | 51 | 0 |  |  | 1 | 1.0842e-19 | 0 | 1.0669e-18 | 1.0669e-18 | 1.0669e-18 | 0 | 0 |  |  |  |  | #VALUE! | #VALUE! | #VALUE! |  |  | #VALUE! | #VALUE! | #VALUE! | #VALUE! | #VALUE! | #VALUE! | #VALUE! | #VALUE! |  |  |  |  | #VALUE! | #VALUE! | #VALUE! |  |  | #VALUE! | #VALUE! | #VALUE! | #VALUE! | #VALUE! | #VALUE! | #VALUE! | #VALUE! |  |  |  |  | #VALUE! | #VALUE! | #VALUE! |  |  | #VALUE! | #VALUE! | #VALUE! | #VALUE! | #VALUE! | #VALUE! | #VALUE! | #VALUE! |  |  |  |  | #VALUE! | #VALUE! | #VALUE! |  |  | #VALUE! | #VALUE! | #VALUE! | #VALUE! | #VALUE! | #VALUE! | #VALUE! | #VALUE! |  |  |  |  | #VALUE! | #VALUE! | #VALUE! |  |  | #VALUE! | #VALUE! | #VALUE! | #VALUE! | #VALUE! | #VALUE! | #VALUE! | #VALUE! |  |  | #VALUE! | #VALUE! | #VALUE! | #VALUE! | #VALUE! |  |  | #VALUE! | #VALUE! | #VALUE! | #VALUE! | #VALUE! | #VALUE! | #VALUE! | #VALUE! |  |  | #VALUE! | #VALUE! | #VALUE! | #VALUE! | #VALUE! |  |  | #VALUE! | #VALUE! | #VALUE! | #VALUE! | #VALUE! | #VALUE! | #VALUE! | #VALUE! | 0 | #REF! | #VALUE! | #VALUE! | #VALUE! | #VALUE! | #VALUE! | #VALUE! | #VALUE! | 0
|  |  |  | 0 | 51 | 0 |  |  | 1 | 1.0842e-19 | 0 | 1.0669e-18 | 1.0669e-18 | 1.0669e-18 | 0 | 0 |  |  |  |  | #VALUE! | #VALUE! | #VALUE! |  |  | #VALUE! | #VALUE! | #VALUE! | #VALUE! | #VALUE! | #VALUE! | #VALUE! | #VALUE! |  |  |  |  | #VALUE! | #VALUE! | #VALUE! |  |  | #VALUE! | #VALUE! | #VALUE! | #VALUE! | #VALUE! | #VALUE! | #VALUE! | #VALUE! |  |  |  |  | #VALUE! | #VALUE! | #VALUE! |  |  | #VALUE! | #VALUE! | #VALUE! | #VALUE! | #VALUE! | #VALUE! | #VALUE! | #VALUE! |  |  |  |  | #VALUE! | #VALUE! | #VALUE! |  |  | #VALUE! | #VALUE! | #VALUE! | #VALUE! | #VALUE! | #VALUE! | #VALUE! | #VALUE! |  |  |  |  | #VALUE! | #VALUE! | #VALUE! |  |  | #VALUE! | #VALUE! | #VALUE! | #VALUE! | #VALUE! | #VALUE! | #VALUE! | #VALUE! |  |  | #VALUE! | #VALUE! | #VALUE! | #VALUE! | #VALUE! |  |  | #VALUE! | #VALUE! | #VALUE! | #VALUE! | #VALUE! | #VALUE! | #VALUE! | #VALUE! |  |  | #VALUE! | #VALUE! | #VALUE! | #VALUE! | #VALUE! |  |  | #VALUE! | #VALUE! | #VALUE! | #VALUE! | #VALUE! | #VALUE! | #VALUE! | #VALUE! | 0 | #REF! | #VALUE! | #VALUE! | #VALUE! | #VALUE! | #VALUE! | #VALUE! | #VALUE! | 0
|  |  |  | 0 | 51 | 0 |  |  | 1 | 1.0842e-19 | 0 | 1.0669e-18 | 1.0669e-18 | 1.0669e-18 | 0 | 0 |  |  |  |  | #VALUE! | #VALUE! | #VALUE! |  |  | #VALUE! | #VALUE! | #VALUE! | #VALUE! | #VALUE! | #VALUE! | #VALUE! | #VALUE! |  |  |  |  | #VALUE! | #VALUE! | #VALUE! |  |  | #VALUE! | #VALUE! | #VALUE! | #VALUE! | #VALUE! | #VALUE! | #VALUE! | #VALUE! |  |  |  |  | #VALUE! | #VALUE! | #VALUE! |  |  | #VALUE! | #VALUE! | #VALUE! | #VALUE! | #VALUE! | #VALUE! | #VALUE! | #VALUE! |  |  |  |  | #VALUE! | #VALUE! | #VALUE! |  |  | #VALUE! | #VALUE! | #VALUE! | #VALUE! | #VALUE! | #VALUE! | #VALUE! | #VALUE! |  |  |  |  | #VALUE! | #VALUE! | #VALUE! |  |  | #VALUE! | #VALUE! | #VALUE! | #VALUE! | #VALUE! | #VALUE! | #VALUE! | #VALUE! |  |  | #VALUE! | #VALUE! | #VALUE! | #VALUE! | #VALUE! |  |  | #VALUE! | #VALUE! | #VALUE! | #VALUE! | #VALUE! | #VALUE! | #VALUE! | #VALUE! |  |  | #VALUE! | #VALUE! | #VALUE! | #VALUE! | #VALUE! |  |  | #VALUE! | #VALUE! | #VALUE! | #VALUE! | #VALUE! | #VALUE! | #VALUE! | #VALUE! | 0 | #REF! | #VALUE! | #VALUE! | #VALUE! | #VALUE! | #VALUE! | #VALUE! | #VALUE! | 0
|  |  |  | 0 | 51 | 0 |  |  | 1 | 1.0842e-19 | 0 | 1.0669e-18 | 1.0669e-18 | 1.0669e-18 | 0 | 0 |  |  |  |  | #VALUE! | #VALUE! | #VALUE! |  |  | #VALUE! | #VALUE! | #VALUE! | #VALUE! | #VALUE! | #VALUE! | #VALUE! | #VALUE! |  |  |  |  | #VALUE! | #VALUE! | #VALUE! |  |  | #VALUE! | #VALUE! | #VALUE! | #VALUE! | #VALUE! | #VALUE! | #VALUE! | #VALUE! |  |  |  |  | #VALUE! | #VALUE! | #VALUE! |  |  | #VALUE! | #VALUE! | #VALUE! | #VALUE! | #VALUE! | #VALUE! | #VALUE! | #VALUE! |  |  |  |  | #VALUE! | #VALUE! | #VALUE! |  |  | #VALUE! | #VALUE! | #VALUE! | #VALUE! | #VALUE! | #VALUE! | #VALUE! | #VALUE! |  |  |  |  | #VALUE! | #VALUE! | #VALUE! |  |  | #VALUE! | #VALUE! | #VALUE! | #VALUE! | #VALUE! | #VALUE! | #VALUE! | #VALUE! |  |  | #VALUE! | #VALUE! | #VALUE! | #VALUE! | #VALUE! |  |  | #VALUE! | #VALUE! | #VALUE! | #VALUE! | #VALUE! | #VALUE! | #VALUE! | #VALUE! |  |  | #VALUE! | #VALUE! | #VALUE! | #VALUE! | #VALUE! |  |  | #VALUE! | #VALUE! | #VALUE! | #VALUE! | #VALUE! | #VALUE! | #VALUE! | #VALUE! | 0 | #REF! | #VALUE! | #VALUE! | #VALUE! | #VALUE! | #VALUE! | #VALUE! | #VALUE! | 0
|  |  |  | 0 | 51 | 0 |  |  | 1 | 1.0842e-19 | 0 | 1.0669e-18 | 1.0669e-18 | 1.0669e-18 | 0 | 0 |  |  |  |  | #VALUE! | #VALUE! | #VALUE! |  |  | #VALUE! | #VALUE! | #VALUE! | #VALUE! | #VALUE! | #VALUE! | #VALUE! | #VALUE! |  |  |  |  | #VALUE! | #VALUE! | #VALUE! |  |  | #VALUE! | #VALUE! | #VALUE! | #VALUE! | #VALUE! | #VALUE! | #VALUE! | #VALUE! |  |  |  |  | #VALUE! | #VALUE! | #VALUE! |  |  | #VALUE! | #VALUE! | #VALUE! | #VALUE! | #VALUE! | #VALUE! | #VALUE! | #VALUE! |  |  |  |  | #VALUE! | #VALUE! | #VALUE! |  |  | #VALUE! | #VALUE! | #VALUE! | #VALUE! | #VALUE! | #VALUE! | #VALUE! | #VALUE! |  |  |  |  | #VALUE! | #VALUE! | #VALUE! |  |  | #VALUE! | #VALUE! | #VALUE! | #VALUE! | #VALUE! | #VALUE! | #VALUE! | #VALUE! |  |  | #VALUE! | #VALUE! | #VALUE! | #VALUE! | #VALUE! |  |  | #VALUE! | #VALUE! | #VALUE! | #VALUE! | #VALUE! | #VALUE! | #VALUE! | #VALUE! |  |  | #VALUE! | #VALUE! | #VALUE! | #VALUE! | #VALUE! |  |  | #VALUE! | #VALUE! | #VALUE! | #VALUE! | #VALUE! | #VALUE! | #VALUE! | #VALUE! | 0 | #REF! | #VALUE! | #VALUE! | #VALUE! | #VALUE! | #VALUE! | #VALUE! | #VALUE! | 0
|  |  |  | 0 | 51 | 0 |  |  | 1 | 1.0842e-19 | 0 | 1.0669e-18 | 1.0669e-18 | 1.0669e-18 | 0 | 0 |  |  |  |  | #VALUE! | #VALUE! | #VALUE! |  |  | #VALUE! | #VALUE! | #VALUE! | #VALUE! | #VALUE! | #VALUE! | #VALUE! | #VALUE! |  |  |  |  | #VALUE! | #VALUE! | #VALUE! |  |  | #VALUE! | #VALUE! | #VALUE! | #VALUE! | #VALUE! | #VALUE! | #VALUE! | #VALUE! |  |  |  |  | #VALUE! | #VALUE! | #VALUE! |  |  | #VALUE! | #VALUE! | #VALUE! | #VALUE! | #VALUE! | #VALUE! | #VALUE! | #VALUE! |  |  |  |  | #VALUE! | #VALUE! | #VALUE! |  |  | #VALUE! | #VALUE! | #VALUE! | #VALUE! | #VALUE! | #VALUE! | #VALUE! | #VALUE! |  |  |  |  | #VALUE! | #VALUE! | #VALUE! |  |  | #VALUE! | #VALUE! | #VALUE! | #VALUE! | #VALUE! | #VALUE! | #VALUE! | #VALUE! |  |  | #VALUE! | #VALUE! | #VALUE! | #VALUE! | #VALUE! |  |  | #VALUE! | #VALUE! | #VALUE! | #VALUE! | #VALUE! | #VALUE! | #VALUE! | #VALUE! |  |  | #VALUE! | #VALUE! | #VALUE! | #VALUE! | #VALUE! |  |  | #VALUE! | #VALUE! | #VALUE! | #VALUE! | #VALUE! | #VALUE! | #VALUE! | #VALUE! | 0 | #REF! | #VALUE! | #VALUE! | #VALUE! | #VALUE! | #VALUE! | #VALUE! | #VALUE! | 0
|  |  |  | 0 | 51 | 0 |  |  | 1 | 1.0842e-19 | 0 | 1.0669e-18 | 1.0669e-18 | 1.0669e-18 | 0 | 0 |  |  |  |  | #VALUE! | #VALUE! | #VALUE! |  |  | #VALUE! | #VALUE! | #VALUE! | #VALUE! | #VALUE! | #VALUE! | #VALUE! | #VALUE! |  |  |  |  | #VALUE! | #VALUE! | #VALUE! |  |  | #VALUE! | #VALUE! | #VALUE! | #VALUE! | #VALUE! | #VALUE! | #VALUE! | #VALUE! |  |  |  |  | #VALUE! | #VALUE! | #VALUE! |  |  | #VALUE! | #VALUE! | #VALUE! | #VALUE! | #VALUE! | #VALUE! | #VALUE! | #VALUE! |  |  |  |  | #VALUE! | #VALUE! | #VALUE! |  |  | #VALUE! | #VALUE! | #VALUE! | #VALUE! | #VALUE! | #VALUE! | #VALUE! | #VALUE! |  |  |  |  | #VALUE! | #VALUE! | #VALUE! |  |  | #VALUE! | #VALUE! | #VALUE! | #VALUE! | #VALUE! | #VALUE! | #VALUE! | #VALUE! |  |  | #VALUE! | #VALUE! | #VALUE! | #VALUE! | #VALUE! |  |  | #VALUE! | #VALUE! | #VALUE! | #VALUE! | #VALUE! | #VALUE! | #VALUE! | #VALUE! |  |  | #VALUE! | #VALUE! | #VALUE! | #VALUE! | #VALUE! |  |  | #VALUE! | #VALUE! | #VALUE! | #VALUE! | #VALUE! | #VALUE! | #VALUE! | #VALUE! | 0 | #REF! | #VALUE! | #VALUE! | #VALUE! | #VALUE! | #VALUE! | #VALUE! | #VALUE! | 0
|  |  |  | 0 | 51 | 0 |  |  | 1 | 1.0842e-19 | 0 | 1.0669e-18 | 1.0669e-18 | 1.0669e-18 | 0 | 0 |  |  |  |  | #VALUE! | #VALUE! | #VALUE! |  |  | #VALUE! | #VALUE! | #VALUE! | #VALUE! | #VALUE! | #VALUE! | #VALUE! | #VALUE! |  |  |  |  | #VALUE! | #VALUE! | #VALUE! |  |  | #VALUE! | #VALUE! | #VALUE! | #VALUE! | #VALUE! | #VALUE! | #VALUE! | #VALUE! |  |  |  |  | #VALUE! | #VALUE! | #VALUE! |  |  | #VALUE! | #VALUE! | #VALUE! | #VALUE! | #VALUE! | #VALUE! | #VALUE! | #VALUE! |  |  |  |  | #VALUE! | #VALUE! | #VALUE! |  |  | #VALUE! | #VALUE! | #VALUE! | #VALUE! | #VALUE! | #VALUE! | #VALUE! | #VALUE! |  |  |  |  | #VALUE! | #VALUE! | #VALUE! |  |  | #VALUE! | #VALUE! | #VALUE! | #VALUE! | #VALUE! | #VALUE! | #VALUE! | #VALUE! |  |  | #VALUE! | #VALUE! | #VALUE! | #VALUE! | #VALUE! |  |  | #VALUE! | #VALUE! | #VALUE! | #VALUE! | #VALUE! | #VALUE! | #VALUE! | #VALUE! |  |  | #VALUE! | #VALUE! | #VALUE! | #VALUE! | #VALUE! |  |  | #VALUE! | #VALUE! | #VALUE! | #VALUE! | #VALUE! | #VALUE! | #VALUE! | #VALUE! | 0 | #REF! | #VALUE! | #VALUE! | #VALUE! | #VALUE! | #VALUE! | #VALUE! | #VALUE! | 0
|  |  |  | 0 | 51 | 0 |  |  | 1 | 1.0842e-19 | 0 | 1.0669e-18 | 1.0669e-18 | 1.0669e-18 | 0 | 0 |  |  |  |  | #VALUE! | #VALUE! | #VALUE! |  |  | #VALUE! | #VALUE! | #VALUE! | #VALUE! | #VALUE! | #VALUE! | #VALUE! | #VALUE! |  |  |  |  | #VALUE! | #VALUE! | #VALUE! |  |  | #VALUE! | #VALUE! | #VALUE! | #VALUE! | #VALUE! | #VALUE! | #VALUE! | #VALUE! |  |  |  |  | #VALUE! | #VALUE! | #VALUE! |  |  | #VALUE! | #VALUE! | #VALUE! | #VALUE! | #VALUE! | #VALUE! | #VALUE! | #VALUE! |  |  |  |  | #VALUE! | #VALUE! | #VALUE! |  |  | #VALUE! | #VALUE! | #VALUE! | #VALUE! | #VALUE! | #VALUE! | #VALUE! | #VALUE! |  |  |  |  | #VALUE! | #VALUE! | #VALUE! |  |  | #VALUE! | #VALUE! | #VALUE! | #VALUE! | #VALUE! | #VALUE! | #VALUE! | #VALUE! |  |  | #VALUE! | #VALUE! | #VALUE! | #VALUE! | #VALUE! |  |  | #VALUE! | #VALUE! | #VALUE! | #VALUE! | #VALUE! | #VALUE! | #VALUE! | #VALUE! |  |  | #VALUE! | #VALUE! | #VALUE! | #VALUE! | #VALUE! |  |  | #VALUE! | #VALUE! | #VALUE! | #VALUE! | #VALUE! | #VALUE! | #VALUE! | #VALUE! | 0 | #REF! | #VALUE! | #VALUE! | #VALUE! | #VALUE! | #VALUE! | #VALUE! | #VALUE! | 0
|  |  |  | 0 | 51 | 0 |  |  | 1 | 1.0842e-19 | 0 | 1.0669e-18 | 1.0669e-18 | 1.0669e-18 | 0 | 0 |  |  |  |  | #VALUE! | #VALUE! | #VALUE! |  |  | #VALUE! | #VALUE! | #VALUE! | #VALUE! | #VALUE! | #VALUE! | #VALUE! | #VALUE! |  |  |  |  | #VALUE! | #VALUE! | #VALUE! |  |  | #VALUE! | #VALUE! | #VALUE! | #VALUE! | #VALUE! | #VALUE! | #VALUE! | #VALUE! |  |  |  |  | #VALUE! | #VALUE! | #VALUE! |  |  | #VALUE! | #VALUE! | #VALUE! | #VALUE! | #VALUE! | #VALUE! | #VALUE! | #VALUE! |  |  |  |  | #VALUE! | #VALUE! | #VALUE! |  |  | #VALUE! | #VALUE! | #VALUE! | #VALUE! | #VALUE! | #VALUE! | #VALUE! | #VALUE! |  |  |  |  | #VALUE! | #VALUE! | #VALUE! |  |  | #VALUE! | #VALUE! | #VALUE! | #VALUE! | #VALUE! | #VALUE! | #VALUE! | #VALUE! |  |  | #VALUE! | #VALUE! | #VALUE! | #VALUE! | #VALUE! |  |  | #VALUE! | #VALUE! | #VALUE! | #VALUE! | #VALUE! | #VALUE! | #VALUE! | #VALUE! |  |  | #VALUE! | #VALUE! | #VALUE! | #VALUE! | #VALUE! |  |  | #VALUE! | #VALUE! | #VALUE! | #VALUE! | #VALUE! | #VALUE! | #VALUE! | #VALUE! | 0 | #REF! | #VALUE! | #VALUE! | #VALUE! | #VALUE! | #VALUE! | #VALUE! | #VALUE! | 0
|  |  |  | 0 | 51 | 0 |  |  | 1 | 1.0842e-19 | 0 | 1.0669e-18 | 1.0669e-18 | 1.0669e-18 | 0 | 0 |  |  |  |  | #VALUE! | #VALUE! | #VALUE! |  |  | #VALUE! | #VALUE! | #VALUE! | #VALUE! | #VALUE! | #VALUE! | #VALUE! | #VALUE! |  |  |  |  | #VALUE! | #VALUE! | #VALUE! |  |  | #VALUE! | #VALUE! | #VALUE! | #VALUE! | #VALUE! | #VALUE! | #VALUE! | #VALUE! |  |  |  |  | #VALUE! | #VALUE! | #VALUE! |  |  | #VALUE! | #VALUE! | #VALUE! | #VALUE! | #VALUE! | #VALUE! | #VALUE! | #VALUE! |  |  |  |  | #VALUE! | #VALUE! | #VALUE! |  |  | #VALUE! | #VALUE! | #VALUE! | #VALUE! | #VALUE! | #VALUE! | #VALUE! | #VALUE! |  |  |  |  | #VALUE! | #VALUE! | #VALUE! |  |  | #VALUE! | #VALUE! | #VALUE! | #VALUE! | #VALUE! | #VALUE! | #VALUE! | #VALUE! |  |  | #VALUE! | #VALUE! | #VALUE! | #VALUE! | #VALUE! |  |  | #VALUE! | #VALUE! | #VALUE! | #VALUE! | #VALUE! | #VALUE! | #VALUE! | #VALUE! |  |  | #VALUE! | #VALUE! | #VALUE! | #VALUE! | #VALUE! |  |  | #VALUE! | #VALUE! | #VALUE! | #VALUE! | #VALUE! | #VALUE! | #VALUE! | #VALUE! | 0 | #REF! | #VALUE! | #VALUE! | #VALUE! | #VALUE! | #VALUE! | #VALUE! | #VALUE! | 0
|  |  |  | 0 | 51 | 0 |  |  | 1 | 1.0842e-19 | 0 | 1.0669e-18 | 1.0669e-18 | 1.0669e-18 | 0 | 0 |  |  |  |  | #VALUE! | #VALUE! | #VALUE! |  |  | #VALUE! | #VALUE! | #VALUE! | #VALUE! | #VALUE! | #VALUE! | #VALUE! | #VALUE! |  |  |  |  | #VALUE! | #VALUE! | #VALUE! |  |  | #VALUE! | #VALUE! | #VALUE! | #VALUE! | #VALUE! | #VALUE! | #VALUE! | #VALUE! |  |  |  |  | #VALUE! | #VALUE! | #VALUE! |  |  | #VALUE! | #VALUE! | #VALUE! | #VALUE! | #VALUE! | #VALUE! | #VALUE! | #VALUE! |  |  |  |  | #VALUE! | #VALUE! | #VALUE! |  |  | #VALUE! | #VALUE! | #VALUE! | #VALUE! | #VALUE! | #VALUE! | #VALUE! | #VALUE! |  |  |  |  | #VALUE! | #VALUE! | #VALUE! |  |  | #VALUE! | #VALUE! | #VALUE! | #VALUE! | #VALUE! | #VALUE! | #VALUE! | #VALUE! |  |  | #VALUE! | #VALUE! | #VALUE! | #VALUE! | #VALUE! |  |  | #VALUE! | #VALUE! | #VALUE! | #VALUE! | #VALUE! | #VALUE! | #VALUE! | #VALUE! |  |  | #VALUE! | #VALUE! | #VALUE! | #VALUE! | #VALUE! |  |  | #VALUE! | #VALUE! | #VALUE! | #VALUE! | #VALUE! | #VALUE! | #VALUE! | #VALUE! | 0 | #REF! | #VALUE! | #VALUE! | #VALUE! | #VALUE! | #VALUE! | #VALUE! | #VALUE! | 0
|  |  |  | 0 | 51 | 0 |  |  | 1 | 1.0842e-19 | 0 | 1.0669e-18 | 1.0669e-18 | 1.0669e-18 | 0 | 0 |  |  |  |  | #VALUE! | #VALUE! | #VALUE! |  |  | #VALUE! | #VALUE! | #VALUE! | #VALUE! | #VALUE! | #VALUE! | #VALUE! | #VALUE! |  |  |  |  | #VALUE! | #VALUE! | #VALUE! |  |  | #VALUE! | #VALUE! | #VALUE! | #VALUE! | #VALUE! | #VALUE! | #VALUE! | #VALUE! |  |  |  |  | #VALUE! | #VALUE! | #VALUE! |  |  | #VALUE! | #VALUE! | #VALUE! | #VALUE! | #VALUE! | #VALUE! | #VALUE! | #VALUE! |  |  |  |  | #VALUE! | #VALUE! | #VALUE! |  |  | #VALUE! | #VALUE! | #VALUE! | #VALUE! | #VALUE! | #VALUE! | #VALUE! | #VALUE! |  |  |  |  | #VALUE! | #VALUE! | #VALUE! |  |  | #VALUE! | #VALUE! | #VALUE! | #VALUE! | #VALUE! | #VALUE! | #VALUE! | #VALUE! |  |  | #VALUE! | #VALUE! | #VALUE! | #VALUE! | #VALUE! |  |  | #VALUE! | #VALUE! | #VALUE! | #VALUE! | #VALUE! | #VALUE! | #VALUE! | #VALUE! |  |  | #VALUE! | #VALUE! | #VALUE! | #VALUE! | #VALUE! |  |  | #VALUE! | #VALUE! | #VALUE! | #VALUE! | #VALUE! | #VALUE! | #VALUE! | #VALUE! | 0 | #REF! | #VALUE! | #VALUE! | #VALUE! | #VALUE! | #VALUE! | #VALUE! | #VALUE! | 0
|  |  |  | 0 | 51 | 0 |  |  | 1 | 1.0842e-19 | 0 | 1.0669e-18 | 1.0669e-18 | 1.0669e-18 | 0 | 0 |  |  |  |  | #VALUE! | #VALUE! | #VALUE! |  |  | #VALUE! | #VALUE! | #VALUE! | #VALUE! | #VALUE! | #VALUE! | #VALUE! | #VALUE! |  |  |  |  | #VALUE! | #VALUE! | #VALUE! |  |  | #VALUE! | #VALUE! | #VALUE! | #VALUE! | #VALUE! | #VALUE! | #VALUE! | #VALUE! |  |  |  |  | #VALUE! | #VALUE! | #VALUE! |  |  | #VALUE! | #VALUE! | #VALUE! | #VALUE! | #VALUE! | #VALUE! | #VALUE! | #VALUE! |  |  |  |  | #VALUE! | #VALUE! | #VALUE! |  |  | #VALUE! | #VALUE! | #VALUE! | #VALUE! | #VALUE! | #VALUE! | #VALUE! | #VALUE! |  |  |  |  | #VALUE! | #VALUE! | #VALUE! |  |  | #VALUE! | #VALUE! | #VALUE! | #VALUE! | #VALUE! | #VALUE! | #VALUE! | #VALUE! |  |  | #VALUE! | #VALUE! | #VALUE! | #VALUE! | #VALUE! |  |  | #VALUE! | #VALUE! | #VALUE! | #VALUE! | #VALUE! | #VALUE! | #VALUE! | #VALUE! |  |  | #VALUE! | #VALUE! | #VALUE! | #VALUE! | #VALUE! |  |  | #VALUE! | #VALUE! | #VALUE! | #VALUE! | #VALUE! | #VALUE! | #VALUE! | #VALUE! | 0 | #REF! | #VALUE! | #VALUE! | #VALUE! | #VALUE! | #VALUE! | #VALUE! | #VALUE! | 0
|  |  |  | 0 | 51 | 0 |  |  | 1 | 1.0842e-19 | 0 | 1.0669e-18 | 1.0669e-18 | 1.0669e-18 | 0 | 0 |  |  |  |  | #VALUE! | #VALUE! | #VALUE! |  |  | #VALUE! | #VALUE! | #VALUE! | #VALUE! | #VALUE! | #VALUE! | #VALUE! | #VALUE! |  |  |  |  | #VALUE! | #VALUE! | #VALUE! |  |  | #VALUE! | #VALUE! | #VALUE! | #VALUE! | #VALUE! | #VALUE! | #VALUE! | #VALUE! |  |  |  |  | #VALUE! | #VALUE! | #VALUE! |  |  | #VALUE! | #VALUE! | #VALUE! | #VALUE! | #VALUE! | #VALUE! | #VALUE! | #VALUE! |  |  |  |  | #VALUE! | #VALUE! | #VALUE! |  |  | #VALUE! | #VALUE! | #VALUE! | #VALUE! | #VALUE! | #VALUE! | #VALUE! | #VALUE! |  |  |  |  | #VALUE! | #VALUE! | #VALUE! |  |  | #VALUE! | #VALUE! | #VALUE! | #VALUE! | #VALUE! | #VALUE! | #VALUE! | #VALUE! |  |  | #VALUE! | #VALUE! | #VALUE! | #VALUE! | #VALUE! |  |  | #VALUE! | #VALUE! | #VALUE! | #VALUE! | #VALUE! | #VALUE! | #VALUE! | #VALUE! |  |  | #VALUE! | #VALUE! | #VALUE! | #VALUE! | #VALUE! |  |  | #VALUE! | #VALUE! | #VALUE! | #VALUE! | #VALUE! | #VALUE! | #VALUE! | #VALUE! | 0 | #REF! | #VALUE! | #VALUE! | #VALUE! | #VALUE! | #VALUE! | #VALUE! | #VALUE! | 0
|  |  |  | 0 | 51 | 0 |  |  | 1 | 1.0842e-19 | 0 | 1.0669e-18 | 1.0669e-18 | 1.0669e-18 | 0 | 0 |  |  |  |  | #VALUE! | #VALUE! | #VALUE! |  |  | #VALUE! | #VALUE! | #VALUE! | #VALUE! | #VALUE! | #VALUE! | #VALUE! | #VALUE! |  |  |  |  | #VALUE! | #VALUE! | #VALUE! |  |  | #VALUE! | #VALUE! | #VALUE! | #VALUE! | #VALUE! | #VALUE! | #VALUE! | #VALUE! |  |  |  |  | #VALUE! | #VALUE! | #VALUE! |  |  | #VALUE! | #VALUE! | #VALUE! | #VALUE! | #VALUE! | #VALUE! | #VALUE! | #VALUE! |  |  |  |  | #VALUE! | #VALUE! | #VALUE! |  |  | #VALUE! | #VALUE! | #VALUE! | #VALUE! | #VALUE! | #VALUE! | #VALUE! | #VALUE! |  |  |  |  | #VALUE! | #VALUE! | #VALUE! |  |  | #VALUE! | #VALUE! | #VALUE! | #VALUE! | #VALUE! | #VALUE! | #VALUE! | #VALUE! |  |  | #VALUE! | #VALUE! | #VALUE! | #VALUE! | #VALUE! |  |  | #VALUE! | #VALUE! | #VALUE! | #VALUE! | #VALUE! | #VALUE! | #VALUE! | #VALUE! |  |  | #VALUE! | #VALUE! | #VALUE! | #VALUE! | #VALUE! |  |  | #VALUE! | #VALUE! | #VALUE! | #VALUE! | #VALUE! | #VALUE! | #VALUE! | #VALUE! | 0 | #REF! | #VALUE! | #VALUE! | #VALUE! | #VALUE! | #VALUE! | #VALUE! | #VALUE! | 0
|  |  |  | 0 | 51 | 0 |  |  | 1 | 1.0842e-19 | 0 | 1.0669e-18 | 1.0669e-18 | 1.0669e-18 | 0 | 0 |  |  |  |  | #VALUE! | #VALUE! | #VALUE! |  |  | #VALUE! | #VALUE! | #VALUE! | #VALUE! | #VALUE! | #VALUE! | #VALUE! | #VALUE! |  |  |  |  | #VALUE! | #VALUE! | #VALUE! |  |  | #VALUE! | #VALUE! | #VALUE! | #VALUE! | #VALUE! | #VALUE! | #VALUE! | #VALUE! |  |  |  |  | #VALUE! | #VALUE! | #VALUE! |  |  | #VALUE! | #VALUE! | #VALUE! | #VALUE! | #VALUE! | #VALUE! | #VALUE! | #VALUE! |  |  |  |  | #VALUE! | #VALUE! | #VALUE! |  |  | #VALUE! | #VALUE! | #VALUE! | #VALUE! | #VALUE! | #VALUE! | #VALUE! | #VALUE! |  |  |  |  | #VALUE! | #VALUE! | #VALUE! |  |  | #VALUE! | #VALUE! | #VALUE! | #VALUE! | #VALUE! | #VALUE! | #VALUE! | #VALUE! |  |  | #VALUE! | #VALUE! | #VALUE! | #VALUE! | #VALUE! |  |  | #VALUE! | #VALUE! | #VALUE! | #VALUE! | #VALUE! | #VALUE! | #VALUE! | #VALUE! |  |  | #VALUE! | #VALUE! | #VALUE! | #VALUE! | #VALUE! |  |  | #VALUE! | #VALUE! | #VALUE! | #VALUE! | #VALUE! | #VALUE! | #VALUE! | #VALUE! | 0 | #REF! | #VALUE! | #VALUE! | #VALUE! | #VALUE! | #VALUE! | #VALUE! | #VALUE! | 0
|  |  |  | 0 | 51 | 0 |  |  | 1 | 1.0842e-19 | 0 | 1.0669e-18 | 1.0669e-18 | 1.0669e-18 | 0 | 0 |  |  |  |  | #VALUE! | #VALUE! | #VALUE! |  |  | #VALUE! | #VALUE! | #VALUE! | #VALUE! | #VALUE! | #VALUE! | #VALUE! | #VALUE! |  |  |  |  | #VALUE! | #VALUE! | #VALUE! |  |  | #VALUE! | #VALUE! | #VALUE! | #VALUE! | #VALUE! | #VALUE! | #VALUE! | #VALUE! |  |  |  |  | #VALUE! | #VALUE! | #VALUE! |  |  | #VALUE! | #VALUE! | #VALUE! | #VALUE! | #VALUE! | #VALUE! | #VALUE! | #VALUE! |  |  |  |  | #VALUE! | #VALUE! | #VALUE! |  |  | #VALUE! | #VALUE! | #VALUE! | #VALUE! | #VALUE! | #VALUE! | #VALUE! | #VALUE! |  |  |  |  | #VALUE! | #VALUE! | #VALUE! |  |  | #VALUE! | #VALUE! | #VALUE! | #VALUE! | #VALUE! | #VALUE! | #VALUE! | #VALUE! |  |  | #VALUE! | #VALUE! | #VALUE! | #VALUE! | #VALUE! |  |  | #VALUE! | #VALUE! | #VALUE! | #VALUE! | #VALUE! | #VALUE! | #VALUE! | #VALUE! |  |  | #VALUE! | #VALUE! | #VALUE! | #VALUE! | #VALUE! |  |  | #VALUE! | #VALUE! | #VALUE! | #VALUE! | #VALUE! | #VALUE! | #VALUE! | #VALUE! | 0 | #REF! | #VALUE! | #VALUE! | #VALUE! | #VALUE! | #VALUE! | #VALUE! | #VALUE! | 0
|  |  |  | 0 | 51 | 0 |  |  | 1 | 1.0842e-19 | 0 | 1.0669e-18 | 1.0669e-18 | 1.0669e-18 | 0 | 0 |  |  |  |  | #VALUE! | #VALUE! | #VALUE! |  |  | #VALUE! | #VALUE! | #VALUE! | #VALUE! | #VALUE! | #VALUE! | #VALUE! | #VALUE! |  |  |  |  | #VALUE! | #VALUE! | #VALUE! |  |  | #VALUE! | #VALUE! | #VALUE! | #VALUE! | #VALUE! | #VALUE! | #VALUE! | #VALUE! |  |  |  |  | #VALUE! | #VALUE! | #VALUE! |  |  | #VALUE! | #VALUE! | #VALUE! | #VALUE! | #VALUE! | #VALUE! | #VALUE! | #VALUE! |  |  |  |  | #VALUE! | #VALUE! | #VALUE! |  |  | #VALUE! | #VALUE! | #VALUE! | #VALUE! | #VALUE! | #VALUE! | #VALUE! | #VALUE! |  |  |  |  | #VALUE! | #VALUE! | #VALUE! |  |  | #VALUE! | #VALUE! | #VALUE! | #VALUE! | #VALUE! | #VALUE! | #VALUE! | #VALUE! |  |  | #VALUE! | #VALUE! | #VALUE! | #VALUE! | #VALUE! |  |  | #VALUE! | #VALUE! | #VALUE! | #VALUE! | #VALUE! | #VALUE! | #VALUE! | #VALUE! |  |  | #VALUE! | #VALUE! | #VALUE! | #VALUE! | #VALUE! |  |  | #VALUE! | #VALUE! | #VALUE! | #VALUE! | #VALUE! | #VALUE! | #VALUE! | #VALUE! | 0 | #REF! | #VALUE! | #VALUE! | #VALUE! | #VALUE! | #VALUE! | #VALUE! | #VALUE! | 0
|  |  |  | 0 | 51 | 0 |  |  | 1 | 1.0842e-19 | 0 | 1.0669e-18 | 1.0669e-18 | 1.0669e-18 | 0 | 0 |  |  |  |  | #VALUE! | #VALUE! | #VALUE! |  |  | #VALUE! | #VALUE! | #VALUE! | #VALUE! | #VALUE! | #VALUE! | #VALUE! | #VALUE! |  |  |  |  | #VALUE! | #VALUE! | #VALUE! |  |  | #VALUE! | #VALUE! | #VALUE! | #VALUE! | #VALUE! | #VALUE! | #VALUE! | #VALUE! |  |  |  |  | #VALUE! | #VALUE! | #VALUE! |  |  | #VALUE! | #VALUE! | #VALUE! | #VALUE! | #VALUE! | #VALUE! | #VALUE! | #VALUE! |  |  |  |  | #VALUE! | #VALUE! | #VALUE! |  |  | #VALUE! | #VALUE! | #VALUE! | #VALUE! | #VALUE! | #VALUE! | #VALUE! | #VALUE! |  |  |  |  | #VALUE! | #VALUE! | #VALUE! |  |  | #VALUE! | #VALUE! | #VALUE! | #VALUE! | #VALUE! | #VALUE! | #VALUE! | #VALUE! |  |  | #VALUE! | #VALUE! | #VALUE! | #VALUE! | #VALUE! |  |  | #VALUE! | #VALUE! | #VALUE! | #VALUE! | #VALUE! | #VALUE! | #VALUE! | #VALUE! |  |  | #VALUE! | #VALUE! | #VALUE! | #VALUE! | #VALUE! |  |  | #VALUE! | #VALUE! | #VALUE! | #VALUE! | #VALUE! | #VALUE! | #VALUE! | #VALUE! | 0 | #REF! | #VALUE! | #VALUE! | #VALUE! | #VALUE! | #VALUE! | #VALUE! | #VALUE! | 0
|  |  |  | 0 | 51 | 0 |  |  | 1 | 1.0842e-19 | 0 | 1.0669e-18 | 1.0669e-18 | 1.0669e-18 | 0 | 0 |  |  |  |  | #VALUE! | #VALUE! | #VALUE! |  |  | #VALUE! | #VALUE! | #VALUE! | #VALUE! | #VALUE! | #VALUE! | #VALUE! | #VALUE! |  |  |  |  | #VALUE! | #VALUE! | #VALUE! |  |  | #VALUE! | #VALUE! | #VALUE! | #VALUE! | #VALUE! | #VALUE! | #VALUE! | #VALUE! |  |  |  |  | #VALUE! | #VALUE! | #VALUE! |  |  | #VALUE! | #VALUE! | #VALUE! | #VALUE! | #VALUE! | #VALUE! | #VALUE! | #VALUE! |  |  |  |  | #VALUE! | #VALUE! | #VALUE! |  |  | #VALUE! | #VALUE! | #VALUE! | #VALUE! | #VALUE! | #VALUE! | #VALUE! | #VALUE! |  |  |  |  | #VALUE! | #VALUE! | #VALUE! |  |  | #VALUE! | #VALUE! | #VALUE! | #VALUE! | #VALUE! | #VALUE! | #VALUE! | #VALUE! |  |  | #VALUE! | #VALUE! | #VALUE! | #VALUE! | #VALUE! |  |  | #VALUE! | #VALUE! | #VALUE! | #VALUE! | #VALUE! | #VALUE! | #VALUE! | #VALUE! |  |  | #VALUE! | #VALUE! | #VALUE! | #VALUE! | #VALUE! |  |  | #VALUE! | #VALUE! | #VALUE! | #VALUE! | #VALUE! | #VALUE! | #VALUE! | #VALUE! | 0 | #REF! | #VALUE! | #VALUE! | #VALUE! | #VALUE! | #VALUE! | #VALUE! | #VALUE! | 0
|  |  |  | 0 | 51 | 0 |  |  | 1 | 1.0842e-19 | 0 | 1.0669e-18 | 1.0669e-18 | 1.0669e-18 | 0 | 0 |  |  |  |  | #VALUE! | #VALUE! | #VALUE! |  |  | #VALUE! | #VALUE! | #VALUE! | #VALUE! | #VALUE! | #VALUE! | #VALUE! | #VALUE! |  |  |  |  | #VALUE! | #VALUE! | #VALUE! |  |  | #VALUE! | #VALUE! | #VALUE! | #VALUE! | #VALUE! | #VALUE! | #VALUE! | #VALUE! |  |  |  |  | #VALUE! | #VALUE! | #VALUE! |  |  | #VALUE! | #VALUE! | #VALUE! | #VALUE! | #VALUE! | #VALUE! | #VALUE! | #VALUE! |  |  |  |  | #VALUE! | #VALUE! | #VALUE! |  |  | #VALUE! | #VALUE! | #VALUE! | #VALUE! | #VALUE! | #VALUE! | #VALUE! | #VALUE! |  |  |  |  | #VALUE! | #VALUE! | #VALUE! |  |  | #VALUE! | #VALUE! | #VALUE! | #VALUE! | #VALUE! | #VALUE! | #VALUE! | #VALUE! |  |  | #VALUE! | #VALUE! | #VALUE! | #VALUE! | #VALUE! |  |  | #VALUE! | #VALUE! | #VALUE! | #VALUE! | #VALUE! | #VALUE! | #VALUE! | #VALUE! |  |  | #VALUE! | #VALUE! | #VALUE! | #VALUE! | #VALUE! |  |  | #VALUE! | #VALUE! | #VALUE! | #VALUE! | #VALUE! | #VALUE! | #VALUE! | #VALUE! | 0 | #REF! | #VALUE! | #VALUE! | #VALUE! | #VALUE! | #VALUE! | #VALUE! | #VALUE! | 0
|  |  |  | 0 | 51 | 0 |  |  | 1 | 1.0842e-19 | 0 | 1.0669e-18 | 1.0669e-18 | 1.0669e-18 | 0 | 0 |  |  |  |  | #VALUE! | #VALUE! | #VALUE! |  |  | #VALUE! | #VALUE! | #VALUE! | #VALUE! | #VALUE! | #VALUE! | #VALUE! | #VALUE! |  |  |  |  | #VALUE! | #VALUE! | #VALUE! |  |  | #VALUE! | #VALUE! | #VALUE! | #VALUE! | #VALUE! | #VALUE! | #VALUE! | #VALUE! |  |  |  |  | #VALUE! | #VALUE! | #VALUE! |  |  | #VALUE! | #VALUE! | #VALUE! | #VALUE! | #VALUE! | #VALUE! | #VALUE! | #VALUE! |  |  |  |  | #VALUE! | #VALUE! | #VALUE! |  |  | #VALUE! | #VALUE! | #VALUE! | #VALUE! | #VALUE! | #VALUE! | #VALUE! | #VALUE! |  |  |  |  | #VALUE! | #VALUE! | #VALUE! |  |  | #VALUE! | #VALUE! | #VALUE! | #VALUE! | #VALUE! | #VALUE! | #VALUE! | #VALUE! |  |  | #VALUE! | #VALUE! | #VALUE! | #VALUE! | #VALUE! |  |  | #VALUE! | #VALUE! | #VALUE! | #VALUE! | #VALUE! | #VALUE! | #VALUE! | #VALUE! |  |  | #VALUE! | #VALUE! | #VALUE! | #VALUE! | #VALUE! |  |  | #VALUE! | #VALUE! | #VALUE! | #VALUE! | #VALUE! | #VALUE! | #VALUE! | #VALUE! | 0 | #REF! | #VALUE! | #VALUE! | #VALUE! | #VALUE! | #VALUE! | #VALUE! | #VALUE! | 0
|  |  |  | 0 | 51 | 0 |  |  | 1 | 1.0842e-19 | 0 | 1.0669e-18 | 1.0669e-18 | 1.0669e-18 | 0 | 0 |  |  |  |  | #VALUE! | #VALUE! | #VALUE! |  |  | #VALUE! | #VALUE! | #VALUE! | #VALUE! | #VALUE! | #VALUE! | #VALUE! | #VALUE! |  |  |  |  | #VALUE! | #VALUE! | #VALUE! |  |  | #VALUE! | #VALUE! | #VALUE! | #VALUE! | #VALUE! | #VALUE! | #VALUE! | #VALUE! |  |  |  |  | #VALUE! | #VALUE! | #VALUE! |  |  | #VALUE! | #VALUE! | #VALUE! | #VALUE! | #VALUE! | #VALUE! | #VALUE! | #VALUE! |  |  |  |  | #VALUE! | #VALUE! | #VALUE! |  |  | #VALUE! | #VALUE! | #VALUE! | #VALUE! | #VALUE! | #VALUE! | #VALUE! | #VALUE! |  |  |  |  | #VALUE! | #VALUE! | #VALUE! |  |  | #VALUE! | #VALUE! | #VALUE! | #VALUE! | #VALUE! | #VALUE! | #VALUE! | #VALUE! |  |  | #VALUE! | #VALUE! | #VALUE! | #VALUE! | #VALUE! |  |  | #VALUE! | #VALUE! | #VALUE! | #VALUE! | #VALUE! | #VALUE! | #VALUE! | #VALUE! |  |  | #VALUE! | #VALUE! | #VALUE! | #VALUE! | #VALUE! |  |  | #VALUE! | #VALUE! | #VALUE! | #VALUE! | #VALUE! | #VALUE! | #VALUE! | #VALUE! | 0 | #REF! | #VALUE! | #VALUE! | #VALUE! | #VALUE! | #VALUE! | #VALUE! | #VALUE! | 0
|  |  |  | 0 | 51 | 0 |  |  | 1 | 1.0842e-19 | 0 | 1.0669e-18 | 1.0669e-18 | 1.0669e-18 | 0 | 0 |  |  |  |  | #VALUE! | #VALUE! | #VALUE! |  |  | #VALUE! | #VALUE! | #VALUE! | #VALUE! | #VALUE! | #VALUE! | #VALUE! | #VALUE! |  |  |  |  | #VALUE! | #VALUE! | #VALUE! |  |  | #VALUE! | #VALUE! | #VALUE! | #VALUE! | #VALUE! | #VALUE! | #VALUE! | #VALUE! |  |  |  |  | #VALUE! | #VALUE! | #VALUE! |  |  | #VALUE! | #VALUE! | #VALUE! | #VALUE! | #VALUE! | #VALUE! | #VALUE! | #VALUE! |  |  |  |  | #VALUE! | #VALUE! | #VALUE! |  |  | #VALUE! | #VALUE! | #VALUE! | #VALUE! | #VALUE! | #VALUE! | #VALUE! | #VALUE! |  |  |  |  | #VALUE! | #VALUE! | #VALUE! |  |  | #VALUE! | #VALUE! | #VALUE! | #VALUE! | #VALUE! | #VALUE! | #VALUE! | #VALUE! |  |  | #VALUE! | #VALUE! | #VALUE! | #VALUE! | #VALUE! |  |  | #VALUE! | #VALUE! | #VALUE! | #VALUE! | #VALUE! | #VALUE! | #VALUE! | #VALUE! |  |  | #VALUE! | #VALUE! | #VALUE! | #VALUE! | #VALUE! |  |  | #VALUE! | #VALUE! | #VALUE! | #VALUE! | #VALUE! | #VALUE! | #VALUE! | #VALUE! | 0 | #REF! | #VALUE! | #VALUE! | #VALUE! | #VALUE! | #VALUE! | #VALUE! | #VALUE! | 0
|  |  |  | 0 | 51 | 0 |  |  | 1 | 1.0842e-19 | 0 | 1.0669e-18 | 1.0669e-18 | 1.0669e-18 | 0 | 0 |  |  |  |  | #VALUE! | #VALUE! | #VALUE! |  |  | #VALUE! | #VALUE! | #VALUE! | #VALUE! | #VALUE! | #VALUE! | #VALUE! | #VALUE! |  |  |  |  | #VALUE! | #VALUE! | #VALUE! |  |  | #VALUE! | #VALUE! | #VALUE! | #VALUE! | #VALUE! | #VALUE! | #VALUE! | #VALUE! |  |  |  |  | #VALUE! | #VALUE! | #VALUE! |  |  | #VALUE! | #VALUE! | #VALUE! | #VALUE! | #VALUE! | #VALUE! | #VALUE! | #VALUE! |  |  |  |  | #VALUE! | #VALUE! | #VALUE! |  |  | #VALUE! | #VALUE! | #VALUE! | #VALUE! | #VALUE! | #VALUE! | #VALUE! | #VALUE! |  |  |  |  | #VALUE! | #VALUE! | #VALUE! |  |  | #VALUE! | #VALUE! | #VALUE! | #VALUE! | #VALUE! | #VALUE! | #VALUE! | #VALUE! |  |  | #VALUE! | #VALUE! | #VALUE! | #VALUE! | #VALUE! |  |  | #VALUE! | #VALUE! | #VALUE! | #VALUE! | #VALUE! | #VALUE! | #VALUE! | #VALUE! |  |  | #VALUE! | #VALUE! | #VALUE! | #VALUE! | #VALUE! |  |  | #VALUE! | #VALUE! | #VALUE! | #VALUE! | #VALUE! | #VALUE! | #VALUE! | #VALUE! | 0 | #REF! | #VALUE! | #VALUE! | #VALUE! | #VALUE! | #VALUE! | #VALUE! | #VALUE! | 0
|  |  |  | 0 | 51 | 0 |  |  | 1 | 1.0842e-19 | 0 | 1.0669e-18 | 1.0669e-18 | 1.0669e-18 | 0 | 0 |  |  |  |  | #VALUE! | #VALUE! | #VALUE! |  |  | #VALUE! | #VALUE! | #VALUE! | #VALUE! | #VALUE! | #VALUE! | #VALUE! | #VALUE! |  |  |  |  | #VALUE! | #VALUE! | #VALUE! |  |  | #VALUE! | #VALUE! | #VALUE! | #VALUE! | #VALUE! | #VALUE! | #VALUE! | #VALUE! |  |  |  |  | #VALUE! | #VALUE! | #VALUE! |  |  | #VALUE! | #VALUE! | #VALUE! | #VALUE! | #VALUE! | #VALUE! | #VALUE! | #VALUE! |  |  |  |  | #VALUE! | #VALUE! | #VALUE! |  |  | #VALUE! | #VALUE! | #VALUE! | #VALUE! | #VALUE! | #VALUE! | #VALUE! | #VALUE! |  |  |  |  | #VALUE! | #VALUE! | #VALUE! |  |  | #VALUE! | #VALUE! | #VALUE! | #VALUE! | #VALUE! | #VALUE! | #VALUE! | #VALUE! |  |  | #VALUE! | #VALUE! | #VALUE! | #VALUE! | #VALUE! |  |  | #VALUE! | #VALUE! | #VALUE! | #VALUE! | #VALUE! | #VALUE! | #VALUE! | #VALUE! |  |  | #VALUE! | #VALUE! | #VALUE! | #VALUE! | #VALUE! |  |  | #VALUE! | #VALUE! | #VALUE! | #VALUE! | #VALUE! | #VALUE! | #VALUE! | #VALUE! | 0 | #REF! | #VALUE! | #VALUE! | #VALUE! | #VALUE! | #VALUE! | #VALUE! | #VALUE! | 0
|  |  |  | 0 | 51 | 0 |  |  | 1 | 1.0842e-19 | 0 | 1.0669e-18 | 1.0669e-18 | 1.0669e-18 | 0 | 0 |  |  |  |  | #VALUE! | #VALUE! | #VALUE! |  |  | #VALUE! | #VALUE! | #VALUE! | #VALUE! | #VALUE! | #VALUE! | #VALUE! | #VALUE! |  |  |  |  | #VALUE! | #VALUE! | #VALUE! |  |  | #VALUE! | #VALUE! | #VALUE! | #VALUE! | #VALUE! | #VALUE! | #VALUE! | #VALUE! |  |  |  |  | #VALUE! | #VALUE! | #VALUE! |  |  | #VALUE! | #VALUE! | #VALUE! | #VALUE! | #VALUE! | #VALUE! | #VALUE! | #VALUE! |  |  |  |  | #VALUE! | #VALUE! | #VALUE! |  |  | #VALUE! | #VALUE! | #VALUE! | #VALUE! | #VALUE! | #VALUE! | #VALUE! | #VALUE! |  |  |  |  | #VALUE! | #VALUE! | #VALUE! |  |  | #VALUE! | #VALUE! | #VALUE! | #VALUE! | #VALUE! | #VALUE! | #VALUE! | #VALUE! |  |  | #VALUE! | #VALUE! | #VALUE! | #VALUE! | #VALUE! |  |  | #VALUE! | #VALUE! | #VALUE! | #VALUE! | #VALUE! | #VALUE! | #VALUE! | #VALUE! |  |  | #VALUE! | #VALUE! | #VALUE! | #VALUE! | #VALUE! |  |  | #VALUE! | #VALUE! | #VALUE! | #VALUE! | #VALUE! | #VALUE! | #VALUE! | #VALUE! | 0 | #REF! | #VALUE! | #VALUE! | #VALUE! | #VALUE! | #VALUE! | #VALUE! | #VALUE! | 0
|  |  |  | 0 | 51 | 0 |  |  | 1 | 1.0842e-19 | 0 | 1.0669e-18 | 1.0669e-18 | 1.0669e-18 | 0 | 0 |  |  |  |  | #VALUE! | #VALUE! | #VALUE! |  |  | #VALUE! | #VALUE! | #VALUE! | #VALUE! | #VALUE! | #VALUE! | #VALUE! | #VALUE! |  |  |  |  | #VALUE! | #VALUE! | #VALUE! |  |  | #VALUE! | #VALUE! | #VALUE! | #VALUE! | #VALUE! | #VALUE! | #VALUE! | #VALUE! |  |  |  |  | #VALUE! | #VALUE! | #VALUE! |  |  | #VALUE! | #VALUE! | #VALUE! | #VALUE! | #VALUE! | #VALUE! | #VALUE! | #VALUE! |  |  |  |  | #VALUE! | #VALUE! | #VALUE! |  |  | #VALUE! | #VALUE! | #VALUE! | #VALUE! | #VALUE! | #VALUE! | #VALUE! | #VALUE! |  |  |  |  | #VALUE! | #VALUE! | #VALUE! |  |  | #VALUE! | #VALUE! | #VALUE! | #VALUE! | #VALUE! | #VALUE! | #VALUE! | #VALUE! |  |  | #VALUE! | #VALUE! | #VALUE! | #VALUE! | #VALUE! |  |  | #VALUE! | #VALUE! | #VALUE! | #VALUE! | #VALUE! | #VALUE! | #VALUE! | #VALUE! |  |  | #VALUE! | #VALUE! | #VALUE! | #VALUE! | #VALUE! |  |  | #VALUE! | #VALUE! | #VALUE! | #VALUE! | #VALUE! | #VALUE! | #VALUE! | #VALUE! | 0 | #REF! | #VALUE! | #VALUE! | #VALUE! | #VALUE! | #VALUE! | #VALUE! | #VALUE! | 0
|  |  |  | 0 | 51 | 0 |  |  | 1 | 1.0842e-19 | 0 | 1.0669e-18 | 1.0669e-18 | 1.0669e-18 | 0 | 0 |  |  |  |  | #VALUE! | #VALUE! | #VALUE! |  |  | #VALUE! | #VALUE! | #VALUE! | #VALUE! | #VALUE! | #VALUE! | #VALUE! | #VALUE! |  |  |  |  | #VALUE! | #VALUE! | #VALUE! |  |  | #VALUE! | #VALUE! | #VALUE! | #VALUE! | #VALUE! | #VALUE! | #VALUE! | #VALUE! |  |  |  |  | #VALUE! | #VALUE! | #VALUE! |  |  | #VALUE! | #VALUE! | #VALUE! | #VALUE! | #VALUE! | #VALUE! | #VALUE! | #VALUE! |  |  |  |  | #VALUE! | #VALUE! | #VALUE! |  |  | #VALUE! | #VALUE! | #VALUE! | #VALUE! | #VALUE! | #VALUE! | #VALUE! | #VALUE! |  |  |  |  | #VALUE! | #VALUE! | #VALUE! |  |  | #VALUE! | #VALUE! | #VALUE! | #VALUE! | #VALUE! | #VALUE! | #VALUE! | #VALUE! |  |  | #VALUE! | #VALUE! | #VALUE! | #VALUE! | #VALUE! |  |  | #VALUE! | #VALUE! | #VALUE! | #VALUE! | #VALUE! | #VALUE! | #VALUE! | #VALUE! |  |  | #VALUE! | #VALUE! | #VALUE! | #VALUE! | #VALUE! |  |  | #VALUE! | #VALUE! | #VALUE! | #VALUE! | #VALUE! | #VALUE! | #VALUE! | #VALUE! | 0 | #REF! | #VALUE! | #VALUE! | #VALUE! | #VALUE! | #VALUE! | #VALUE! | #VALUE! | 0
|  |  |  | 0 | 51 | 0 |  |  | 1 | 1.0842e-19 | 0 | 1.0669e-18 | 1.0669e-18 | 1.0669e-18 | 0 | 0 |  |  |  |  | #VALUE! | #VALUE! | #VALUE! |  |  | #VALUE! | #VALUE! | #VALUE! | #VALUE! | #VALUE! | #VALUE! | #VALUE! | #VALUE! |  |  |  |  | #VALUE! | #VALUE! | #VALUE! |  |  | #VALUE! | #VALUE! | #VALUE! | #VALUE! | #VALUE! | #VALUE! | #VALUE! | #VALUE! |  |  |  |  | #VALUE! | #VALUE! | #VALUE! |  |  | #VALUE! | #VALUE! | #VALUE! | #VALUE! | #VALUE! | #VALUE! | #VALUE! | #VALUE! |  |  |  |  | #VALUE! | #VALUE! | #VALUE! |  |  | #VALUE! | #VALUE! | #VALUE! | #VALUE! | #VALUE! | #VALUE! | #VALUE! | #VALUE! |  |  |  |  | #VALUE! | #VALUE! | #VALUE! |  |  | #VALUE! | #VALUE! | #VALUE! | #VALUE! | #VALUE! | #VALUE! | #VALUE! | #VALUE! |  |  | #VALUE! | #VALUE! | #VALUE! | #VALUE! | #VALUE! |  |  | #VALUE! | #VALUE! | #VALUE! | #VALUE! | #VALUE! | #VALUE! | #VALUE! | #VALUE! |  |  | #VALUE! | #VALUE! | #VALUE! | #VALUE! | #VALUE! |  |  | #VALUE! | #VALUE! | #VALUE! | #VALUE! | #VALUE! | #VALUE! | #VALUE! | #VALUE! | 0 | #REF! | #VALUE! | #VALUE! | #VALUE! | #VALUE! | #VALUE! | #VALUE! | #VALUE! | 0
|  |  |  | 0 | 51 | 0 |  |  | 1 | 1.0842e-19 | 0 | 1.0669e-18 | 1.0669e-18 | 1.0669e-18 | 0 | 0 |  |  |  |  | #VALUE! | #VALUE! | #VALUE! |  |  | #VALUE! | #VALUE! | #VALUE! | #VALUE! | #VALUE! | #VALUE! | #VALUE! | #VALUE! |  |  |  |  | #VALUE! | #VALUE! | #VALUE! |  |  | #VALUE! | #VALUE! | #VALUE! | #VALUE! | #VALUE! | #VALUE! | #VALUE! | #VALUE! |  |  |  |  | #VALUE! | #VALUE! | #VALUE! |  |  | #VALUE! | #VALUE! | #VALUE! | #VALUE! | #VALUE! | #VALUE! | #VALUE! | #VALUE! |  |  |  |  | #VALUE! | #VALUE! | #VALUE! |  |  | #VALUE! | #VALUE! | #VALUE! | #VALUE! | #VALUE! | #VALUE! | #VALUE! | #VALUE! |  |  |  |  | #VALUE! | #VALUE! | #VALUE! |  |  | #VALUE! | #VALUE! | #VALUE! | #VALUE! | #VALUE! | #VALUE! | #VALUE! | #VALUE! |  |  | #VALUE! | #VALUE! | #VALUE! | #VALUE! | #VALUE! |  |  | #VALUE! | #VALUE! | #VALUE! | #VALUE! | #VALUE! | #VALUE! | #VALUE! | #VALUE! |  |  | #VALUE! | #VALUE! | #VALUE! | #VALUE! | #VALUE! |  |  | #VALUE! | #VALUE! | #VALUE! | #VALUE! | #VALUE! | #VALUE! | #VALUE! | #VALUE! | 0 | #REF! | #VALUE! | #VALUE! | #VALUE! | #VALUE! | #VALUE! | #VALUE! | #VALUE! | 0
|  |  |  | 0 | 51 | 0 |  |  | 1 | 1.0842e-19 | 0 | 1.0669e-18 | 1.0669e-18 | 1.0669e-18 | 0 | 0 |  |  |  |  | #VALUE! | #VALUE! | #VALUE! |  |  | #VALUE! | #VALUE! | #VALUE! | #VALUE! | #VALUE! | #VALUE! | #VALUE! | #VALUE! |  |  |  |  | #VALUE! | #VALUE! | #VALUE! |  |  | #VALUE! | #VALUE! | #VALUE! | #VALUE! | #VALUE! | #VALUE! | #VALUE! | #VALUE! |  |  |  |  | #VALUE! | #VALUE! | #VALUE! |  |  | #VALUE! | #VALUE! | #VALUE! | #VALUE! | #VALUE! | #VALUE! | #VALUE! | #VALUE! |  |  |  |  | #VALUE! | #VALUE! | #VALUE! |  |  | #VALUE! | #VALUE! | #VALUE! | #VALUE! | #VALUE! | #VALUE! | #VALUE! | #VALUE! |  |  |  |  | #VALUE! | #VALUE! | #VALUE! |  |  | #VALUE! | #VALUE! | #VALUE! | #VALUE! | #VALUE! | #VALUE! | #VALUE! | #VALUE! |  |  | #VALUE! | #VALUE! | #VALUE! | #VALUE! | #VALUE! |  |  | #VALUE! | #VALUE! | #VALUE! | #VALUE! | #VALUE! | #VALUE! | #VALUE! | #VALUE! |  |  | #VALUE! | #VALUE! | #VALUE! | #VALUE! | #VALUE! |  |  | #VALUE! | #VALUE! | #VALUE! | #VALUE! | #VALUE! | #VALUE! | #VALUE! | #VALUE! | 0 | #REF! | #VALUE! | #VALUE! | #VALUE! | #VALUE! | #VALUE! | #VALUE! | #VALUE! | 0
|  |  |  | 0 | 51 | 0 |  |  | 1 | 1.0842e-19 | 0 | 1.0669e-18 | 1.0669e-18 | 1.0669e-18 | 0 | 0 |  |  |  |  | #VALUE! | #VALUE! | #VALUE! |  |  | #VALUE! | #VALUE! | #VALUE! | #VALUE! | #VALUE! | #VALUE! | #VALUE! | #VALUE! |  |  |  |  | #VALUE! | #VALUE! | #VALUE! |  |  | #VALUE! | #VALUE! | #VALUE! | #VALUE! | #VALUE! | #VALUE! | #VALUE! | #VALUE! |  |  |  |  | #VALUE! | #VALUE! | #VALUE! |  |  | #VALUE! | #VALUE! | #VALUE! | #VALUE! | #VALUE! | #VALUE! | #VALUE! | #VALUE! |  |  |  |  | #VALUE! | #VALUE! | #VALUE! |  |  | #VALUE! | #VALUE! | #VALUE! | #VALUE! | #VALUE! | #VALUE! | #VALUE! | #VALUE! |  |  |  |  | #VALUE! | #VALUE! | #VALUE! |  |  | #VALUE! | #VALUE! | #VALUE! | #VALUE! | #VALUE! | #VALUE! | #VALUE! | #VALUE! |  |  | #VALUE! | #VALUE! | #VALUE! | #VALUE! | #VALUE! |  |  | #VALUE! | #VALUE! | #VALUE! | #VALUE! | #VALUE! | #VALUE! | #VALUE! | #VALUE! |  |  | #VALUE! | #VALUE! | #VALUE! | #VALUE! | #VALUE! |  |  | #VALUE! | #VALUE! | #VALUE! | #VALUE! | #VALUE! | #VALUE! | #VALUE! | #VALUE! | 0 | #REF! | #VALUE! | #VALUE! | #VALUE! | #VALUE! | #VALUE! | #VALUE! | #VALUE! | 0
|  |  |  | 0 | 51 | 0 |  |  | 1 | 1.0842e-19 | 0 | 1.0669e-18 | 1.0669e-18 | 1.0669e-18 | 0 | 0 |  |  |  |  | #VALUE! | #VALUE! | #VALUE! |  |  | #VALUE! | #VALUE! | #VALUE! | #VALUE! | #VALUE! | #VALUE! | #VALUE! | #VALUE! |  |  |  |  | #VALUE! | #VALUE! | #VALUE! |  |  | #VALUE! | #VALUE! | #VALUE! | #VALUE! | #VALUE! | #VALUE! | #VALUE! | #VALUE! |  |  |  |  | #VALUE! | #VALUE! | #VALUE! |  |  | #VALUE! | #VALUE! | #VALUE! | #VALUE! | #VALUE! | #VALUE! | #VALUE! | #VALUE! |  |  |  |  | #VALUE! | #VALUE! | #VALUE! |  |  | #VALUE! | #VALUE! | #VALUE! | #VALUE! | #VALUE! | #VALUE! | #VALUE! | #VALUE! |  |  |  |  | #VALUE! | #VALUE! | #VALUE! |  |  | #VALUE! | #VALUE! | #VALUE! | #VALUE! | #VALUE! | #VALUE! | #VALUE! | #VALUE! |  |  | #VALUE! | #VALUE! | #VALUE! | #VALUE! | #VALUE! |  |  | #VALUE! | #VALUE! | #VALUE! | #VALUE! | #VALUE! | #VALUE! | #VALUE! | #VALUE! |  |  | #VALUE! | #VALUE! | #VALUE! | #VALUE! | #VALUE! |  |  | #VALUE! | #VALUE! | #VALUE! | #VALUE! | #VALUE! | #VALUE! | #VALUE! | #VALUE! | 0 | #REF! | #VALUE! | #VALUE! | #VALUE! | #VALUE! | #VALUE! | #VALUE! | #VALUE! | 0
|  |  |  | 0 | 51 | 0 |  |  | 1 | 1.0842e-19 | 0 | 1.0669e-18 | 1.0669e-18 | 1.0669e-18 | 0 | 0 |  |  |  |  | #VALUE! | #VALUE! | #VALUE! |  |  | #VALUE! | #VALUE! | #VALUE! | #VALUE! | #VALUE! | #VALUE! | #VALUE! | #VALUE! |  |  |  |  | #VALUE! | #VALUE! | #VALUE! |  |  | #VALUE! | #VALUE! | #VALUE! | #VALUE! | #VALUE! | #VALUE! | #VALUE! | #VALUE! |  |  |  |  | #VALUE! | #VALUE! | #VALUE! |  |  | #VALUE! | #VALUE! | #VALUE! | #VALUE! | #VALUE! | #VALUE! | #VALUE! | #VALUE! |  |  |  |  | #VALUE! | #VALUE! | #VALUE! |  |  | #VALUE! | #VALUE! | #VALUE! | #VALUE! | #VALUE! | #VALUE! | #VALUE! | #VALUE! |  |  |  |  | #VALUE! | #VALUE! | #VALUE! |  |  | #VALUE! | #VALUE! | #VALUE! | #VALUE! | #VALUE! | #VALUE! | #VALUE! | #VALUE! |  |  | #VALUE! | #VALUE! | #VALUE! | #VALUE! | #VALUE! |  |  | #VALUE! | #VALUE! | #VALUE! | #VALUE! | #VALUE! | #VALUE! | #VALUE! | #VALUE! |  |  | #VALUE! | #VALUE! | #VALUE! | #VALUE! | #VALUE! |  |  | #VALUE! | #VALUE! | #VALUE! | #VALUE! | #VALUE! | #VALUE! | #VALUE! | #VALUE! | 0 | #REF! | #VALUE! | #VALUE! | #VALUE! | #VALUE! | #VALUE! | #VALUE! | #VALUE! | 0
|  |  |  | 0 | 51 | 0 |  |  | 1 | 1.0842e-19 | 0 | 1.0669e-18 | 1.0669e-18 | 1.0669e-18 | 0 | 0 |  |  |  |  | #VALUE! | #VALUE! | #VALUE! |  |  | #VALUE! | #VALUE! | #VALUE! | #VALUE! | #VALUE! | #VALUE! | #VALUE! | #VALUE! |  |  |  |  | #VALUE! | #VALUE! | #VALUE! |  |  | #VALUE! | #VALUE! | #VALUE! | #VALUE! | #VALUE! | #VALUE! | #VALUE! | #VALUE! |  |  |  |  | #VALUE! | #VALUE! | #VALUE! |  |  | #VALUE! | #VALUE! | #VALUE! | #VALUE! | #VALUE! | #VALUE! | #VALUE! | #VALUE! |  |  |  |  | #VALUE! | #VALUE! | #VALUE! |  |  | #VALUE! | #VALUE! | #VALUE! | #VALUE! | #VALUE! | #VALUE! | #VALUE! | #VALUE! |  |  |  |  | #VALUE! | #VALUE! | #VALUE! |  |  | #VALUE! | #VALUE! | #VALUE! | #VALUE! | #VALUE! | #VALUE! | #VALUE! | #VALUE! |  |  | #VALUE! | #VALUE! | #VALUE! | #VALUE! | #VALUE! |  |  | #VALUE! | #VALUE! | #VALUE! | #VALUE! | #VALUE! | #VALUE! | #VALUE! | #VALUE! |  |  | #VALUE! | #VALUE! | #VALUE! | #VALUE! | #VALUE! |  |  | #VALUE! | #VALUE! | #VALUE! | #VALUE! | #VALUE! | #VALUE! | #VALUE! | #VALUE! | 0 | #REF! | #VALUE! | #VALUE! | #VALUE! | #VALUE! | #VALUE! | #VALUE! | #VALUE! | 0
|  |  |  | 0 | 51 | 0 |  |  | 1 | 1.0842e-19 | 0 | 1.0669e-18 | 1.0669e-18 | 1.0669e-18 | 0 | 0 |  |  |  |  | #VALUE! | #VALUE! | #VALUE! |  |  | #VALUE! | #VALUE! | #VALUE! | #VALUE! | #VALUE! | #VALUE! | #VALUE! | #VALUE! |  |  |  |  | #VALUE! | #VALUE! | #VALUE! |  |  | #VALUE! | #VALUE! | #VALUE! | #VALUE! | #VALUE! | #VALUE! | #VALUE! | #VALUE! |  |  |  |  | #VALUE! | #VALUE! | #VALUE! |  |  | #VALUE! | #VALUE! | #VALUE! | #VALUE! | #VALUE! | #VALUE! | #VALUE! | #VALUE! |  |  |  |  | #VALUE! | #VALUE! | #VALUE! |  |  | #VALUE! | #VALUE! | #VALUE! | #VALUE! | #VALUE! | #VALUE! | #VALUE! | #VALUE! |  |  |  |  | #VALUE! | #VALUE! | #VALUE! |  |  | #VALUE! | #VALUE! | #VALUE! | #VALUE! | #VALUE! | #VALUE! | #VALUE! | #VALUE! |  |  | #VALUE! | #VALUE! | #VALUE! | #VALUE! | #VALUE! |  |  | #VALUE! | #VALUE! | #VALUE! | #VALUE! | #VALUE! | #VALUE! | #VALUE! | #VALUE! |  |  | #VALUE! | #VALUE! | #VALUE! | #VALUE! | #VALUE! |  |  | #VALUE! | #VALUE! | #VALUE! | #VALUE! | #VALUE! | #VALUE! | #VALUE! | #VALUE! | 0 | #REF! | #VALUE! | #VALUE! | #VALUE! | #VALUE! | #VALUE! | #VALUE! | #VALUE! | 0
|  |  |  | 0 | 51 | 0 |  |  | 1 | 1.0842e-19 | 0 | 1.0669e-18 | 1.0669e-18 | 1.0669e-18 | 0 | 0 |  |  |  |  | #VALUE! | #VALUE! | #VALUE! |  |  | #VALUE! | #VALUE! | #VALUE! | #VALUE! | #VALUE! | #VALUE! | #VALUE! | #VALUE! |  |  |  |  | #VALUE! | #VALUE! | #VALUE! |  |  | #VALUE! | #VALUE! | #VALUE! | #VALUE! | #VALUE! | #VALUE! | #VALUE! | #VALUE! |  |  |  |  | #VALUE! | #VALUE! | #VALUE! |  |  | #VALUE! | #VALUE! | #VALUE! | #VALUE! | #VALUE! | #VALUE! | #VALUE! | #VALUE! |  |  |  |  | #VALUE! | #VALUE! | #VALUE! |  |  | #VALUE! | #VALUE! | #VALUE! | #VALUE! | #VALUE! | #VALUE! | #VALUE! | #VALUE! |  |  |  |  | #VALUE! | #VALUE! | #VALUE! |  |  | #VALUE! | #VALUE! | #VALUE! | #VALUE! | #VALUE! | #VALUE! | #VALUE! | #VALUE! |  |  | #VALUE! | #VALUE! | #VALUE! | #VALUE! | #VALUE! |  |  | #VALUE! | #VALUE! | #VALUE! | #VALUE! | #VALUE! | #VALUE! | #VALUE! | #VALUE! |  |  | #VALUE! | #VALUE! | #VALUE! | #VALUE! | #VALUE! |  |  | #VALUE! | #VALUE! | #VALUE! | #VALUE! | #VALUE! | #VALUE! | #VALUE! | #VALUE! | 0 | #REF! | #VALUE! | #VALUE! | #VALUE! | #VALUE! | #VALUE! | #VALUE! | #VALUE! | 0
|  |  |  | 0 | 51 | 0 |  |  | 1 | 1.0842e-19 | 0 | 1.0669e-18 | 1.0669e-18 | 1.0669e-18 | 0 | 0 |  |  |  |  | #VALUE! | #VALUE! | #VALUE! |  |  | #VALUE! | #VALUE! | #VALUE! | #VALUE! | #VALUE! | #VALUE! | #VALUE! | #VALUE! |  |  |  |  | #VALUE! | #VALUE! | #VALUE! |  |  | #VALUE! | #VALUE! | #VALUE! | #VALUE! | #VALUE! | #VALUE! | #VALUE! | #VALUE! |  |  |  |  | #VALUE! | #VALUE! | #VALUE! |  |  | #VALUE! | #VALUE! | #VALUE! | #VALUE! | #VALUE! | #VALUE! | #VALUE! | #VALUE! |  |  |  |  | #VALUE! | #VALUE! | #VALUE! |  |  | #VALUE! | #VALUE! | #VALUE! | #VALUE! | #VALUE! | #VALUE! | #VALUE! | #VALUE! |  |  |  |  | #VALUE! | #VALUE! | #VALUE! |  |  | #VALUE! | #VALUE! | #VALUE! | #VALUE! | #VALUE! | #VALUE! | #VALUE! | #VALUE! |  |  | #VALUE! | #VALUE! | #VALUE! | #VALUE! | #VALUE! |  |  | #VALUE! | #VALUE! | #VALUE! | #VALUE! | #VALUE! | #VALUE! | #VALUE! | #VALUE! |  |  | #VALUE! | #VALUE! | #VALUE! | #VALUE! | #VALUE! |  |  | #VALUE! | #VALUE! | #VALUE! | #VALUE! | #VALUE! | #VALUE! | #VALUE! | #VALUE! | 0 | #REF! | #VALUE! | #VALUE! | #VALUE! | #VALUE! | #VALUE! | #VALUE! | #VALUE! | 0
|  |  |  | 0 | 51 | 0 |  |  | 1 | 1.0842e-19 | 0 | 1.0669e-18 | 1.0669e-18 | 1.0669e-18 | 0 | 0 |  |  |  |  | #VALUE! | #VALUE! | #VALUE! |  |  | #VALUE! | #VALUE! | #VALUE! | #VALUE! | #VALUE! | #VALUE! | #VALUE! | #VALUE! |  |  |  |  | #VALUE! | #VALUE! | #VALUE! |  |  | #VALUE! | #VALUE! | #VALUE! | #VALUE! | #VALUE! | #VALUE! | #VALUE! | #VALUE! |  |  |  |  | #VALUE! | #VALUE! | #VALUE! |  |  | #VALUE! | #VALUE! | #VALUE! | #VALUE! | #VALUE! | #VALUE! | #VALUE! | #VALUE! |  |  |  |  | #VALUE! | #VALUE! | #VALUE! |  |  | #VALUE! | #VALUE! | #VALUE! | #VALUE! | #VALUE! | #VALUE! | #VALUE! | #VALUE! |  |  |  |  | #VALUE! | #VALUE! | #VALUE! |  |  | #VALUE! | #VALUE! | #VALUE! | #VALUE! | #VALUE! | #VALUE! | #VALUE! | #VALUE! |  |  | #VALUE! | #VALUE! | #VALUE! | #VALUE! | #VALUE! |  |  | #VALUE! | #VALUE! | #VALUE! | #VALUE! | #VALUE! | #VALUE! | #VALUE! | #VALUE! |  |  | #VALUE! | #VALUE! | #VALUE! | #VALUE! | #VALUE! |  |  | #VALUE! | #VALUE! | #VALUE! | #VALUE! | #VALUE! | #VALUE! | #VALUE! | #VALUE! | 0 | #REF! | #VALUE! | #VALUE! | #VALUE! | #VALUE! | #VALUE! | #VALUE! | #VALUE! | 0
|  |  |  | 0 | 51 | 0 |  |  | 1 | 1.0842e-19 | 0 | 1.0669e-18 | 1.0669e-18 | 1.0669e-18 | 0 | 0 |  |  |  |  | #VALUE! | #VALUE! | #VALUE! |  |  | #VALUE! | #VALUE! | #VALUE! | #VALUE! | #VALUE! | #VALUE! | #VALUE! | #VALUE! |  |  |  |  | #VALUE! | #VALUE! | #VALUE! |  |  | #VALUE! | #VALUE! | #VALUE! | #VALUE! | #VALUE! | #VALUE! | #VALUE! | #VALUE! |  |  |  |  | #VALUE! | #VALUE! | #VALUE! |  |  | #VALUE! | #VALUE! | #VALUE! | #VALUE! | #VALUE! | #VALUE! | #VALUE! | #VALUE! |  |  |  |  | #VALUE! | #VALUE! | #VALUE! |  |  | #VALUE! | #VALUE! | #VALUE! | #VALUE! | #VALUE! | #VALUE! | #VALUE! | #VALUE! |  |  |  |  | #VALUE! | #VALUE! | #VALUE! |  |  | #VALUE! | #VALUE! | #VALUE! | #VALUE! | #VALUE! | #VALUE! | #VALUE! | #VALUE! |  |  | #VALUE! | #VALUE! | #VALUE! | #VALUE! | #VALUE! |  |  | #VALUE! | #VALUE! | #VALUE! | #VALUE! | #VALUE! | #VALUE! | #VALUE! | #VALUE! |  |  | #VALUE! | #VALUE! | #VALUE! | #VALUE! | #VALUE! |  |  | #VALUE! | #VALUE! | #VALUE! | #VALUE! | #VALUE! | #VALUE! | #VALUE! | #VALUE! | 0 | #REF! | #VALUE! | #VALUE! | #VALUE! | #VALUE! | #VALUE! | #VALUE! | #VALUE! | 0
|  |  |  | 0 | 51 | 0 |  |  | 1 | 1.0842e-19 | 0 | 1.0669e-18 | 1.0669e-18 | 1.0669e-18 | 0 | 0 |  |  |  |  | #VALUE! | #VALUE! | #VALUE! |  |  | #VALUE! | #VALUE! | #VALUE! | #VALUE! | #VALUE! | #VALUE! | #VALUE! | #VALUE! |  |  |  |  | #VALUE! | #VALUE! | #VALUE! |  |  | #VALUE! | #VALUE! | #VALUE! | #VALUE! | #VALUE! | #VALUE! | #VALUE! | #VALUE! |  |  |  |  | #VALUE! | #VALUE! | #VALUE! |  |  | #VALUE! | #VALUE! | #VALUE! | #VALUE! | #VALUE! | #VALUE! | #VALUE! | #VALUE! |  |  |  |  | #VALUE! | #VALUE! | #VALUE! |  |  | #VALUE! | #VALUE! | #VALUE! | #VALUE! | #VALUE! | #VALUE! | #VALUE! | #VALUE! |  |  |  |  | #VALUE! | #VALUE! | #VALUE! |  |  | #VALUE! | #VALUE! | #VALUE! | #VALUE! | #VALUE! | #VALUE! | #VALUE! | #VALUE! |  |  | #VALUE! | #VALUE! | #VALUE! | #VALUE! | #VALUE! |  |  | #VALUE! | #VALUE! | #VALUE! | #VALUE! | #VALUE! | #VALUE! | #VALUE! | #VALUE! |  |  | #VALUE! | #VALUE! | #VALUE! | #VALUE! | #VALUE! |  |  | #VALUE! | #VALUE! | #VALUE! | #VALUE! | #VALUE! | #VALUE! | #VALUE! | #VALUE! | 0 | #REF! | #VALUE! | #VALUE! | #VALUE! | #VALUE! | #VALUE! | #VALUE! | #VALUE! | 0
|  |  |  | 0 | 51 | 0 |  |  | 1 | 1.0842e-19 | 0 | 1.0669e-18 | 1.0669e-18 | 1.0669e-18 | 0 | 0 |  |  |  |  | #VALUE! | #VALUE! | #VALUE! |  |  | #VALUE! | #VALUE! | #VALUE! | #VALUE! | #VALUE! | #VALUE! | #VALUE! | #VALUE! |  |  |  |  | #VALUE! | #VALUE! | #VALUE! |  |  | #VALUE! | #VALUE! | #VALUE! | #VALUE! | #VALUE! | #VALUE! | #VALUE! | #VALUE! |  |  |  |  | #VALUE! | #VALUE! | #VALUE! |  |  | #VALUE! | #VALUE! | #VALUE! | #VALUE! | #VALUE! | #VALUE! | #VALUE! | #VALUE! |  |  |  |  | #VALUE! | #VALUE! | #VALUE! |  |  | #VALUE! | #VALUE! | #VALUE! | #VALUE! | #VALUE! | #VALUE! | #VALUE! | #VALUE! |  |  |  |  | #VALUE! | #VALUE! | #VALUE! |  |  | #VALUE! | #VALUE! | #VALUE! | #VALUE! | #VALUE! | #VALUE! | #VALUE! | #VALUE! |  |  | #VALUE! | #VALUE! | #VALUE! | #VALUE! | #VALUE! |  |  | #VALUE! | #VALUE! | #VALUE! | #VALUE! | #VALUE! | #VALUE! | #VALUE! | #VALUE! |  |  | #VALUE! | #VALUE! | #VALUE! | #VALUE! | #VALUE! |  |  | #VALUE! | #VALUE! | #VALUE! | #VALUE! | #VALUE! | #VALUE! | #VALUE! | #VALUE! | 0 | #REF! | #VALUE! | #VALUE! | #VALUE! | #VALUE! | #VALUE! | #VALUE! | #VALUE! | 0
|  |  |  | 0 | 51 | 0 |  |  | 1 | 1.0842e-19 | 0 | 1.0669e-18 | 1.0669e-18 | 1.0669e-18 | 0 | 0 |  |  |  |  | #VALUE! | #VALUE! | #VALUE! |  |  | #VALUE! | #VALUE! | #VALUE! | #VALUE! | #VALUE! | #VALUE! | #VALUE! | #VALUE! |  |  |  |  | #VALUE! | #VALUE! | #VALUE! |  |  | #VALUE! | #VALUE! | #VALUE! | #VALUE! | #VALUE! | #VALUE! | #VALUE! | #VALUE! |  |  |  |  | #VALUE! | #VALUE! | #VALUE! |  |  | #VALUE! | #VALUE! | #VALUE! | #VALUE! | #VALUE! | #VALUE! | #VALUE! | #VALUE! |  |  |  |  | #VALUE! | #VALUE! | #VALUE! |  |  | #VALUE! | #VALUE! | #VALUE! | #VALUE! | #VALUE! | #VALUE! | #VALUE! | #VALUE! |  |  |  |  | #VALUE! | #VALUE! | #VALUE! |  |  | #VALUE! | #VALUE! | #VALUE! | #VALUE! | #VALUE! | #VALUE! | #VALUE! | #VALUE! |  |  | #VALUE! | #VALUE! | #VALUE! | #VALUE! | #VALUE! |  |  | #VALUE! | #VALUE! | #VALUE! | #VALUE! | #VALUE! | #VALUE! | #VALUE! | #VALUE! |  |  | #VALUE! | #VALUE! | #VALUE! | #VALUE! | #VALUE! |  |  | #VALUE! | #VALUE! | #VALUE! | #VALUE! | #VALUE! | #VALUE! | #VALUE! | #VALUE! | 0 | #REF! | #VALUE! | #VALUE! | #VALUE! | #VALUE! | #VALUE! | #VALUE! | #VALUE! | 0
|  |  |  | 0 | 51 | 0 |  |  | 1 | 1.0842e-19 | 0 | 1.0669e-18 | 1.0669e-18 | 1.0669e-18 | 0 | 0 |  |  |  |  | #VALUE! | #VALUE! | #VALUE! |  |  | #VALUE! | #VALUE! | #VALUE! | #VALUE! | #VALUE! | #VALUE! | #VALUE! | #VALUE! |  |  |  |  | #VALUE! | #VALUE! | #VALUE! |  |  | #VALUE! | #VALUE! | #VALUE! | #VALUE! | #VALUE! | #VALUE! | #VALUE! | #VALUE! |  |  |  |  | #VALUE! | #VALUE! | #VALUE! |  |  | #VALUE! | #VALUE! | #VALUE! | #VALUE! | #VALUE! | #VALUE! | #VALUE! | #VALUE! |  |  |  |  | #VALUE! | #VALUE! | #VALUE! |  |  | #VALUE! | #VALUE! | #VALUE! | #VALUE! | #VALUE! | #VALUE! | #VALUE! | #VALUE! |  |  |  |  | #VALUE! | #VALUE! | #VALUE! |  |  | #VALUE! | #VALUE! | #VALUE! | #VALUE! | #VALUE! | #VALUE! | #VALUE! | #VALUE! |  |  | #VALUE! | #VALUE! | #VALUE! | #VALUE! | #VALUE! |  |  | #VALUE! | #VALUE! | #VALUE! | #VALUE! | #VALUE! | #VALUE! | #VALUE! | #VALUE! |  |  | #VALUE! | #VALUE! | #VALUE! | #VALUE! | #VALUE! |  |  | #VALUE! | #VALUE! | #VALUE! | #VALUE! | #VALUE! | #VALUE! | #VALUE! | #VALUE! | 0 | #REF! | #VALUE! | #VALUE! | #VALUE! | #VALUE! | #VALUE! | #VALUE! | #VALUE! | 0
|  |  |  | 0 | 51 | 0 |  |  | 1 | 1.0842e-19 | 0 | 1.0669e-18 | 1.0669e-18 | 1.0669e-18 | 0 | 0 |  |  |  |  | #VALUE! | #VALUE! | #VALUE! |  |  | #VALUE! | #VALUE! | #VALUE! | #VALUE! | #VALUE! | #VALUE! | #VALUE! | #VALUE! |  |  |  |  | #VALUE! | #VALUE! | #VALUE! |  |  | #VALUE! | #VALUE! | #VALUE! | #VALUE! | #VALUE! | #VALUE! | #VALUE! | #VALUE! |  |  |  |  | #VALUE! | #VALUE! | #VALUE! |  |  | #VALUE! | #VALUE! | #VALUE! | #VALUE! | #VALUE! | #VALUE! | #VALUE! | #VALUE! |  |  |  |  | #VALUE! | #VALUE! | #VALUE! |  |  | #VALUE! | #VALUE! | #VALUE! | #VALUE! | #VALUE! | #VALUE! | #VALUE! | #VALUE! |  |  |  |  | #VALUE! | #VALUE! | #VALUE! |  |  | #VALUE! | #VALUE! | #VALUE! | #VALUE! | #VALUE! | #VALUE! | #VALUE! | #VALUE! |  |  | #VALUE! | #VALUE! | #VALUE! | #VALUE! | #VALUE! |  |  | #VALUE! | #VALUE! | #VALUE! | #VALUE! | #VALUE! | #VALUE! | #VALUE! | #VALUE! |  |  | #VALUE! | #VALUE! | #VALUE! | #VALUE! | #VALUE! |  |  | #VALUE! | #VALUE! | #VALUE! | #VALUE! | #VALUE! | #VALUE! | #VALUE! | #VALUE! | 0 | #REF! | #VALUE! | #VALUE! | #VALUE! | #VALUE! | #VALUE! | #VALUE! | #VALUE! | 0
|  |  |  | 0 | 51 | 0 |  |  | 1 | 1.0842e-19 | 0 | 1.0669e-18 | 1.0669e-18 | 1.0669e-18 | 0 | 0 |  |  |  |  | #VALUE! | #VALUE! | #VALUE! |  |  | #VALUE! | #VALUE! | #VALUE! | #VALUE! | #VALUE! | #VALUE! | #VALUE! | #VALUE! |  |  |  |  | #VALUE! | #VALUE! | #VALUE! |  |  | #VALUE! | #VALUE! | #VALUE! | #VALUE! | #VALUE! | #VALUE! | #VALUE! | #VALUE! |  |  |  |  | #VALUE! | #VALUE! | #VALUE! |  |  | #VALUE! | #VALUE! | #VALUE! | #VALUE! | #VALUE! | #VALUE! | #VALUE! | #VALUE! |  |  |  |  | #VALUE! | #VALUE! | #VALUE! |  |  | #VALUE! | #VALUE! | #VALUE! | #VALUE! | #VALUE! | #VALUE! | #VALUE! | #VALUE! |  |  |  |  | #VALUE! | #VALUE! | #VALUE! |  |  | #VALUE! | #VALUE! | #VALUE! | #VALUE! | #VALUE! | #VALUE! | #VALUE! | #VALUE! |  |  | #VALUE! | #VALUE! | #VALUE! | #VALUE! | #VALUE! |  |  | #VALUE! | #VALUE! | #VALUE! | #VALUE! | #VALUE! | #VALUE! | #VALUE! | #VALUE! |  |  | #VALUE! | #VALUE! | #VALUE! | #VALUE! | #VALUE! |  |  | #VALUE! | #VALUE! | #VALUE! | #VALUE! | #VALUE! | #VALUE! | #VALUE! | #VALUE! | 0 | #REF! | #VALUE! | #VALUE! | #VALUE! | #VALUE! | #VALUE! | #VALUE! | #VALUE! | 0
|  |  |  | 0 | 51 | 0 |  |  | 1 | 1.0842e-19 | 0 | 1.0669e-18 | 1.0669e-18 | 1.0669e-18 | 0 | 0 |  |  |  |  | #VALUE! | #VALUE! | #VALUE! |  |  | #VALUE! | #VALUE! | #VALUE! | #VALUE! | #VALUE! | #VALUE! | #VALUE! | #VALUE! |  |  |  |  | #VALUE! | #VALUE! | #VALUE! |  |  | #VALUE! | #VALUE! | #VALUE! | #VALUE! | #VALUE! | #VALUE! | #VALUE! | #VALUE! |  |  |  |  | #VALUE! | #VALUE! | #VALUE! |  |  | #VALUE! | #VALUE! | #VALUE! | #VALUE! | #VALUE! | #VALUE! | #VALUE! | #VALUE! |  |  |  |  | #VALUE! | #VALUE! | #VALUE! |  |  | #VALUE! | #VALUE! | #VALUE! | #VALUE! | #VALUE! | #VALUE! | #VALUE! | #VALUE! |  |  |  |  | #VALUE! | #VALUE! | #VALUE! |  |  | #VALUE! | #VALUE! | #VALUE! | #VALUE! | #VALUE! | #VALUE! | #VALUE! | #VALUE! |  |  | #VALUE! | #VALUE! | #VALUE! | #VALUE! | #VALUE! |  |  | #VALUE! | #VALUE! | #VALUE! | #VALUE! | #VALUE! | #VALUE! | #VALUE! | #VALUE! |  |  | #VALUE! | #VALUE! | #VALUE! | #VALUE! | #VALUE! |  |  | #VALUE! | #VALUE! | #VALUE! | #VALUE! | #VALUE! | #VALUE! | #VALUE! | #VALUE! | 0 | #REF! | #VALUE! | #VALUE! | #VALUE! | #VALUE! | #VALUE! | #VALUE! | #VALUE! | 0
|  |  |  | 0 | 51 | 0 |  |  | 1 | 1.0842e-19 | 0 | 1.0669e-18 | 1.0669e-18 | 1.0669e-18 | 0 | 0 |  |  |  |  | #VALUE! | #VALUE! | #VALUE! |  |  | #VALUE! | #VALUE! | #VALUE! | #VALUE! | #VALUE! | #VALUE! | #VALUE! | #VALUE! |  |  |  |  | #VALUE! | #VALUE! | #VALUE! |  |  | #VALUE! | #VALUE! | #VALUE! | #VALUE! | #VALUE! | #VALUE! | #VALUE! | #VALUE! |  |  |  |  | #VALUE! | #VALUE! | #VALUE! |  |  | #VALUE! | #VALUE! | #VALUE! | #VALUE! | #VALUE! | #VALUE! | #VALUE! | #VALUE! |  |  |  |  | #VALUE! | #VALUE! | #VALUE! |  |  | #VALUE! | #VALUE! | #VALUE! | #VALUE! | #VALUE! | #VALUE! | #VALUE! | #VALUE! |  |  |  |  | #VALUE! | #VALUE! | #VALUE! |  |  | #VALUE! | #VALUE! | #VALUE! | #VALUE! | #VALUE! | #VALUE! | #VALUE! | #VALUE! |  |  | #VALUE! | #VALUE! | #VALUE! | #VALUE! | #VALUE! |  |  | #VALUE! | #VALUE! | #VALUE! | #VALUE! | #VALUE! | #VALUE! | #VALUE! | #VALUE! |  |  | #VALUE! | #VALUE! | #VALUE! | #VALUE! | #VALUE! |  |  | #VALUE! | #VALUE! | #VALUE! | #VALUE! | #VALUE! | #VALUE! | #VALUE! | #VALUE! | 0 | #REF! | #VALUE! | #VALUE! | #VALUE! | #VALUE! | #VALUE! | #VALUE! | #VALUE! | 0
|  |  |  | 0 | 51 | 0 |  |  | 1 | 1.0842e-19 | 0 | 1.0669e-18 | 1.0669e-18 | 1.0669e-18 | 0 | 0 |  |  |  |  | #VALUE! | #VALUE! | #VALUE! |  |  | #VALUE! | #VALUE! | #VALUE! | #VALUE! | #VALUE! | #VALUE! | #VALUE! | #VALUE! |  |  |  |  | #VALUE! | #VALUE! | #VALUE! |  |  | #VALUE! | #VALUE! | #VALUE! | #VALUE! | #VALUE! | #VALUE! | #VALUE! | #VALUE! |  |  |  |  | #VALUE! | #VALUE! | #VALUE! |  |  | #VALUE! | #VALUE! | #VALUE! | #VALUE! | #VALUE! | #VALUE! | #VALUE! | #VALUE! |  |  |  |  | #VALUE! | #VALUE! | #VALUE! |  |  | #VALUE! | #VALUE! | #VALUE! | #VALUE! | #VALUE! | #VALUE! | #VALUE! | #VALUE! |  |  |  |  | #VALUE! | #VALUE! | #VALUE! |  |  | #VALUE! | #VALUE! | #VALUE! | #VALUE! | #VALUE! | #VALUE! | #VALUE! | #VALUE! |  |  | #VALUE! | #VALUE! | #VALUE! | #VALUE! | #VALUE! |  |  | #VALUE! | #VALUE! | #VALUE! | #VALUE! | #VALUE! | #VALUE! | #VALUE! | #VALUE! |  |  | #VALUE! | #VALUE! | #VALUE! | #VALUE! | #VALUE! |  |  | #VALUE! | #VALUE! | #VALUE! | #VALUE! | #VALUE! | #VALUE! | #VALUE! | #VALUE! | 0 | #REF! | #VALUE! | #VALUE! | #VALUE! | #VALUE! | #VALUE! | #VALUE! | #VALUE! | 0
|  |  |  | 0 | 51 | 0 |  |  | 1 | 1.0842e-19 | 0 | 1.0669e-18 | 1.0669e-18 | 1.0669e-18 | 0 | 0 |  |  |  |  | #VALUE! | #VALUE! | #VALUE! |  |  | #VALUE! | #VALUE! | #VALUE! | #VALUE! | #VALUE! | #VALUE! | #VALUE! | #VALUE! |  |  |  |  | #VALUE! | #VALUE! | #VALUE! |  |  | #VALUE! | #VALUE! | #VALUE! | #VALUE! | #VALUE! | #VALUE! | #VALUE! | #VALUE! |  |  |  |  | #VALUE! | #VALUE! | #VALUE! |  |  | #VALUE! | #VALUE! | #VALUE! | #VALUE! | #VALUE! | #VALUE! | #VALUE! | #VALUE! |  |  |  |  | #VALUE! | #VALUE! | #VALUE! |  |  | #VALUE! | #VALUE! | #VALUE! | #VALUE! | #VALUE! | #VALUE! | #VALUE! | #VALUE! |  |  |  |  | #VALUE! | #VALUE! | #VALUE! |  |  | #VALUE! | #VALUE! | #VALUE! | #VALUE! | #VALUE! | #VALUE! | #VALUE! | #VALUE! |  |  | #VALUE! | #VALUE! | #VALUE! | #VALUE! | #VALUE! |  |  | #VALUE! | #VALUE! | #VALUE! | #VALUE! | #VALUE! | #VALUE! | #VALUE! | #VALUE! |  |  | #VALUE! | #VALUE! | #VALUE! | #VALUE! | #VALUE! |  |  | #VALUE! | #VALUE! | #VALUE! | #VALUE! | #VALUE! | #VALUE! | #VALUE! | #VALUE! | 0 | #REF! | #VALUE! | #VALUE! | #VALUE! | #VALUE! | #VALUE! | #VALUE! | #VALUE! | 0
|  |  |  | 0 | 51 | 0 |  |  | 1 | 1.0842e-19 | 0 | 1.0669e-18 | 1.0669e-18 | 1.0669e-18 | 0 | 0 |  |  |  |  | #VALUE! | #VALUE! | #VALUE! |  |  | #VALUE! | #VALUE! | #VALUE! | #VALUE! | #VALUE! | #VALUE! | #VALUE! | #VALUE! |  |  |  |  | #VALUE! | #VALUE! | #VALUE! |  |  | #VALUE! | #VALUE! | #VALUE! | #VALUE! | #VALUE! | #VALUE! | #VALUE! | #VALUE! |  |  |  |  | #VALUE! | #VALUE! | #VALUE! |  |  | #VALUE! | #VALUE! | #VALUE! | #VALUE! | #VALUE! | #VALUE! | #VALUE! | #VALUE! |  |  |  |  | #VALUE! | #VALUE! | #VALUE! |  |  | #VALUE! | #VALUE! | #VALUE! | #VALUE! | #VALUE! | #VALUE! | #VALUE! | #VALUE! |  |  |  |  | #VALUE! | #VALUE! | #VALUE! |  |  | #VALUE! | #VALUE! | #VALUE! | #VALUE! | #VALUE! | #VALUE! | #VALUE! | #VALUE! |  |  | #VALUE! | #VALUE! | #VALUE! | #VALUE! | #VALUE! |  |  | #VALUE! | #VALUE! | #VALUE! | #VALUE! | #VALUE! | #VALUE! | #VALUE! | #VALUE! |  |  | #VALUE! | #VALUE! | #VALUE! | #VALUE! | #VALUE! |  |  | #VALUE! | #VALUE! | #VALUE! | #VALUE! | #VALUE! | #VALUE! | #VALUE! | #VALUE! | 0 | #REF! | #VALUE! | #VALUE! | #VALUE! | #VALUE! | #VALUE! | #VALUE! | #VALUE! | 0
|  |  |  | 0 | 51 | 0 |  |  | 1 | 1.0842e-19 | 0 | 1.0669e-18 | 1.0669e-18 | 1.0669e-18 | 0 | 0 |  |  |  |  | #VALUE! | #VALUE! | #VALUE! |  |  | #VALUE! | #VALUE! | #VALUE! | #VALUE! | #VALUE! | #VALUE! | #VALUE! | #VALUE! |  |  |  |  | #VALUE! | #VALUE! | #VALUE! |  |  | #VALUE! | #VALUE! | #VALUE! | #VALUE! | #VALUE! | #VALUE! | #VALUE! | #VALUE! |  |  |  |  | #VALUE! | #VALUE! | #VALUE! |  |  | #VALUE! | #VALUE! | #VALUE! | #VALUE! | #VALUE! | #VALUE! | #VALUE! | #VALUE! |  |  |  |  | #VALUE! | #VALUE! | #VALUE! |  |  | #VALUE! | #VALUE! | #VALUE! | #VALUE! | #VALUE! | #VALUE! | #VALUE! | #VALUE! |  |  |  |  | #VALUE! | #VALUE! | #VALUE! |  |  | #VALUE! | #VALUE! | #VALUE! | #VALUE! | #VALUE! | #VALUE! | #VALUE! | #VALUE! |  |  | #VALUE! | #VALUE! | #VALUE! | #VALUE! | #VALUE! |  |  | #VALUE! | #VALUE! | #VALUE! | #VALUE! | #VALUE! | #VALUE! | #VALUE! | #VALUE! |  |  | #VALUE! | #VALUE! | #VALUE! | #VALUE! | #VALUE! |  |  | #VALUE! | #VALUE! | #VALUE! | #VALUE! | #VALUE! | #VALUE! | #VALUE! | #VALUE! | 0 | #REF! | #VALUE! | #VALUE! | #VALUE! | #VALUE! | #VALUE! | #VALUE! | #VALUE! | 0
|  |  |  | 0 | 51 | 0 |  |  | 1 | 1.0842e-19 | 0 | 1.0669e-18 | 1.0669e-18 | 1.0669e-18 | 0 | 0 |  |  |  |  | #VALUE! | #VALUE! | #VALUE! |  |  | #VALUE! | #VALUE! | #VALUE! | #VALUE! | #VALUE! | #VALUE! | #VALUE! | #VALUE! |  |  |  |  | #VALUE! | #VALUE! | #VALUE! |  |  | #VALUE! | #VALUE! | #VALUE! | #VALUE! | #VALUE! | #VALUE! | #VALUE! | #VALUE! |  |  |  |  | #VALUE! | #VALUE! | #VALUE! |  |  | #VALUE! | #VALUE! | #VALUE! | #VALUE! | #VALUE! | #VALUE! | #VALUE! | #VALUE! |  |  |  |  | #VALUE! | #VALUE! | #VALUE! |  |  | #VALUE! | #VALUE! | #VALUE! | #VALUE! | #VALUE! | #VALUE! | #VALUE! | #VALUE! |  |  |  |  | #VALUE! | #VALUE! | #VALUE! |  |  | #VALUE! | #VALUE! | #VALUE! | #VALUE! | #VALUE! | #VALUE! | #VALUE! | #VALUE! |  |  | #VALUE! | #VALUE! | #VALUE! | #VALUE! | #VALUE! |  |  | #VALUE! | #VALUE! | #VALUE! | #VALUE! | #VALUE! | #VALUE! | #VALUE! | #VALUE! |  |  | #VALUE! | #VALUE! | #VALUE! | #VALUE! | #VALUE! |  |  | #VALUE! | #VALUE! | #VALUE! | #VALUE! | #VALUE! | #VALUE! | #VALUE! | #VALUE! | 0 | #REF! | #VALUE! | #VALUE! | #VALUE! | #VALUE! | #VALUE! | #VALUE! | #VALUE! | 0
|  |  |  | 0 | 51 | 0 |  |  | 1 | 1.0842e-19 | 0 | 1.0669e-18 | 1.0669e-18 | 1.0669e-18 | 0 | 0 |  |  |  |  | #VALUE! | #VALUE! | #VALUE! |  |  | #VALUE! | #VALUE! | #VALUE! | #VALUE! | #VALUE! | #VALUE! | #VALUE! | #VALUE! |  |  |  |  | #VALUE! | #VALUE! | #VALUE! |  |  | #VALUE! | #VALUE! | #VALUE! | #VALUE! | #VALUE! | #VALUE! | #VALUE! | #VALUE! |  |  |  |  | #VALUE! | #VALUE! | #VALUE! |  |  | #VALUE! | #VALUE! | #VALUE! | #VALUE! | #VALUE! | #VALUE! | #VALUE! | #VALUE! |  |  |  |  | #VALUE! | #VALUE! | #VALUE! |  |  | #VALUE! | #VALUE! | #VALUE! | #VALUE! | #VALUE! | #VALUE! | #VALUE! | #VALUE! |  |  |  |  | #VALUE! | #VALUE! | #VALUE! |  |  | #VALUE! | #VALUE! | #VALUE! | #VALUE! | #VALUE! | #VALUE! | #VALUE! | #VALUE! |  |  | #VALUE! | #VALUE! | #VALUE! | #VALUE! | #VALUE! |  |  | #VALUE! | #VALUE! | #VALUE! | #VALUE! | #VALUE! | #VALUE! | #VALUE! | #VALUE! |  |  | #VALUE! | #VALUE! | #VALUE! | #VALUE! | #VALUE! |  |  | #VALUE! | #VALUE! | #VALUE! | #VALUE! | #VALUE! | #VALUE! | #VALUE! | #VALUE! | 0 | #REF! | #VALUE! | #VALUE! | #VALUE! | #VALUE! | #VALUE! | #VALUE! | #VALUE! | 0
|  |  |  | 0 | 51 | 0 |  |  | 1 | 1.0842e-19 | 0 | 1.0669e-18 | 1.0669e-18 | 1.0669e-18 | 0 | 0 |  |  |  |  | #VALUE! | #VALUE! | #VALUE! |  |  | #VALUE! | #VALUE! | #VALUE! | #VALUE! | #VALUE! | #VALUE! | #VALUE! | #VALUE! |  |  |  |  | #VALUE! | #VALUE! | #VALUE! |  |  | #VALUE! | #VALUE! | #VALUE! | #VALUE! | #VALUE! | #VALUE! | #VALUE! | #VALUE! |  |  |  |  | #VALUE! | #VALUE! | #VALUE! |  |  | #VALUE! | #VALUE! | #VALUE! | #VALUE! | #VALUE! | #VALUE! | #VALUE! | #VALUE! |  |  |  |  | #VALUE! | #VALUE! | #VALUE! |  |  | #VALUE! | #VALUE! | #VALUE! | #VALUE! | #VALUE! | #VALUE! | #VALUE! | #VALUE! |  |  |  |  | #VALUE! | #VALUE! | #VALUE! |  |  | #VALUE! | #VALUE! | #VALUE! | #VALUE! | #VALUE! | #VALUE! | #VALUE! | #VALUE! |  |  | #VALUE! | #VALUE! | #VALUE! | #VALUE! | #VALUE! |  |  | #VALUE! | #VALUE! | #VALUE! | #VALUE! | #VALUE! | #VALUE! | #VALUE! | #VALUE! |  |  | #VALUE! | #VALUE! | #VALUE! | #VALUE! | #VALUE! |  |  | #VALUE! | #VALUE! | #VALUE! | #VALUE! | #VALUE! | #VALUE! | #VALUE! | #VALUE! | 0 | #REF! | #VALUE! | #VALUE! | #VALUE! | #VALUE! | #VALUE! | #VALUE! | #VALUE! | 0
|  |  |  | 0 | 51 | 0 |  |  | 1 | 1.0842e-19 | 0 | 1.0669e-18 | 1.0669e-18 | 1.0669e-18 | 0 | 0 |  |  |  |  | #VALUE! | #VALUE! | #VALUE! |  |  | #VALUE! | #VALUE! | #VALUE! | #VALUE! | #VALUE! | #VALUE! | #VALUE! | #VALUE! |  |  |  |  | #VALUE! | #VALUE! | #VALUE! |  |  | #VALUE! | #VALUE! | #VALUE! | #VALUE! | #VALUE! | #VALUE! | #VALUE! | #VALUE! |  |  |  |  | #VALUE! | #VALUE! | #VALUE! |  |  | #VALUE! | #VALUE! | #VALUE! | #VALUE! | #VALUE! | #VALUE! | #VALUE! | #VALUE! |  |  |  |  | #VALUE! | #VALUE! | #VALUE! |  |  | #VALUE! | #VALUE! | #VALUE! | #VALUE! | #VALUE! | #VALUE! | #VALUE! | #VALUE! |  |  |  |  | #VALUE! | #VALUE! | #VALUE! |  |  | #VALUE! | #VALUE! | #VALUE! | #VALUE! | #VALUE! | #VALUE! | #VALUE! | #VALUE! |  |  | #VALUE! | #VALUE! | #VALUE! | #VALUE! | #VALUE! |  |  | #VALUE! | #VALUE! | #VALUE! | #VALUE! | #VALUE! | #VALUE! | #VALUE! | #VALUE! |  |  | #VALUE! | #VALUE! | #VALUE! | #VALUE! | #VALUE! |  |  | #VALUE! | #VALUE! | #VALUE! | #VALUE! | #VALUE! | #VALUE! | #VALUE! | #VALUE! | 0 | #REF! | #VALUE! | #VALUE! | #VALUE! | #VALUE! | #VALUE! | #VALUE! | #VALUE! | 0